## Red_Electrica
name | geometry_type | Tensión | Circuitos | Longitud | Característica | Operador | Tipo | Fase | Estado | Municipio | Fuente | geojson
LT TEMASCAL II - OJO DE AGUA POT. | LineString | 400 kV |  | 103.14 km | 400KV-1C-103.1KM-TA A3560 | [5 empty] | CONACYT 2024 (oficial) | {"type":"Feature","properties":{},"geometry":{"type":"LineString","coordinates":[[-97.04726,18.89176],[-97.04685,18.89253],[-97.04219,18.8994],[-96.97516,18.87565],[-96.85797,18.7744],[-96.81222,18.76204],[-96.65394,18.64061],[-96.51659,18.46584],[-96.49482,18.39417],[-96.422,18.31034],[-96.39558,18.25684],[-96.39235,18.25445]]}}
LT ANAHUAC POT. - CEMEX | LineString | 400 kV |  | 2.39 km | 400KV-1C/2C/4C-2.3KM | [5 empty] | CONACYT 2024 (oficial) | {"type":"Feature","properties":{},"geometry":{"type":"LineString","coordinates":[[-98.84572,22.06893],[-98.84567,22.0688],[-98.8471,22.06554],[-98.84389,22.04872],[-98.84463,22.04832]]}}
LT TUXPAN PV - TEXCOCO L1 | LineString | 400 kV |  | 254.59 km | 400KV-1C-254.5KM-1113 A3780 | [5 empty] | CONACYT 2024 (oficial) | {"type":"Feature","properties":{},"geometry":{"type":"LineString","coordinates":[[-98.83868,19.54391],[-98.83094,19.53946],[-98.78731,19.53691],[-98.75514,19.56354],[-98.68499,19.55784],[-98.46373,19.55896],[-98.38782,19.55494],[-98.17553,19.65572],[-98.17097,19.67392],[-98.16485,19.70385],[-98.15052,19.72361],[-98.12951,19.74451],[-98.10368,19.77973],[-98.06074,19.83439],[-98.03944,19.85124],[-97.98143,19.97647],[-97.94859,20.04271],[-97.95207,20.06439],[-97.91675,20.1299],[-97.91014,20.16664],[-97.89537,20.19128],[-97.87069,20.23962],[-97.79376,20.45744],[-97.67928,20.62145],[-97.65596,20.65916],[-97.56582,20.80997],[-97.54951,20.85464],[-97.51139,20.93757],[-97.46781,20.98353],[-97.43113,20.99498],[-97.33783,21.01519],[-97.33687,21.01529]]}}
LT JUILE - CERRO DE ORO | LineString | 400 kV |  | 156.06 km | 400KV-2C-154.1KM-1113ACSR-TA A3U00/A3U10 | [5 empty] | CONACYT 2024 (oficial) | {"type":"Feature","properties":{},"geometry":{"type":"LineString","coordinates":[[-96.3527,18.21697],[-96.34868,18.20353],[-96.30181,18.153],[-96.27835,18.14396],[-96.21333,18.05548],[-96.19362,18.01906],[-96.16179,17.99507],[-96.08882,17.99648],[-95.96277,17.94674],[-95.80004,17.942],[-95.7636,17.94276],[-95.7122,17.92124],[-95.59899,17.89507],[-95.25631,17.81079],[-95.19101,17.77039],[-95.05966,17.76056]]}}
LT LAGUNA VERDE - TECALI | LineString | 400 kV |  | 216.61 km | 400KV-1C-216.6KM-1113ACSR-TA A3190 | [5 empty] | CONACYT 2024 (oficial) | {"type":"Feature","properties":{},"geometry":{"type":"LineString","coordinates":[[-96.40809,19.72001],[-96.4308,19.7166],[-96.46255,19.69093],[-96.49726,19.67403],[-96.53159,19.67397],[-96.76419,19.62895],[-96.82849,19.6345],[-96.86128,19.63477],[-96.87945,19.63824],[-96.89231,19.63433],[-96.9964,19.63331],[-97.08755,19.62514],[-97.11332,19.63313],[-97.1897,19.62511],[-97.29303,19.56787],[-97.3076,19.52149],[-97.36243,19.4795],[-97.41529,19.43148],[-97.47368,19.34775],[-97.53623,19.28682],[-97.64475,19.14926],[-97.67513,19.0968],[-97.76666,18.98052],[-97.78242,18.96549],[-97.78869,18.87931],[-97.78982,18.83748],[-97.82387,18.84778],[-97.87976,18.84589],[-97.97398,18.85158],[-97.97604,18.84682]]}}
LT TEMASCAL II - MINATITLAN II | LineString | 400 kV |  | 223.7 km | 400KV-1C-223.8KM-TA-PA A3360 | [5 empty] | CONACYT 2024 (oficial) | {"type":"Feature","properties":{},"geometry":{"type":"LineString","coordinates":[[-94.39947,18.02893],[-94.41887,18.0254],[-94.44141,18.01392],[-94.47834,18.01873],[-94.52909,18.03482],[-94.58835,18.00718],[-94.68253,18.01796],[-94.87664,18.04621],[-94.90909,18.05214],[-94.96197,18.08283],[-95.26195,18.13152],[-95.29094,18.11991],[-95.33262,18.09803],[-95.66664,18.12914],[-95.92283,18.04703],[-96.08961,18.06389],[-96.13496,18.07527],[-96.14101,18.07711],[-96.15211,18.07846],[-96.24163,18.15398],[-96.37425,18.24853],[-96.38985,18.25364]]}}
L.T. QUERETARO POTENCIA - QUERETARO POTENCIA MANIOBRAS L1 | LineString | 400 kV |  | 24.0 km | 400 KV-1C-24.00 Km-1113 ACSR-TA 3 CONDUCTOES POR FASE | [5 empty] | CONACYT 2024 (oficial) | {"type":"Feature","properties":{},"geometry":{"type":"LineString","coordinates":[[-100.48617,20.51938],[-100.47432,20.49468],[-100.36744,20.48281],[-100.31657,20.47436],[-100.28109,20.47246],[-100.28077,20.46862]]}}
L.T. ALMOLOYA - ATLACOMULCO II | LineString | 400 kV |  | 27.68 km | 400 KV- C-27.55 Km-1113 ACSR-TA | [5 empty] | CONACYT 2024 (oficial) | {"type":"Feature","properties":{},"geometry":{"type":"LineString","coordinates":[[-99.78112,19.61941],[-99.7658,19.58328],[-99.77985,19.56953],[-99.78925,19.54207],[-99.7934,19.5],[-99.78253,19.48776],[-99.76285,19.44786],[-99.76034,19.38884]]}}
LT PUEBLA II - SAN LORENZO POT. L1 | LineString | 400 kV |  | 12.31 km | 400KV-1C-12.3KM-1113 A3T20 | [5 empty] | CONACYT 2024 (oficial) | {"type":"Feature","properties":{},"geometry":{"type":"LineString","coordinates":[[-98.24144,19.12211],[-98.22422,19.11398],[-98.19057,19.10829],[-98.1387,19.083]]}}
LT ANAHUAC POT. - PEÑOLES | LineString | 400 kV |  | 2.31 km | 400KV-1C/2C/4C-2.3KM-1113ACSR-TA | [5 empty] | CONACYT 2024 (oficial) | {"type":"Feature","properties":{},"geometry":{"type":"LineString","coordinates":[[-98.8469,22.06846],[-98.8471,22.06554],[-98.84389,22.04872],[-98.84448,22.04816]]}}
LT ANAHUAC POT. - CEMEX | LineString | 400 kV |  | 2.39 km | 400KV-1C/2C/4C-2.3KM-1113ACSR-TA | [5 empty] | CONACYT 2024 (oficial) | {"type":"Feature","properties":{},"geometry":{"type":"LineString","coordinates":[[-98.84572,22.06893],[-98.84567,22.0688],[-98.8471,22.06554],[-98.84389,22.04872],[-98.84438,22.04802]]}}
LT PUEBLA II - SAN LORENZO POT. L2 | LineString | 400 kV |  | 12.27 km | 400KV-2C-12.2KM-1113 A3930 | [5 empty] | CONACYT 2024 (oficial) | {"type":"Feature","properties":{},"geometry":{"type":"LineString","coordinates":[[-98.24181,19.12233],[-98.24069,19.12421],[-98.24002,19.12566],[-98.22433,19.11309],[-98.19071,19.10746],[-98.13896,19.08248]]}}
LT SAN LORENZO POT. - SAN MARTIN POT. | LineString | 400 kV |  | 28.6 km | 400KV-1C-28.5KM-1113 A3T80 | [5 empty] | CONACYT 2024 (oficial) | {"type":"Feature","properties":{},"geometry":{"type":"LineString","coordinates":[[-98.42139,19.30171],[-98.42518,19.29853],[-98.34593,19.20821],[-98.24206,19.12249]]}}
LT SAN LORENZO POT. - TEXCOCO | LineString | 400 kV |  | 80.4 km | 400KV-1C-80.3KM-1113 | [5 empty] | CONACYT 2024 (oficial) | {"type":"Feature","properties":{},"geometry":{"type":"LineString","coordinates":[[-98.83933,19.54281],[-98.83253,19.53494],[-98.81072,19.53454],[-98.74463,19.49749],[-98.72429,19.48867],[-98.67649,19.47371],[-98.56725,19.36387],[-98.54624,19.35303],[-98.48057,19.33064],[-98.42551,19.2977],[-98.34566,19.20686],[-98.26057,19.13694],[-98.24147,19.12678],[-98.24002,19.12566],[-98.24069,19.12421],[-98.24181,19.12234]]}}
LT TECALI - YAUTEPEC | LineString | 400 kV |  | 116.92 km | 400KV-1C-116.8KM-1113ACSR A3T40 | [5 empty] | CONACYT 2024 (oficial) | {"type":"Feature","properties":{},"geometry":{"type":"LineString","coordinates":[[-98.99558,18.84685],[-98.98653,18.82167],[-98.98892,18.8069],[-98.97698,18.7865],[-98.9551,18.77251],[-98.89855,18.76938],[-98.8624,18.79415],[-98.73692,18.82805],[-98.66729,18.82317],[-98.48409,18.81419],[-98.42914,18.83321],[-98.36703,18.8769],[-98.28915,18.88381],[-98.18231,18.87781],[-98.04307,18.85447],[-97.97624,18.84585]]}}
LT OJO DE AGUA - PUEBLA II | LineString | 400 kV |  | 120.78 km | 400KV-1C-120.5KM-TA A3920 | [5 empty] | CONACYT 2024 (oficial) | {"type":"Feature","properties":{},"geometry":{"type":"LineString","coordinates":[[-98.13633,19.08173],[-98.12396,19.07616],[-98.06805,19.06572],[-97.98612,19.04864],[-97.92797,19.01813],[-97.8116,18.97856],[-97.50093,18.87249],[-97.36019,18.88366],[-97.30831,18.89069],[-97.23947,18.89105],[-97.19005,18.88188],[-97.15249,18.88322],[-97.12338,18.89216],[-97.04219,18.8994],[-97.04685,18.89253],[-97.04763,18.89202]]}}
LT TEMASCAL II - PUEBLA II | LineString | 400 kV |  | 222.08 km | 400KV-1C-221.8KM-TA A3460 | [5 empty] | CONACYT 2024 (oficial) | {"type":"Feature","properties":{},"geometry":{"type":"LineString","coordinates":[[-98.13598,19.08237],[-98.12571,19.07757],[-97.98484,19.04899],[-97.92701,19.01862],[-97.808,18.97809],[-97.50133,18.87321],[-97.36056,18.88441],[-97.30826,18.89154],[-97.23941,18.89185],[-97.18977,18.88294],[-97.14818,18.88524],[-97.12502,18.89271],[-97.04203,18.9002],[-96.97452,18.87673],[-96.85909,18.77611],[-96.80852,18.76054],[-96.64965,18.64073],[-96.51314,18.46512],[-96.49277,18.39589],[-96.41871,18.31054],[-96.39479,18.25736],[-96.39183,18.25501]]}}
LT TEMASCAL II - TECALI | LineString | 400 kV |  | 184.4 km | 400KV-1C-184.4KM-1113-TA A3540 | [5 empty] | CONACYT 2024 (oficial) | {"type":"Feature","properties":{},"geometry":{"type":"LineString","coordinates":[[-97.9757,18.84605],[-97.85657,18.83048],[-97.79041,18.83608],[-97.43658,18.68229],[-97.38674,18.64744],[-97.16035,18.58683],[-97.025,18.53398],[-96.98539,18.52417],[-96.81223,18.45998],[-96.6233,18.44504],[-96.55159,18.41995],[-96.39264,18.25412]]}}
LT CRUZ AZUL MANIOBRAS - CYCNA | LineString | 400 kV |  | 16.76 km | 400KV-1C-15.6KM-1113 A3070 | [5 empty] | CONACYT 2024 (oficial) | {"type":"Feature","properties":{},"geometry":{"type":"LineString","coordinates":[[-97.66302,18.87301],[-97.69694,18.8913],[-97.7036,18.91883],[-97.71955,18.93247],[-97.78349,18.95031]]}}
LT LAGUNA VERDE - PUEBLA II | LineString | 400 kV |  | 225.62 km | 400KV-1C-225.5KM1113ACSR-TA A3090 | [5 empty] | CONACYT 2024 (oficial) | {"type":"Feature","properties":{},"geometry":{"type":"LineString","coordinates":[[-98.13816,19.08395],[-98.14321,19.09003],[-98.13604,19.10675],[-98.11527,19.11329],[-97.98064,19.07815],[-97.93834,19.03591],[-97.8848,19.00499],[-97.79923,18.9759],[-97.77617,18.97304],[-97.76746,18.98093],[-97.67411,19.09982],[-97.64999,19.14353],[-97.53683,19.28713],[-97.4744,19.34794],[-97.36314,19.4798],[-97.30508,19.52271],[-97.27571,19.57532],[-97.1898,19.62569],[-97.11406,19.63386],[-97.08754,19.62512],[-96.99707,19.63389],[-96.95372,19.63425],[-96.87953,19.63943],[-96.76485,19.62953],[-96.6864,19.64726],[-96.53135,19.67478],[-96.49867,19.67481],[-96.46308,19.6915],[-96.43118,19.71719],[-96.40805,19.72015]]}}
LT POZA RICA II -TAMOS | LineString | 400 kV |  | 199.64 km | 400KV-1C-199.5KM-1113ACSR-TA(CTO A3490) | [5 empty] | CONACYT 2024 (oficial) | {"type":"Feature","properties":{},"geometry":{"type":"LineString","coordinates":[[-98.00626,22.22392],[-97.99936,22.19672],[-97.97911,22.01083],[-97.9015,21.82886],[-97.88012,21.75759],[-97.85573,21.63763],[-97.84442,21.59141],[-97.82011,21.33982],[-97.80321,21.305],[-97.76675,21.07528],[-97.71544,20.9096],[-97.50674,20.56785],[-97.50097,20.51327],[-97.5036,20.51071]]}}
LT LAGUNA VERDE - POZA RICA II | LineString | 400 kV |  | 152.24 km | 400KV-1C-152.26KM-TA A3390 | [5 empty] | CONACYT 2024 (oficial) | {"type":"Feature","properties":{},"geometry":{"type":"LineString","coordinates":[[-97.50559,20.50946],[-97.50346,20.50342],[-97.39394,20.26629],[-97.13364,20.15264],[-96.92681,19.99985],[-96.78069,19.91715],[-96.67945,19.80468],[-96.56822,19.75692],[-96.45712,19.75787],[-96.42224,19.73411],[-96.40797,19.72041]]}}
LT PUEBLA II - TECALI | LineString | 400 kV |  | 35.66 km | 400KV-1C-35.3KM-1113ACSR A3940 | [5 empty] | CONACYT 2024 (oficial) | {"type":"Feature","properties":{},"geometry":{"type":"LineString","coordinates":[[-97.97749,18.84699],[-97.97512,18.87205],[-98.01177,18.90621],[-98.07839,19.01058],[-98.07034,19.04643],[-98.07956,19.06614],[-98.1339,19.07422],[-98.13835,19.08357]]}}
LT CERRO DE ORO - TECALI | LineString | 400 kV |  | 193.24 km | 400KV-2C-193.2KM-1113ACSR-TA A3U30 | [5 empty] | CONACYT 2024 (oficial) | {"type":"Feature","properties":{},"geometry":{"type":"LineString","coordinates":[[-96.35492,18.21805],[-96.35553,18.21905],[-96.39222,18.25043],[-96.44078,18.3255],[-96.45538,18.33286],[-96.52457,18.41168],[-96.62032,18.44502],[-96.6261,18.45171],[-96.6671,18.46529],[-96.72285,18.46377],[-96.73862,18.45257],[-96.77599,18.44195],[-96.85989,18.45582],[-96.92562,18.49899],[-96.92947,18.50466],[-97.01566,18.53829],[-97.0846,18.5705],[-97.10007,18.57557],[-97.2688,18.61978],[-97.30558,18.62818],[-97.49644,18.71618],[-97.54734,18.73765],[-97.63434,18.77164],[-97.67653,18.76931],[-97.88898,18.79294],[-97.92083,18.80545],[-97.97645,18.84601],[-97.97653,18.84641]]}}
LT TUXPAN PV - TEXCOCO L2 | LineString | 400 kV |  | 248.88 km | 400KV-1C-248.8KM-1113 A3680 | [5 empty] | CONACYT 2024 (oficial) | {"type":"Feature","properties":{},"geometry":{"type":"LineString","coordinates":[[-98.78731,19.53691],[-98.75596,19.56153],[-98.68512,19.55697],[-98.46415,19.55805],[-98.3877,19.55396],[-98.17483,19.65503],[-98.17097,19.67392],[-98.12951,19.74451],[-98.05891,19.83453],[-98.03741,19.85021],[-97.98095,19.97577],[-97.96489,19.99981],[-97.94827,20.03356],[-97.94074,20.06242],[-97.94427,20.07506],[-97.91448,20.13318],[-97.89403,20.18997],[-97.8752,20.21175],[-97.86997,20.23939],[-97.79829,20.44198],[-97.78797,20.4642],[-97.67893,20.62025],[-97.65596,20.65916],[-97.56582,20.80997],[-97.54951,20.85464],[-97.51139,20.93757],[-97.46781,20.98353],[-97.43113,20.99498],[-97.33783,21.01519],[-97.33697,21.01553]]}}
LT TUXPAN PV - TEXCOCO L3 | LineString | 400 kV |  | 256.09 km | 400KV-1C-256KM-1113 A3380 | [5 empty] | CONACYT 2024 (oficial) | {"type":"Feature","properties":{},"geometry":{"type":"LineString","coordinates":[[-98.83902,19.54331],[-98.83179,19.53905],[-98.81924,19.53691],[-98.7921,19.53189],[-98.7565,19.56019],[-98.68562,19.55567],[-98.6422,19.55635],[-98.45585,19.55647],[-98.38582,19.55238],[-98.26793,19.60986],[-98.19209,19.62581],[-98.18224,19.65485],[-98.18349,19.67014],[-98.16559,19.73959],[-98.045,19.85007],[-98.01238,19.91223],[-98.00024,19.93851],[-97.99625,19.96157],[-97.98419,19.97749],[-97.95235,20.04678],[-97.95347,20.06358],[-97.94725,20.07496],[-97.93033,20.14116],[-97.89613,20.19159],[-97.87213,20.23881],[-97.82114,20.3838],[-97.79745,20.41342],[-97.78675,20.46379],[-97.75216,20.51137],[-97.6781,20.61983],[-97.56587,20.80116],[-97.5371,20.87869],[-97.51105,20.93505],[-97.47944,20.96827],[-97.37455,21.00211],[-97.3691,21.00387],[-97.33818,21.01405],[-97.33661,21.0147]]}}
LT TRES ESTRELLAS - TEOTIHUACAN | LineString | 400 kV |  | 55.34 km | 400KV-1C-55.8KM | [5 empty] | CONACYT 2024 (oficial) | {"type":"Feature","properties":{},"geometry":{"type":"LineString","coordinates":[[-97.24483,20.83991],[-97.26562,20.84102],[-97.29484,20.82421],[-97.32868,20.82955],[-97.36546,20.81799],[-97.37846,20.8086],[-97.46605,20.67324],[-97.4962,20.63938],[-97.52343,20.623],[-97.54542,20.55669],[-97.51889,20.51546],[-97.52001,20.50723]]}}
LT TRES ESTRELLAS - POZA RICA II | LineString | 400 kV |  | 55.53 km | 400KV-1C-55.4KM | [5 empty] | CONACYT 2024 (oficial) | {"type":"Feature","properties":{},"geometry":{"type":"LineString","coordinates":[[-97.50592,20.51003],[-97.51812,20.51567],[-97.54458,20.55712],[-97.52291,20.6222],[-97.49604,20.63847],[-97.46563,20.67231],[-97.37774,20.80787],[-97.3645,20.81755],[-97.33016,20.82821],[-97.29474,20.82287],[-97.26507,20.84031],[-97.24566,20.83966]]}}
LT CHAMPAYAN - GUEMEZ | LineString | 400 kV |  | 14.24 km | 400KV-1C-14.2KM-1113 A3250 | [5 empty] | CONACYT 2024 (oficial) | {"type":"Feature","properties":{},"geometry":{"type":"LineString","coordinates":[[-98.2707,22.70865],[-98.18349,22.60951]]}}
LT PUERTO ALTAMIRA - CHAMPAYAN L2 | LineString | 400 kV |  | 32.5 km | 400KV-2C-32.5KM-1113ACSR-TA/3CF | [5 empty] | CONACYT 2024 (oficial) | {"type":"Feature","properties":{},"geometry":{"type":"LineString","coordinates":[[-98.18218,22.60792],[-98.17811,22.61237],[-98.1191,22.61284],[-97.92194,22.49428],[-97.90609,22.49463]]}}
LT PUERTO ALTAMIRA - CHAMPAYAN L1 | LineString | 400 kV |  | 32.55 km | 400KV-2C-32.5KM-1113ACSR-TA/3CF | [5 empty] | CONACYT 2024 (oficial) | {"type":"Feature","properties":{},"geometry":{"type":"LineString","coordinates":[[-98.18251,22.60834],[-98.17811,22.61316],[-98.11909,22.61363],[-97.92194,22.49507],[-97.90611,22.49546]]}}
LT CHAMPAYAN - LAS MESAS | LineString | 400 kV |  | 169.52 km | 400KV-2C-169.4KM-1113ACSR-TA/3CF | [5 empty] | CONACYT 2024 (oficial) | {"type":"Feature","properties":{},"geometry":{"type":"LineString","coordinates":[[-98.74981,21.31051],[-98.74809,21.31946],[-98.76194,21.33324],[-98.7756,21.35601],[-98.77323,21.40295],[-98.75904,21.44214],[-98.75661,21.45659],[-98.76026,21.58129],[-98.70218,21.7353],[-98.69083,21.7675],[-98.61873,21.84013],[-98.60099,21.94116],[-98.61606,21.97626],[-98.6253,22.1016],[-98.61706,22.10512],[-98.58042,22.14361],[-98.49602,22.27436],[-98.42851,22.42124],[-98.42019,22.45626],[-98.40841,22.48881],[-98.36798,22.51216],[-98.33141,22.52303],[-98.31411,22.5411],[-98.23917,22.58001],[-98.18412,22.60626]]}}
LT SAN MARTIN POT. - TEXCOCO | LineString | 400 kV |  | 52.8 km | 400KV-1C-52.7KM-1113ACSR-TA | [5 empty] | CONACYT 2024 (oficial) | {"type":"Feature","properties":{},"geometry":{"type":"LineString","coordinates":[[-98.42141,19.30257],[-98.42281,19.30264],[-98.42681,19.30043],[-98.48005,19.33143],[-98.53201,19.34912],[-98.56833,19.36612],[-98.64564,19.44299],[-98.66975,19.47251],[-98.74303,19.49808],[-98.79193,19.5285],[-98.81021,19.53632],[-98.81924,19.53691],[-98.83179,19.53905],[-98.83919,19.54306]]}}
LT ALTAMIRA - TAMOS | LineString | 400 kV |  | 24.86 km | 400KV-1C-24.9KM-1113ACSR-TA A3F90 | [5 empty] | CONACYT 2024 (oficial) | {"type":"Feature","properties":{},"geometry":{"type":"LineString","coordinates":[[-98.00893,22.43767],[-98.01325,22.43589],[-98.00853,22.395],[-98.02148,22.34629],[-98.0325,22.31688],[-98.00702,22.22641],[-98.00497,22.22465]]}}
LT CERRO DE ORO - TECALI | LineString | 400 kV |  | 193.25 km | 400KV-2C-193.2KM-1113ACSR-TA A3U20 | [5 empty] | CONACYT 2024 (oficial) | {"type":"Feature","properties":{},"geometry":{"type":"LineString","coordinates":[[-97.97626,18.84637],[-97.97645,18.84601],[-97.92083,18.80545],[-97.88898,18.79294],[-97.67653,18.76931],[-97.63434,18.77164],[-97.54734,18.73765],[-97.49644,18.71618],[-97.30558,18.62818],[-97.2688,18.61978],[-97.10007,18.57557],[-97.0846,18.5705],[-97.01566,18.53829],[-96.92947,18.50466],[-96.92562,18.49899],[-96.85989,18.45582],[-96.77599,18.44195],[-96.73862,18.45257],[-96.72285,18.46377],[-96.6671,18.46529],[-96.6261,18.45171],[-96.62032,18.44502],[-96.52457,18.41168],[-96.45538,18.33286],[-96.44078,18.3255],[-96.39222,18.25043],[-96.35553,18.21905],[-96.35443,18.21849]]}}
LT ALTAMIRA - TAMOS | LineString | 400 kV |  | 25.03 km | 400KV-1C-25KM-1113ACSR-TA A3F80 | [5 empty] | CONACYT 2024 (oficial) | {"type":"Feature","properties":{},"geometry":{"type":"LineString","coordinates":[[-98.00871,22.43834],[-98.01511,22.42653],[-98.01222,22.39908],[-98.03365,22.31721],[-98.01233,22.23052],[-98.00634,22.22447],[-98.006,22.22428]]}}
LT. VALLADOLID-PLAYA DEL CARMEN | LineString | 400 kV |  | 187.8 km | 230KV-1C-187.60KM-TA (167KM AISL-EN 400KV) | [5 empty] | CONACYT 2024 (oficial) | {"type":"Feature","properties":{},"geometry":{"type":"LineString","coordinates":[[-87.08249,20.631],[-87.08237,20.63106],[-87.00051,20.7372],[-86.91882,20.83034],[-87.05645,20.83912],[-87.07527,20.8696],[-87.15891,20.96307],[-87.18173,20.97424],[-87.24425,20.96305],[-87.48331,20.87716],[-87.58689,20.8597],[-87.6634,20.84806],[-87.89552,20.67971],[-87.93469,20.64155],[-88.23718,20.65893],[-88.25324,20.6822],[-88.26261,20.68489],[-88.25324,20.6822]]}}
L.T. MANUEL MORENO TORRES-MALPASO | LineString | 400 kV |  | 62.68 km | 400KV-1C-62.87KM-TA | [5 empty] | CONACYT 2024 (oficial) | {"type":"Feature","properties":{},"geometry":{"type":"LineString","coordinates":[[-93.58569,17.17835],[-93.57072,17.17469],[-93.536,17.17313],[-93.49047,17.15133],[-93.42865,17.13453],[-93.33522,17.12661],[-93.29966,17.12618],[-93.23018,17.10224],[-93.09613,16.96293],[-93.09528,16.94078]]}}
LT. VALLADOLID-NIZUC | LineString | 400 kV |  | 157.74 km | 230KV-1C-197.77KM-TA (167KM AISL-EN 400KV) | [5 empty] | CONACYT 2024 (oficial) | {"type":"Feature","properties":{},"geometry":{"type":"LineString","coordinates":[[-86.93038,20.83257],[-86.93536,20.83137],[-87.05645,20.83912],[-87.07527,20.8696],[-87.15891,20.96307],[-87.18173,20.97424],[-87.24425,20.96305],[-87.48331,20.87716],[-87.58689,20.8597],[-87.6634,20.84806],[-87.89552,20.67971],[-87.93469,20.64155],[-88.23718,20.65893],[-88.25324,20.6822],[-88.26261,20.68489],[-88.26255,20.68555]]}}
L.T. MANUEL MORENO TORRES-JUILE (LINEA 2) | LineString | 400 kV |  | 241.04 km | 400KV-2C-241.00KM-TA | [5 empty] | CONACYT 2024 (oficial) | {"type":"Feature","properties":{},"geometry":{"type":"LineString","coordinates":[[-93.09505,16.93845],[-93.10969,16.94763],[-93.21282,16.94767],[-93.31644,16.95297],[-93.37054,16.96534],[-93.48136,16.98808],[-93.51743,17.02861],[-93.55554,17.04403],[-93.59276,17.09675],[-93.66324,17.12813],[-93.70528,17.15239],[-93.72185,17.1501],[-93.7376,17.14149],[-93.79501,17.14141],[-93.84093,17.18251],[-93.8468,17.24879],[-93.87316,17.28538],[-94.23167,17.48736],[-94.49259,17.53864],[-94.72919,17.59607],[-94.74641,17.60793],[-94.84282,17.63986],[-94.91371,17.64952],[-94.98962,17.72103],[-95.02577,17.7384],[-95.05656,17.75821]]}}
L.T. MANUEL MORENO TORRES-JUILE | LineString | 400 kV |  | 235.07 km | 400KV-2C-234.96KM-TA | [5 empty] | CONACYT 2024 (oficial) | {"type":"Feature","properties":{},"geometry":{"type":"LineString","coordinates":[[-95.05654,17.76066],[-95.02292,17.73751],[-94.60363,17.58049],[-94.23828,17.50335],[-94.22047,17.49706],[-93.78534,17.24673],[-93.64956,17.21862],[-93.61981,17.18754],[-93.58855,17.17318],[-93.57167,17.18138],[-93.53832,17.1896],[-93.39085,17.15913],[-93.22968,17.10312],[-93.09311,16.96258],[-93.08977,16.94953],[-93.09494,16.93873]]}}
L.T. ANGOSTURA-TAPACHULA POTENCIA | LineString | 400 kV |  | 192.75 km | 400KV-2C-192.52KM-TA | [5 empty] | CONACYT 2024 (oficial) | {"type":"Feature","properties":{},"geometry":{"type":"LineString","coordinates":[[-92.34923,14.86858],[-92.34306,14.92619],[-92.35362,14.98001],[-92.34816,14.99077],[-92.35715,15.00307],[-92.35793,15.02351],[-92.41473,15.12687],[-92.45524,15.15952],[-92.51402,15.17237],[-92.5295,15.18882],[-92.531,15.20767],[-92.54047,15.22503],[-92.53481,15.2568],[-92.53762,15.30308],[-92.53031,15.38487],[-92.52515,15.40822],[-92.52552,15.43788],[-92.53208,15.45785],[-92.51631,15.48338],[-92.52067,15.50848],[-92.51843,15.52843],[-92.52835,15.55592],[-92.55254,15.60018],[-92.58001,15.61883],[-92.59207,15.64106],[-92.5939,15.68771],[-92.62245,15.74042],[-92.64554,15.76058],[-92.70417,15.87305],[-92.76847,15.94469],[-92.77686,15.96609],[-92.77478,15.9848],[-92.78236,15.99673],[-92.78757,16.034],[-92.7837,16.06289],[-92.79536,16.08127],[-92.79892,16.1154],[-92.82352,16.14529],[-92.80643,16.19088],[-92.7819,16.27287],[-92.76351,16.29866],[-92.76654,16.30614],[-92.77172,16.39585],[-92.77671,16.39862]]}}
L.T. MANUEL MORENO TORRES-MALPASO (LINEA 2) | LineString | 400 kV |  | 64.06 km | 400KV-1C-64.08KM-TA | [5 empty] | CONACYT 2024 (oficial) | {"type":"Feature","properties":{},"geometry":{"type":"LineString","coordinates":[[-93.58717,17.17808],[-93.51053,17.1597],[-93.45865,17.13502],[-93.43964,17.11678],[-93.42975,17.09618],[-93.40986,17.06444],[-93.32237,16.99999],[-93.28521,16.98894],[-93.23609,16.94462],[-93.2108,16.92696],[-93.17812,16.94383],[-93.10471,16.93688],[-93.09642,16.93878]]}}
LT CHAMPAYAN - ALTAMIRA | LineString | 400 kV |  | 25.95 km | 400KV-1C-25.8KM-1113 3120 | [5 empty] | CONACYT 2024 (oficial) | {"type":"Feature","properties":{},"geometry":{"type":"LineString","coordinates":[[-98.00827,22.43961],[-98.11912,22.53973],[-98.17248,22.59923],[-98.18175,22.60741]]}}
LT CHAMPAYAN - GUEMEZ | LineString | 400 kV |  | 168.36 km | 400KV-1C-14.3KM-1113 A3120 | [5 empty] | CONACYT 2024 (oficial) | {"type":"Feature","properties":{},"geometry":{"type":"LineString","coordinates":[[-99.0405,23.86683],[-99.01163,23.70783],[-98.89587,23.51895],[-98.80783,23.40971],[-98.62634,23.02957],[-98.31911,22.76368],[-98.1819,22.61025],[-98.18312,22.60909]]}}
LT CHAMPAYAN - ALTAMIRA | LineString | 400 kV |  | 25.86 km | 400KV-1C-25.8KM-1113 3250 | [5 empty] | CONACYT 2024 (oficial) | {"type":"Feature","properties":{},"geometry":{"type":"LineString","coordinates":[[-98.00834,22.43921],[-98.01049,22.44018],[-98.11905,22.53833],[-98.18144,22.60703]]}}
LT CHAMPAYAN - ANAHUAC POT. | LineString | 400 kV |  | 98.63 km | 400KV-2C-98.5KM-1113ACSR-TA/3CF | [5 empty] | CONACYT 2024 (oficial) | {"type":"Feature","properties":{},"geometry":{"type":"LineString","coordinates":[[-98.84398,22.0473],[-98.84287,22.04794],[-98.83504,22.05284],[-98.82631,22.0799],[-98.65208,22.17491],[-98.61207,22.2575],[-98.59891,22.27572],[-98.52478,22.35163],[-98.48429,22.40868],[-98.46271,22.45903],[-98.40754,22.49056],[-98.3911,22.55651],[-98.19524,22.60152],[-98.1848,22.60747]]}}
LT ALTAMIRA - ANAHUAC POTENCIA | LineString | 400 kV |  | 110.54 km | 400KV-1C-95.7KM-336.4 73950 | [5 empty] | CONACYT 2024 (oficial) | {"type":"Feature","properties":{},"geometry":{"type":"LineString","coordinates":[[-98.00849,22.43884],[-98.09037,22.48159],[-98.18288,22.51744],[-98.35895,22.50056],[-98.44962,22.42466],[-98.64613,22.17562],[-98.82494,22.07805],[-98.83286,22.05276],[-98.84322,22.04643]]}}
LT ANAHUAC POT. - EL POTOSI | LineString | 400 kV |  | 14.62 km | 400KV-2C-14.6KM-TA | [5 empty] | CONACYT 2024 (oficial) | {"type":"Feature","properties":{},"geometry":{"type":"LineString","coordinates":[[-98.8953,21.92649],[-98.88348,21.93076],[-98.84881,22.0232],[-98.84531,22.04522]]}}
LT COATZACOALCOS II - MINATITLAN II | LineString | 400 kV |  | 8.22 km | 400KV-1C-8.2KM-1113ACSR-TA A3350 | [5 empty] | CONACYT 2024 (oficial) | {"type":"Feature","properties":{},"geometry":{"type":"LineString","coordinates":[[-94.39766,18.03105],[-94.37668,18.02937],[-94.3426,18.01904],[-94.32658,18.00663]]}}
LT TEMASCAL II - CHINAMECA POT. | LineString | 400 kV |  | 191.57 km | 400KV-1C-190.9KM-TA-PA A3260 | [5 empty] | CONACYT 2024 (oficial) | {"type":"Feature","properties":{},"geometry":{"type":"LineString","coordinates":[[-94.69259,18.02736],[-94.69649,18.02063],[-94.87548,18.04712],[-94.96151,18.08384],[-95.11479,18.12487],[-95.15808,18.11587],[-95.26223,18.13236],[-95.34326,18.09995],[-95.66668,18.13003],[-95.92316,18.04784],[-96.08977,18.06463],[-96.13496,18.07527],[-96.14101,18.07711],[-96.15136,18.07912],[-96.23851,18.15265],[-96.37409,18.24936],[-96.38945,18.25406]]}}
L.T. C.H. INFIERNILLO (PITIRERA) - MAZAMITLA (SWITCHEO) A3110 | LineString | 400 kV |  | 233.46 km | 400kV - 235km - 900ACSR - | [5 empty] | CONACYT 2024 (oficial) | {"type":"Feature","properties":{},"geometry":{"type":"LineString","coordinates":[[-102.98087,19.96349],[-102.96749,19.95542],[-102.9293,19.93964],[-102.64694,19.76761],[-102.4768,19.65768],[-102.40705,19.43348],[-102.28233,19.22942],[-102.20908,19.1109],[-102.04457,18.85487],[-102.01806,18.77895],[-102.01586,18.70175],[-101.97687,18.65323],[-101.98281,18.52392],[-101.95219,18.43569],[-101.90022,18.4076],[-101.89109,18.37266],[-101.90581,18.28886],[-101.9004,18.27969]]}}
L.T. MANZANILLO II - ACATLÁN | LineString | 400 kV |  | 177.25 km | 400kV - 1C - 177.21km - 1113ACSR - TA | [5 empty] | CONACYT 2024 (oficial) | {"type":"Feature","properties":{},"geometry":{"type":"LineString","coordinates":[[-103.56149,20.4154],[-103.56128,20.4109],[-103.59816,20.38141],[-103.67413,20.27051],[-103.7011,20.19791],[-103.72465,20.07252],[-103.77435,19.95415],[-103.79606,19.9226],[-103.81773,19.86133],[-103.87176,19.74212],[-103.96482,19.58857],[-103.9963,19.55539],[-104.01156,19.51363],[-104.04183,19.48055],[-104.04969,19.41232],[-104.20539,19.22866],[-104.24634,19.19305],[-104.26877,19.08184],[-104.27569,19.05741],[-104.31653,19.02757]]}}
L.T. ATEQUIZA - AGUASCALIENTES POT. A3250 | LineString | 400 kV |  | 188.21 km | 400kV - 1C - 188.14km - 1113ACSR - TA | [5 empty] | CONACYT 2024 (oficial) | {"type":"Feature","properties":{},"geometry":{"type":"LineString","coordinates":[[-102.22046,21.76189],[-102.21987,21.75737],[-102.2561,21.67375],[-102.29318,21.50544],[-102.36569,21.39343],[-102.42384,21.20619],[-102.45767,21.15045],[-102.62464,20.98352],[-102.74231,20.80203],[-102.82454,20.73498],[-102.87484,20.71745],[-102.93249,20.71142],[-102.97198,20.69976],[-102.98613,20.66257],[-103.02128,20.63076],[-103.08892,20.55016],[-103.08832,20.54024],[-103.15274,20.49288],[-103.17056,20.4916],[-103.21479,20.47766],[-103.23208,20.47644],[-103.2334,20.47649]]}}
L.T. TESISTÁN - TEPIC II A3630 | LineString | 400 kV |  | 193.43 km | 400kV - 2C/F - 189.45km - 1113ACSR - TA | [5 empty] | CONACYT 2024 (oficial) | {"type":"Feature","properties":{},"geometry":{"type":"LineString","coordinates":[[-103.503,20.7906],[-103.57141,20.83593],[-103.62664,20.8545],[-103.64893,20.85349],[-103.82059,20.89258],[-103.8447,20.92309],[-103.88954,20.92505],[-103.94336,20.91463],[-103.99564,20.94477],[-104.05031,20.99866],[-104.20032,21.05417],[-104.2905,21.06431],[-104.31826,21.05221],[-104.38565,21.05599],[-104.44988,21.10331],[-104.50387,21.18071],[-104.5816,21.24368],[-104.60126,21.36801],[-104.60274,21.3699],[-104.61182,21.37738],[-104.71223,21.47135],[-104.76991,21.54719],[-104.88711,21.55081],[-104.93526,21.58049]]}}
L.T. 1° DE MAYO - CAÑADA | LineString | 400 kV |  | 220.82 km | 400kV - 2C - 218.1km - 1113ACSR - TA | [5 empty] | CONACYT 2024 (oficial) | {"type":"Feature","properties":{},"geometry":{"type":"LineString","coordinates":[[-102.24205,21.99384],[-102.2394,21.99284],[-102.17769,22.03217],[-102.07173,22.23376],[-102.07926,22.34355],[-102.02608,22.53581],[-102.02285,22.56728],[-102.02512,22.5918],[-102.0188,22.6065],[-102.00609,22.72921],[-101.99905,22.83783],[-101.92977,23.28755],[-101.83276,23.72117],[-101.75306,23.81021],[-101.74386,23.86232],[-101.73224,23.87753],[-101.73215,23.8781]]}}
L.T. EL POTOSÍ - AGUASCALIENTES POT. (PALO ALTO TRANS) | LineString | 400 kV |  | 149.07 km | 400kV - 2C - 148.95km - 1113ACSR - TA | [5 empty] | CONACYT 2024 (oficial) | {"type":"Feature","properties":{},"geometry":{"type":"LineString","coordinates":[[-102.21976,21.76205],[-102.19662,21.77985],[-102.14279,21.80799],[-102.13797,21.85944],[-102.11264,21.89524],[-102.03956,21.95511],[-101.95996,21.98709],[-101.81784,22.01333],[-101.73556,22.07085],[-101.57657,22.13045],[-101.4071,22.17242],[-101.21613,22.25052],[-101.17573,22.29379],[-101.03654,22.34397],[-100.99646,22.32967],[-100.99116,22.33058],[-100.99025,22.3306]]}}
L.T. MALPASO-MACUSPANA II | LineString | 400 kV |  | 154.07 km | 400KV-2C-150.30KM-TA (OP INICIAL 230KV) | [5 empty] | CONACYT 2024 (oficial) | {"type":"Feature","properties":{},"geometry":{"type":"LineString","coordinates":[[-92.60897,17.83195],[-92.60954,17.83209],[-92.61828,17.82774],[-92.62484,17.79818],[-92.67582,17.76145],[-92.77139,17.81517],[-92.88376,17.81342],[-92.93013,17.82296],[-92.95277,17.81678],[-92.97257,17.7921],[-92.99036,17.79012],[-93.00351,17.80366],[-93.02261,17.79872],[-93.03492,17.80278],[-93.07505,17.80245],[-93.12825,17.75765],[-93.15379,17.73889],[-93.17727,17.70477],[-93.17904,17.63765],[-93.22049,17.59542],[-93.28827,17.554],[-93.29133,17.55456],[-93.42649,17.47553],[-93.46043,17.45402],[-93.48802,17.43347],[-93.52734,17.34663],[-93.5559,17.31864],[-93.55649,17.24869],[-93.56644,17.20935],[-93.58047,17.18458],[-93.58806,17.1782]]}}
LT. ANGOSTURA-EL SABINO | LineString | 400 kV |  | 70.53 km | 400KV-1C-70.59KM-TA | [5 empty] | CONACYT 2024 (oficial) | {"type":"Feature","properties":{},"geometry":{"type":"LineString","coordinates":[[-93.18936,16.81216],[-93.15962,16.81332],[-93.12656,16.83681],[-93.08767,16.80332],[-93.04284,16.72948],[-93.0088,16.6129],[-92.99459,16.59922],[-92.93565,16.56412],[-92.79584,16.40892],[-92.77731,16.39942]]}}
LT. MANUEL MORENO TORRES - EL SABINO | LineString | 400 kV |  | 31.27 km | 400KV-1C-30.53KM-TA | [5 empty] | CONACYT 2024 (oficial) | {"type":"Feature","properties":{},"geometry":{"type":"LineString","coordinates":[[-93.09613,16.93867],[-93.11638,16.93567],[-93.15897,16.93962],[-93.18782,16.92887],[-93.19703,16.91314],[-93.13405,16.8485],[-93.12656,16.83681],[-93.15962,16.81332],[-93.18936,16.81216]]}}
LT. MACUSPANA II-ESCARCEGA POTENCIA | LineString | 400 kV |  | 273.74 km | 400KV-2C-273.57KM-TA (OP. INICIAL) | [5 empty] | CONACYT 2024 (oficial) | {"type":"Feature","properties":{},"geometry":{"type":"LineString","coordinates":[[-90.76278,18.61108],[-90.79465,18.63883],[-90.82762,18.64266],[-90.84105,18.63385],[-91.00896,18.63764],[-91.0521,18.5838],[-91.05782,18.5804],[-91.1642,18.44722],[-91.24155,18.31732],[-91.35252,18.25386],[-91.41569,18.24971],[-91.52794,18.21965],[-91.60139,18.15008],[-91.69011,18.06127],[-91.69792,18.02156],[-91.74227,17.94784],[-91.80519,17.86067],[-91.79655,17.83477],[-91.81768,17.79788],[-91.824,17.77186],[-91.93786,17.73186],[-91.94395,17.72772],[-92.06456,17.68882],[-92.22043,17.69361],[-92.26232,17.69363],[-92.35364,17.68198],[-92.39223,17.65351],[-92.45136,17.66871],[-92.47519,17.66619],[-92.57274,17.70474],[-92.58142,17.70541],[-92.61904,17.72584],[-92.64375,17.71961],[-92.67018,17.73163],[-92.67582,17.76145],[-92.62484,17.79818],[-92.61828,17.82774],[-92.60954,17.83209],[-92.60897,17.83195]]}}
L.T. MANUEL MORENO TORRES-ANGOSTURA | LineString | 400 kV |  | 74.26 km | 400KV-1C-74.21KM-TA | [5 empty] | CONACYT 2024 (oficial) | {"type":"Feature","properties":{},"geometry":{"type":"LineString","coordinates":[[-93.09492,16.93807],[-93.05355,16.94304],[-93.00567,16.89501],[-92.97826,16.81019],[-92.98237,16.72764],[-92.92179,16.63054],[-92.88419,16.53744],[-92.88251,16.50686],[-92.79395,16.40892],[-92.77705,16.39986]]}}
LT. TICUL II- VALLADOLID | LineString | 400 kV |  | 149.19 km | 400KV-2C-155.23KM-TA (OP. INI. 230KV) | [5 empty] | CONACYT 2024 (oficial) | {"type":"Feature","properties":{},"geometry":{"type":"LineString","coordinates":[[-89.56834,20.40591],[-89.54245,20.43637],[-89.47681,20.44159],[-89.42018,20.46797],[-89.34302,20.46329],[-89.30147,20.44121],[-89.13725,20.45591],[-89.09959,20.47901],[-88.88999,20.48424],[-88.81664,20.53659],[-88.77073,20.53349],[-88.7479,20.52675],[-88.74066,20.5193],[-88.70675,20.51749],[-88.69704,20.51196],[-88.67277,20.51033],[-88.66126,20.51477],[-88.64898,20.50968],[-88.57853,20.50769],[-88.39815,20.62299],[-88.32477,20.63543],[-88.31221,20.6475],[-88.26409,20.68026],[-88.26337,20.68609]]}}
L.T. JERONIMO ORTIZ - MAZATLAN II | LineString | 400 kV |  | 91.33 km | 400KV-1C-1113ACSR-121.55KM-TA (AISLADA EN 400KV) | [5 empty] | CONACYT 2024 (oficial) | {"type":"Feature","properties":{},"geometry":{"type":"LineString","coordinates":[[-105.6325,23.60111],[-105.64491,23.57722],[-105.6742,23.54839],[-105.68045,23.53735],[-105.73891,23.51858],[-105.81605,23.47005],[-105.82475,23.43805],[-105.86655,23.42235],[-105.94905,23.35935],[-105.96755,23.32975],[-106.01205,23.29585],[-106.03595,23.28525],[-106.18255,23.24375],[-106.23205,23.23205],[-106.30405,23.20885],[-106.32058,23.18738],[-106.34107,23.18163],[-106.35088,23.18922]]}}
L.T. SALAMANCA II - SALAMACA PV | LineString | 400 kV |  | 10.46 km | 400kV - 2C - 105km - 1113ACSR - TA | [5 empty] | CONACYT 2024 (oficial) | {"type":"Feature","properties":{},"geometry":{"type":"LineString","coordinates":[[-101.22873,20.53015],[-101.1881,20.53868],[-101.1637,20.5569],[-101.1669,20.57589]]}}
L.T. SALAMANCA II - POTRERILLOS | LineString | 400 kV |  | 76.4 km | 400kV - 2C - 76.2 - 1113ACSR - TA | [5 empty] | CONACYT 2024 (oficial) | {"type":"Feature","properties":{},"geometry":{"type":"LineString","coordinates":[[-101.78966,20.96316],[-101.78608,20.9624],[-101.74395,20.92224],[-101.67573,20.87634],[-101.5823,20.79263],[-101.48411,20.72391],[-101.4463,20.67141],[-101.41386,20.63255],[-101.32646,20.6016],[-101.2648,20.56094],[-101.23125,20.5314]]}}
L.T. CARAPAN II - LÁZARO CÁRDENAS | LineString | 400 kV |  | 234.44 km | 400kV - 239km - 1113ACSR - 2C/F - TA | [5 empty] | CONACYT 2024 (oficial) | {"type":"Feature","properties":{},"geometry":{"type":"LineString","coordinates":[[-102.00613,19.85087],[-102.00847,19.82864],[-102.01641,19.8007],[-102.02519,19.74167],[-102.02651,19.68398],[-102.07729,19.64492],[-102.0916,19.51071],[-102.14379,19.46086],[-102.13956,19.44198],[-102.17187,19.41068],[-102.17243,19.35352],[-102.09847,19.0938],[-102.04416,19.03225],[-102.02166,18.79833],[-102.01376,18.77696],[-102.01608,18.76413],[-102.006,18.69804],[-101.96653,18.65463],[-101.97112,18.50714],[-101.97047,18.49699],[-101.95417,18.44821],[-101.92331,18.42344],[-101.90667,18.40514],[-101.90052,18.38057],[-101.90124,18.35316],[-101.90989,18.3],[-101.90315,18.2676],[-101.90193,18.25617],[-101.89421,18.23726],[-101.89324,18.20042],[-101.90359,18.16827],[-101.90433,18.12037],[-101.90782,18.11452],[-101.91071,18.11054],[-102.08474,18.02976],[-102.08857,18.02222],[-102.11038,17.9892],[-102.11761,17.98429],[-102.11885,17.98513]]}}
L.T. POTRERILLOS - AGUASCALIENTES POT. | LineString | 400 kV |  | 119.44 km | 400kV - 2C - 119.4km - 1113 - ACSR - TA | [5 empty] | CONACYT 2024 (oficial) | {"type":"Feature","properties":{},"geometry":{"type":"LineString","coordinates":[[-102.21999,21.76199],[-102.21948,21.76104],[-102.21025,21.71682],[-102.18525,21.65676],[-102.18502,21.57292],[-102.07637,21.44768],[-102.08289,21.33136],[-102.05189,21.25123],[-101.9285,21.18255],[-101.91785,21.12393],[-101.93487,21.05724],[-101.89271,20.99823],[-101.8761,20.94631],[-101.86706,20.9324],[-101.84095,20.93168],[-101.80204,20.92061],[-101.78733,20.92717],[-101.78668,20.96193],[-101.7899,20.96273]]}}
L.T. 1° DE MAYO - CAÑADA | LineString | 400 kV |  | 220.83 km | 400kV - 2C - 218.1km - 1113ACSR - TA | [5 empty] | CONACYT 2024 (oficial) | {"type":"Feature","properties":{},"geometry":{"type":"LineString","coordinates":[[-102.24195,21.99407],[-102.2394,21.99284],[-102.17769,22.03217],[-102.07173,22.23376],[-102.07926,22.34355],[-102.02608,22.53581],[-102.02285,22.56728],[-102.02512,22.5918],[-102.0188,22.6065],[-102.00609,22.72921],[-101.99905,22.83783],[-101.92977,23.28755],[-101.83276,23.72117],[-101.75306,23.81021],[-101.74386,23.86232],[-101.73224,23.87753],[-101.73185,23.87796]]}}
L.T. CARAPAN II - MAZAMITLA | LineString | 400 kV |  | 107.08 km | 400kV - 107km - 900ACSR - 2C/F | [5 empty] | CONACYT 2024 (oficial) | {"type":"Feature","properties":{},"geometry":{"type":"LineString","coordinates":[[-102.00642,19.85091],[-102.01683,19.86698],[-102.09645,19.8641],[-102.16616,19.90183],[-102.17628,19.90901],[-102.22096,19.91859],[-102.23268,19.91712],[-102.33831,19.92129],[-102.51712,19.91368],[-102.62398,19.96345],[-102.8302,19.98679],[-102.96478,19.97776],[-102.98126,19.96335]]}}
L.T. CARAPAN II - SALAMANCA II | LineString | 400 kV |  | 127.05 km | 400kV - 115.6km - 1113ACSR - 2C/F | [5 empty] | CONACYT 2024 (oficial) | {"type":"Feature","properties":{},"geometry":{"type":"LineString","coordinates":[[-101.2288,20.52948],[-101.22054,20.5214],[-101.22089,20.50825],[-101.24225,20.40962],[-101.29763,20.4089],[-101.33429,20.2947],[-101.40898,20.26722],[-101.45645,20.24767],[-101.49204,20.24194],[-101.56671,20.21986],[-101.60622,20.21752],[-101.69497,20.19791],[-101.72328,20.13144],[-101.81925,20.07118],[-101.87443,20.00326],[-101.93641,19.9547],[-101.99962,19.94249],[-102.00519,19.89728],[-102.0063,19.8509]]}}
L.T. PETACALCO (LÁZARO CÁRDENAS POT.) - INFIERNILLO (PITIRERA) A3100 | LineString | 400 kV |  | 45.51 km | 400kV - 46km - 1113ACSR | [5 empty] | CONACYT 2024 (oficial) | {"type":"Feature","properties":{},"geometry":{"type":"LineString","coordinates":[[-101.90223,18.27746],[-101.90231,18.25795],[-101.89454,18.23902],[-101.8936,18.20221],[-101.90398,18.17008],[-101.90461,18.1223],[-101.91068,18.11215],[-102.08481,18.03126],[-102.11364,17.98958],[-102.11834,17.9862]]}}
L.T. PETACALCO (LÁZARO CÁRDENAS POT.) - INFIERNILLO (PITIRERA) A3300 | LineString | 400 kV |  | 45.58 km | 400kV - 46km - 1113ACSR | [5 empty] | CONACYT 2024 (oficial) | {"type":"Feature","properties":{},"geometry":{"type":"LineString","coordinates":[[-101.90212,18.27764],[-101.89335,18.201],[-101.90323,18.17059],[-101.90371,18.12177],[-101.91017,18.11155],[-102.08447,18.0306],[-102.1126,17.98955],[-102.11857,17.98576]]}}
L.T. POTRERILLOS - AGUASCALIENTES POT. | LineString | 400 kV |  | 119.44 km | 400kV - 2C - 119.4km - 1113 - ACSR - TA | [5 empty] | CONACYT 2024 (oficial) | {"type":"Feature","properties":{},"geometry":{"type":"LineString","coordinates":[[-102.22022,21.76191],[-102.21948,21.76104],[-102.21025,21.71682],[-102.18525,21.65676],[-102.18502,21.57292],[-102.07637,21.44768],[-102.08289,21.33136],[-102.05189,21.25123],[-101.9285,21.18255],[-101.91785,21.12393],[-101.93487,21.05724],[-101.89271,20.99823],[-101.8761,20.94631],[-101.86706,20.9324],[-101.84095,20.93168],[-101.80204,20.92061],[-101.78733,20.92717],[-101.78668,20.96193],[-101.78992,20.96249]]}}
L.T. AGUASCALIENTES POT. - CAÑADAS | LineString | 400 kV |  | 28.04 km | 400kV - 2C - 30km - 1113ACSR - TA | [5 empty] | CONACYT 2024 (oficial) | {"type":"Feature","properties":{},"geometry":{"type":"LineString","coordinates":[[-102.21931,21.76123],[-102.19813,21.77922],[-102.21357,21.85935],[-102.22856,21.89372],[-102.22808,21.94407],[-102.23671,21.9596],[-102.24214,21.99369]]}}
L.T. SALAMANCA II - SALAMACA PV | LineString | 400 kV |  | 9.62 km | 400kV - 2C - 105km - 1113ACSR - TA | [5 empty] | CONACYT 2024 (oficial) | {"type":"Feature","properties":{},"geometry":{"type":"LineString","coordinates":[[-101.2285,20.53064],[-101.19161,20.54231],[-101.1654,20.56129],[-101.16393,20.57601],[-101.1666,20.57544]]}}
L.T. ACATLÁN - MAZAMITLA | LineString | 400 kV |  | 83.35 km | 400kV - 1C - 83.35km - 900ACSR - TA | [5 empty] | CONACYT 2024 (oficial) | {"type":"Feature","properties":{},"geometry":{"type":"LineString","coordinates":[[-103.56049,20.41599],[-103.54032,20.37958],[-103.52695,20.33388],[-103.45975,20.28452],[-103.41178,20.21145],[-103.3705,20.12882],[-103.19374,20.0464],[-102.98071,19.96015],[-102.98049,19.96141]]}}
L.T. ATEQUIZA - MANZANILLO II A3240 | LineString | 400 kV |  | 207.24 km | 400kV - 1C - 207.23km - 1113ACSR - A3240 - TA | [5 empty] | CONACYT 2024 (oficial) | {"type":"Feature","properties":{},"geometry":{"type":"LineString","coordinates":[[-103.23308,20.47536],[-103.23191,20.47576],[-103.22922,20.47404],[-103.21763,20.43831],[-103.26017,20.41952],[-103.30366,20.36033],[-103.43461,20.31149],[-103.48101,20.20413],[-103.53471,20.13914],[-103.56141,20.09305],[-103.58098,20.03856],[-103.67291,19.9565],[-103.82172,19.85114],[-103.87124,19.74196],[-103.96411,19.58904],[-103.99643,19.5543],[-104.01145,19.51299],[-104.04145,19.4801],[-104.04899,19.41238],[-104.19967,19.23236],[-104.24267,19.19497],[-104.24717,19.187],[-104.26741,19.08196],[-104.27481,19.0575],[-104.3173,19.02655]]}}
L.T. ACATLÁN - ATEQUIZA A3280 | LineString | 400 kV |  | 34.8 km | 400kV - 1C - 34.79km - 1113ACSR - TA | [5 empty] | CONACYT 2024 (oficial) | {"type":"Feature","properties":{},"geometry":{"type":"LineString","coordinates":[[-103.55983,20.41638],[-103.54591,20.42129],[-103.43199,20.43474],[-103.3059,20.47032],[-103.23533,20.47603]]}}
L.T. ATEQUIZA - SALAMANCA II A3220 | LineString | 400 kV |  | 212.32 km | 400kV - 1C - 212.47km - 1113ACSR - TA | [5 empty] | CONACYT 2024 (oficial) | {"type":"Feature","properties":{},"geometry":{"type":"LineString","coordinates":[[-101.22985,20.52997],[-101.229,20.52965],[-101.22947,20.52833],[-101.4841,20.44702],[-101.78141,20.39357],[-101.98661,20.40401],[-102.04711,20.40892],[-102.14281,20.41219],[-102.60322,20.39646],[-103.08733,20.47302],[-103.21338,20.47436],[-103.21565,20.47561],[-103.22922,20.47404],[-103.23191,20.47576],[-103.23327,20.47607]]}}
L.T. AGUAMILPA - TEPIC II A3550 | LineString | 400 kV |  | 34.13 km | 400kV - 2C - 34.16km - 1113ACSR - TA | [5 empty] | CONACYT 2024 (oficial) | {"type":"Feature","properties":{},"geometry":{"type":"LineString","coordinates":[[-104.93503,21.58056],[-104.92615,21.5789],[-104.91052,21.59096],[-104.86404,21.75184],[-104.82678,21.80425],[-104.8237,21.83169],[-104.80376,21.84261]]}}
L.T. TESISTÁN - AGUASCALIENTES POT. A3670 | LineString | 400 kV |  | 190.23 km | 400kV - 1C - 147.45km - 900ACSR - TA | [5 empty] | CONACYT 2024 (oficial) | {"type":"Feature","properties":{},"geometry":{"type":"LineString","coordinates":[[-102.22094,21.76172],[-102.22077,21.75702],[-102.25529,21.6604],[-102.36348,21.57361],[-102.45679,21.54068],[-102.50279,21.50957],[-102.56252,21.45573],[-102.66736,21.43349],[-102.77533,21.37382],[-102.82422,21.24218],[-102.87388,21.21662],[-102.87058,21.17328],[-102.876,21.15654],[-102.91608,21.09085],[-102.93648,21.06787],[-102.95559,21.05893],[-103.02011,20.98274],[-103.0312,20.93803],[-103.15556,20.85519],[-103.24296,20.83052],[-103.26067,20.82882],[-103.31419,20.83115],[-103.45032,20.85051],[-103.47543,20.83011],[-103.50327,20.81458],[-103.50335,20.79132],[-103.50283,20.79093]]}}
L.T. ATEQUIZA - ZAPOTLANEJO POT. | LineString | 400 kV |  | 36.53 km | 400kV - 1 - y - 2 - CTOS - 2 - C/F - 1113 - KCMACS | [5 empty] | CONACYT 2024 (oficial) | {"type":"Feature","properties":{},"geometry":{"type":"LineString","coordinates":[[-103.16504,20.6873],[-103.15698,20.68454],[-103.14611,20.66707],[-103.11715,20.6501],[-103.1137,20.59728],[-103.09433,20.58214],[-103.09009,20.54871],[-103.15319,20.4971],[-103.21479,20.47766],[-103.23208,20.47644],[-103.2334,20.47703]]}}
L.T. TESISTÁN - ZAPOTLANEJO POT. | LineString | 400 kV |  | 50.92 km | 400kV - 1/2 - CTOS - 2 - C/F - 1113 - kCMACSR/AS - | [5 empty] | CONACYT 2024 (oficial) | {"type":"Feature","properties":{},"geometry":{"type":"LineString","coordinates":[[-103.16424,20.68828],[-103.17046,20.73212],[-103.17757,20.74179],[-103.20735,20.75424],[-103.23295,20.81942],[-103.25052,20.82836],[-103.31419,20.83115],[-103.45032,20.85051],[-103.47543,20.83011],[-103.50327,20.81458],[-103.50335,20.79132],[-103.50264,20.79115]]}}
L.T. AGUAMILPA - TEPIC II A3530 | LineString | 400 kV |  | 33.69 km | 400kV - 2C - 33.2km - 1113ACSR - TA | [5 empty] | CONACYT 2024 (oficial) | {"type":"Feature","properties":{},"geometry":{"type":"LineString","coordinates":[[-104.93603,21.58286],[-104.90201,21.62384],[-104.86838,21.74183],[-104.85598,21.81163],[-104.82454,21.83425],[-104.80377,21.8429]]}}
L.T. MAZATLÁN II - TEPIC II L1 A3600 | LineString | 400 kV |  | 252.2 km | 400kV - 1C - 252.13km - 1113ACSR - TA | [5 empty] | CONACYT 2024 (oficial) | {"type":"Feature","properties":{},"geometry":{"type":"LineString","coordinates":[[-104.93631,21.58283],[-104.95067,21.59045],[-105.01841,21.68003],[-105.10703,21.82374],[-105.11932,21.95455],[-105.23155,22.21045],[-105.30962,22.49089],[-105.445,22.57051],[-105.52027,22.69262],[-105.59952,22.72602],[-105.77863,22.85971],[-105.83431,22.99994],[-105.92079,23.0371],[-106.08144,23.16856],[-106.21332,23.21471],[-106.29898,23.20524],[-106.32021,23.18714],[-106.34105,23.18126],[-106.35106,23.18907]]}}
L.T. TAPEIXTLES POT. - MAZAMITLA (SWITCHEO) | LineString | 400 kV |  | 177.63 km | 400kV - 1C - 177.8km - 1113ACSR - TA | [5 empty] | CONACYT 2024 (oficial) | {"type":"Feature","properties":{},"geometry":{"type":"LineString","coordinates":[[-102.98027,19.96149],[-102.99999,19.96281],[-103.06489,19.93176],[-103.09879,19.87659],[-103.11145,19.77117],[-103.17668,19.73917],[-103.23304,19.65912],[-103.25907,19.59837],[-103.37883,19.52025],[-103.44273,19.5177],[-103.49725,19.48318],[-103.58216,19.45574],[-103.64769,19.40271],[-103.72722,19.38222],[-103.76004,19.34791],[-103.98044,19.16855],[-104.02482,19.09773],[-104.17465,19.06755],[-104.21262,19.05198],[-104.23143,19.05167],[-104.23131,19.05216]]}}
L.T. MAZATLÁN II - TEPIC II L2 A3609 | LineString | 400 kV |  | 253.78 km | 400kV - 1C - 253.71km - 1113ACSR - TA | [5 empty] | CONACYT 2024 (oficial) | {"type":"Feature","properties":{},"geometry":{"type":"LineString","coordinates":[[-104.9358,21.583],[-104.96229,21.67805],[-104.98846,21.71479],[-105.05348,21.8394],[-105.07355,21.89288],[-105.3017,22.50146],[-105.34238,22.53816],[-105.61728,22.79558],[-105.77426,22.88688],[-105.82186,23.01784],[-106.12546,23.23339],[-106.24195,23.22657],[-106.28364,23.20782],[-106.29419,23.18868],[-106.34173,23.18052],[-106.35131,23.18882]]}}
L.T. TESISTÁN - TEPIC II A3590 | LineString | 400 kV |  | 191.75 km | 400kV - 1C - 145.71km - 1130ACSR - TA | [5 empty] | CONACYT 2024 (oficial) | {"type":"Feature","properties":{},"geometry":{"type":"LineString","coordinates":[[-103.50363,20.7896],[-103.57133,20.83507],[-103.88273,20.90594],[-103.96778,20.91492],[-104.07482,21.00033],[-104.19925,21.05263],[-104.28737,21.0418],[-104.38618,21.05513],[-104.45059,21.10261],[-104.50457,21.18019],[-104.58269,21.24339],[-104.60274,21.3699],[-104.61182,21.37738],[-104.71292,21.47053],[-104.77052,21.54631],[-104.88647,21.54891],[-104.93605,21.58025]]}}
L.T. CERRO BLANCO - TESISTÁN | LineString | 400 kV |  | 148.65 km | 400kV - 148.62km - TENDIDO - DE - 2 - CIRCUITO - 2 | [5 empty] | CONACYT 2024 (oficial) | {"type":"Feature","properties":{},"geometry":{"type":"LineString","coordinates":[[-103.50342,20.79005],[-103.57292,20.83943],[-103.62681,20.85523],[-103.64919,20.85492],[-103.82064,20.89295],[-103.84436,20.92433],[-103.88985,20.92564],[-103.94289,20.91534],[-103.99544,20.94507],[-104.01014,20.9776],[-104.04855,20.99882],[-104.20754,21.06024],[-104.27733,21.07089],[-104.31735,21.05405],[-104.36941,21.05597],[-104.40353,21.07029],[-104.44884,21.10317],[-104.50307,21.18085],[-104.58103,21.24446],[-104.57492,21.33057],[-104.60037,21.36798],[-104.60236,21.39423]]}}
L.T. ACATLÁN - TESISTÁN A3650 | LineString | 400 kV |  | 60.46 km | 400kV - 2C - 60.44km - 1113ACSR - TA | [5 empty] | CONACYT 2024 (oficial) | {"type":"Feature","properties":{},"geometry":{"type":"LineString","coordinates":[[-103.50449,20.78858],[-103.52074,20.80105],[-103.54166,20.80328],[-103.62696,20.73517],[-103.68995,20.69044],[-103.69253,20.67638],[-103.66675,20.60254],[-103.66645,20.52701],[-103.59716,20.43579],[-103.58055,20.4302],[-103.56201,20.41509]]}}
L.T. MANZANILLO II - TAPEIXTLES A3190 | LineString | 400 kV |  | 10.17 km | 401kV - 10.2km - 2C - 1113ACSR - TA | [5 empty] | CONACYT 2024 (oficial) | {"type":"Feature","properties":{},"geometry":{"type":"LineString","coordinates":[[-104.2321,19.05216],[-104.2321,19.0514],[-104.23927,19.04649],[-104.27869,19.04996],[-104.31622,19.02545],[-104.31728,19.02533]]}}
L.T. EL CAJÓN - CERRO BLANCO | LineString | 400 kV |  | 21.71 km | 400kV - 1C - 45.96km - 1130ACSR - TA | [5 empty] | CONACYT 2024 (oficial) | {"type":"Feature","properties":{},"geometry":{"type":"LineString","coordinates":[[-104.60174,21.39541],[-104.60168,21.41086],[-104.58404,21.44468],[-104.49998,21.45838],[-104.48882,21.44824],[-104.47129,21.4218],[-104.45453,21.42789]]}}
L.T. 1° DE MAYO - RAMOS ARIZPE POT. (SALTILLO) | LineString | 400 kV |  | 224.42 km | 400kV - 2C - 222.5km - 1113ACSR - TA | [5 empty] | CONACYT 2024 (oficial) | {"type":"Feature","properties":{},"geometry":{"type":"LineString","coordinates":[[-100.89334,25.58777],[-100.91083,25.60389],[-100.93027,25.60305],[-101.00648,25.56262],[-101.02167,25.5525],[-101.02806,25.52361],[-101.07445,25.4825],[-101.06306,25.3525],[-101.06945,25.30611],[-101.08278,25.27666],[-101.07917,25.23889],[-101.04583,25.07667],[-101.06139,24.87139],[-101.1525,24.75695],[-101.19834,24.7225],[-101.36139,24.34277],[-101.47194,24.15195],[-101.54778,24.06416],[-101.72305,23.89389],[-101.73176,23.88008]]}}
L.T. ANAHUAC POT. - EL POTOSÍ | LineString | 400 kV |  | 259.62 km | 400kV - 2C - 258km - 1113ACSR - TA | [5 empty] | CONACYT 2024 (oficial) | {"type":"Feature","properties":{},"geometry":{"type":"LineString","coordinates":[[-98.84572,22.04517],[-98.84882,22.02312],[-98.88357,21.93069],[-98.89973,21.92483],[-98.94484,21.93096],[-98.98054,21.91099],[-99.02325,21.91959],[-99.06555,21.95034],[-99.12968,21.98281],[-99.30544,21.89118],[-99.42169,21.85394],[-99.48792,21.87264],[-99.70333,21.85259],[-99.85186,21.93457],[-99.96252,21.98027],[-100.09168,22.02023],[-100.12605,22.02771],[-100.17109,22.0154],[-100.39871,22.00399],[-100.57011,22.04666],[-100.70933,22.04209],[-100.74111,22.06973],[-100.82311,22.18497],[-100.84509,22.22917],[-100.8595,22.24463],[-100.92357,22.32723],[-100.93453,22.33443],[-100.98709,22.32981],[-100.98817,22.32931]]}}
L.T. EL POTOSÍ - CAÑADA (PALO ALTO TRANS) | LineString | 400 kV |  | 140.25 km | 400kV - 2C - 140.25km - 1113ACSR - TA | [5 empty] | CONACYT 2024 (oficial) | {"type":"Feature","properties":{},"geometry":{"type":"LineString","coordinates":[[-100.99029,22.33088],[-100.99116,22.33058],[-100.99646,22.32967],[-101.03654,22.34397],[-101.17573,22.29379],[-101.21613,22.25052],[-101.4071,22.17242],[-101.57657,22.13045],[-101.73556,22.07085],[-101.81784,22.01333],[-101.95996,21.98709],[-102.03956,21.95511],[-102.20207,21.97263],[-102.24242,21.99301]]}}
L.T. MANZANILLO II - TAPEIXTLES A3170 | LineString | 400 kV |  | 10.22 km | 400kV - 10.2km - 2C - 1113ACSR - TA | [5 empty] | CONACYT 2024 (oficial) | {"type":"Feature","properties":{},"geometry":{"type":"LineString","coordinates":[[-104.23157,19.05214],[-104.23143,19.05167],[-104.2321,19.0514],[-104.23927,19.04649],[-104.27869,19.04996],[-104.31622,19.02545],[-104.31725,19.0257]]}}
L.T. ANAHUAC POT. - EL POTOSÍ | LineString | 400 kV |  | 259.61 km | 400kV - 2C - 258km - 1113ACSR - TA | [5 empty] | CONACYT 2024 (oficial) | {"type":"Feature","properties":{},"geometry":{"type":"LineString","coordinates":[[-98.84528,22.04532],[-98.84882,22.02312],[-98.88357,21.93069],[-98.89973,21.92483],[-98.94484,21.93096],[-98.98054,21.91099],[-99.02325,21.91959],[-99.06555,21.95034],[-99.12968,21.98281],[-99.30544,21.89118],[-99.42169,21.85394],[-99.48792,21.87264],[-99.70333,21.85259],[-99.85186,21.93457],[-99.96252,21.98027],[-100.09168,22.02023],[-100.12605,22.02771],[-100.17109,22.0154],[-100.39871,22.00399],[-100.57011,22.04666],[-100.70933,22.04209],[-100.74111,22.06973],[-100.82311,22.18497],[-100.84509,22.22917],[-100.8595,22.24463],[-100.92285,22.32618],[-100.93453,22.33443],[-100.98709,22.32981],[-100.98817,22.33008]]}}
L.T. RIO ESCONDIDO-FRONTERA | LineString | 400 kV |  | 197.18 km | 400KV-1C-1113ACSR-197.37KM-TA | [5 empty] | CONACYT 2024 (oficial) | {"type":"Feature","properties":{},"geometry":{"type":"LineString","coordinates":[[-100.69381,28.48382],[-100.70148,28.47934],[-100.73488,28.44507],[-100.7595,28.40016],[-100.84656,28.31591],[-100.93182,28.11896],[-100.99042,28.01193],[-101.07057,27.91572],[-101.06686,27.83577],[-101.07225,27.82316],[-101.18251,27.72476],[-101.20336,27.66209],[-101.29009,27.58507],[-101.40944,27.39151],[-101.47971,27.28643],[-101.51855,27.08014],[-101.51822,27.02463],[-101.50374,26.92805]]}}
L.T. JERONIMO ORTIZ - TORREON SUR | LineString | 400 kV |  | 217.35 km | 400KV-2C-1113ACSR-212.82KM-TA (AISLADA EN 400KV) | [5 empty] | CONACYT 2024 (oficial) | {"type":"Feature","properties":{},"geometry":{"type":"LineString","coordinates":[[-103.30934,25.45361],[-103.31082,25.45217],[-103.33262,25.41794],[-103.37564,25.3876],[-103.39445,25.33303],[-103.45929,25.22222],[-103.54049,25.13496],[-103.61543,24.97959],[-103.64273,24.91012],[-103.66489,24.8325],[-103.79779,24.65904],[-103.93417,24.45571],[-104.05626,24.34246],[-104.05997,24.33771],[-104.24913,24.28498],[-104.37478,24.22307],[-104.43731,24.08173],[-104.4697,24.05848],[-104.54353,23.97387],[-104.56858,23.96538]]}}
L.T. JERONIMO ORTIZ - MAZATLAN II | LineString | 400 kV |  | 121.57 km | 400KV-1C-1113ACSR-121.55KM-TA (AISLADA EN 400KV) | [5 empty] | CONACYT 2024 (oficial) | {"type":"Feature","properties":{},"geometry":{"type":"LineString","coordinates":[[-105.6325,23.60111],[-105.49306,23.73917],[-105.38833,23.78028],[-105.29083,23.84028],[-105.10583,23.875],[-105.01556,23.91833],[-104.94639,23.93139],[-104.74194,23.95222],[-104.68667,23.94944],[-104.62361,23.93083],[-104.6125,23.93083],[-104.57,23.965]]}}
L.T. AEROPUETO - VILLA DE GARCIA | LineString | 400 kV |  | 251.36 km | 400 KV-2C-1113ACSR-251.13KM- TA/PA | [5 empty] | CONACYT 2024 (oficial) | {"type":"Feature","properties":{},"geometry":{"type":"LineString","coordinates":[[-98.27876,25.97898],[-98.28734,25.97656],[-98.32163,25.97995],[-98.58398,25.97897],[-98.73145,25.91875],[-98.92536,25.88592],[-98.98657,25.88601],[-99.04212,25.89291],[-99.09954,25.89097],[-99.39714,25.87703],[-99.51701,25.88341],[-99.97575,25.90634],[-100.01185,25.91172],[-100.14448,25.99592],[-100.18186,25.99711],[-100.29316,25.98228],[-100.30314,25.9687],[-100.32448,25.96583],[-100.32793,25.95692],[-100.32564,25.92675],[-100.33147,25.91657],[-100.37387,25.89405],[-100.38811,25.89651],[-100.39722,25.88746],[-100.4006,25.8715],[-100.46181,25.8108],[-100.4936,25.79513],[-100.51458,25.79041],[-100.52618,25.7635],[-100.54986,25.73839],[-100.55191,25.71082]]}}
L.T. ANAHUAC - AEROPUERTO | LineString | 400 kV |  | 60.45 km | 400 KV-2C-1113ACSR-60.46KM-TA | [5 empty] | CONACYT 2024 (oficial) | {"type":"Feature","properties":{},"geometry":{"type":"LineString","coordinates":[[-98.27725,25.97952],[-98.23318,25.97124],[-98.18782,25.97126],[-98.05933,25.96149],[-97.9965,25.94952],[-97.88303,25.91454],[-97.85591,25.90814],[-97.80384,25.8738],[-97.78069,25.86277],[-97.78077,25.82648],[-97.77102,25.80175],[-97.77809,25.7996]]}}
L.T. CARBON II - ARROYO DEL COYOTE | LineString | 400 kV |  | 179.24 km | 400 KV-2C-1113ACSR-180.01KM-TA/PA (OPERACION INICIAL 230KV) | [5 empty] | CONACYT 2024 (oficial) | {"type":"Feature","properties":{},"geometry":{"type":"LineString","coordinates":[[-99.54882,27.36303],[-99.58079,27.36454],[-99.63315,27.37988],[-99.78561,27.5003],[-99.91892,27.72976],[-100.03635,27.97397],[-100.02103,27.98925],[-100.06207,28.03582],[-100.18841,28.0942],[-100.31318,28.21011],[-100.4073,28.25796],[-100.59703,28.34302],[-100.65698,28.41028],[-100.72235,28.44938],[-100.70153,28.46561]]}}
L.T. CARBON II-RIO ESCONDIDO | LineString | 400 kV |  | 3.18 km | 400KV-1C-1113ACSR-3.1KM-TA | [5 empty] | CONACYT 2024 (oficial) | {"type":"Feature","properties":{},"geometry":{"type":"LineString","coordinates":[[-100.69338,28.48334],[-100.7082,28.4703],[-100.70014,28.46451]]}}
L.T. RIO ESCONDIDO - HERCULES POT. | LineString | 400 kV |  | 353.67 km | 400KV-1C-1113ACSR-354.49KM-TA | [5 empty] | CONACYT 2024 (oficial) | {"type":"Feature","properties":{},"geometry":{"type":"LineString","coordinates":[[-103.83045,28.04999],[-103.82625,28.0498],[-103.78162,28.08199],[-103.67032,28.11846],[-103.61435,28.2305],[-103.39284,28.30182],[-103.20868,28.57727],[-103.09129,28.62335],[-102.9781,28.60754],[-102.86827,28.68669],[-102.59229,28.71433],[-102.51328,28.73265],[-102.47424,28.73314],[-102.28624,28.65002],[-102.21675,28.64663],[-102.01533,28.55429],[-101.94973,28.54688],[-101.83259,28.49389],[-101.71789,28.46692],[-101.40412,28.44772],[-101.19636,28.38784],[-100.97372,28.5191],[-100.83548,28.50768],[-100.73433,28.49329],[-100.71982,28.48007],[-100.69397,28.4839]]}}
ENLACE C.C.C. RIO BRAVO III - ANAHUAC CC | LineString | 400 kV |  | 0.17 km | 400KV-1113ACSR-0.16KM | [5 empty] | CONACYT 2024 (oficial) | {"type":"Feature","properties":{},"geometry":{"type":"LineString","coordinates":[[-97.78051,25.79943],[-97.77887,25.79975]]}}
ENLACE C.C.C. RIO BRAVO IV - ANAHUAC CC | LineString | 400 kV |  | 0.25 km | 400KV-1C-1113ACSR-0.25KM | [5 empty] | CONACYT 2024 (oficial) | {"type":"Feature","properties":{},"geometry":{"type":"LineString","coordinates":[[-97.78049,25.79763],[-97.77885,25.79935]]}}
L.T. RAMOS ARIZPE-TORREON SUR | LineString | 400 kV |  | 256.1 km | 400KV-1C-1113ACSR-256.2KM-TA | [5 empty] | CONACYT 2024 (oficial) | {"type":"Feature","properties":{},"geometry":{"type":"LineString","coordinates":[[-103.30973,25.45507],[-103.27283,25.46066],[-103.25189,25.4716],[-103.06676,25.54143],[-102.89791,25.58312],[-102.79135,25.5673],[-102.56446,25.5545],[-102.47257,25.55624],[-102.34857,25.54275],[-102.22931,25.48884],[-102.14273,25.47739],[-102.03252,25.40847],[-101.88841,25.43535],[-101.71018,25.43297],[-101.50507,25.40031],[-101.20715,25.44964],[-101.07222,25.48131],[-101.02935,25.52425],[-100.99227,25.54716],[-100.98417,25.56884],[-100.91727,25.60682],[-100.90793,25.59869]]}}
L.T. FRONTERA POT.-VILLA DE GARCIA | LineString | 400 kV |  | 178.1 km | 400KV-1C-1113ACSR-178.1KM-TA | [5 empty] | CONACYT 2024 (oficial) | {"type":"Feature","properties":{},"geometry":{"type":"LineString","coordinates":[[-101.50405,26.92598],[-101.50188,26.91468],[-101.48386,26.87054],[-101.457,26.85986],[-101.43519,26.81882],[-101.4086,26.79232],[-101.39517,26.73918],[-101.31205,26.6237],[-101.23432,26.5765],[-101.0014,26.43769],[-100.93018,26.3987],[-100.74729,26.285],[-100.63369,26.05207],[-100.67062,25.90002],[-100.67132,25.87232],[-100.64347,25.8227],[-100.59043,25.78146],[-100.5505,25.73083],[-100.5521,25.71328],[-100.55291,25.71147]]}}
L.T. CARBON II-LAMPAZOS | LineString | 400 kV |  | 158.99 km | 400KV-1C-1113ACSR-159.4KM-TA | [5 empty] | CONACYT 2024 (oficial) | {"type":"Feature","properties":{},"geometry":{"type":"LineString","coordinates":[[-100.45402,27.09711],[-100.4549,27.11413],[-100.44856,27.135],[-100.43444,27.16143],[-100.4436,27.26317],[-100.45233,27.30088],[-100.43646,27.51971],[-100.45102,27.63783],[-100.46551,27.7997],[-100.4648,28.01948],[-100.50298,28.20845],[-100.67763,28.41877],[-100.68513,28.45031],[-100.69994,28.46436]]}}
L.T. CARBON II-LAMPAZOS | LineString | 400 kV |  | 159.37 km | 400KV-1C-1113ACSR-159.8KM-TA | [5 empty] | CONACYT 2024 (oficial) | {"type":"Feature","properties":{},"geometry":{"type":"LineString","coordinates":[[-100.70004,28.46445],[-100.73003,28.4337],[-100.72954,28.37229],[-100.57135,28.0034],[-100.55158,27.73772],[-100.55925,27.53087],[-100.53984,27.21348],[-100.48223,27.13569],[-100.45473,27.12687],[-100.45536,27.09686]]}}
L.T. LAMPAZOS-ESCOBEDO | LineString | 400 kV |  | 144.36 km | 400KV-1C-1113ACSR-144.5KM-TA | [5 empty] | CONACYT 2024 (oficial) | {"type":"Feature","properties":{},"geometry":{"type":"LineString","coordinates":[[-100.45453,27.09491],[-100.44998,27.04691],[-100.48901,27.00741],[-100.48845,26.76132],[-100.45244,26.53865],[-100.4109,26.5086],[-100.39685,26.43505],[-100.40533,26.42248],[-100.36918,26.20816],[-100.34971,26.17005],[-100.3382,26.12655],[-100.34832,26.06962],[-100.31185,26.00604],[-100.32438,25.92004],[-100.33555,25.88352],[-100.36639,25.86581],[-100.36607,25.86515]]}}
L.T. LAMPAZOS-ESCOBEDO | LineString | 400 kV |  | 144.43 km | 400KV-1C-1113ACSR-144.5KM-TA | [5 empty] | CONACYT 2024 (oficial) | {"type":"Feature","properties":{},"geometry":{"type":"LineString","coordinates":[[-100.45327,27.09521],[-100.44759,27.04705],[-100.48671,27.00679],[-100.48644,26.76228],[-100.45063,26.53915],[-100.40909,26.50909],[-100.39503,26.43555],[-100.40352,26.42298],[-100.36737,26.20866],[-100.3479,26.17055],[-100.33637,26.12694],[-100.34659,26.06947],[-100.31056,26.00581],[-100.32273,25.92035],[-100.33419,25.88228],[-100.36639,25.86581],[-100.36588,25.86524]]}}
L.T. CARBONII-FRONTERA | LineString | 400 kV |  | 198.42 km | 400KV-1C-1113ACSR-198.8KM-TA | [5 empty] | CONACYT 2024 (oficial) | {"type":"Feature","properties":{},"geometry":{"type":"LineString","coordinates":[[-100.70095,28.46507],[-100.71657,28.44941],[-100.73385,28.44476],[-100.87444,28.17367],[-100.92548,28.08374],[-100.97227,28.01095],[-101.06997,27.82159],[-101.12594,27.73684],[-101.17655,27.70477],[-101.19428,27.63936],[-101.20716,27.49507],[-101.22661,27.36538],[-101.21944,27.34596],[-101.22017,27.25287],[-101.25563,27.21597],[-101.40256,27.15503],[-101.43106,27.09661],[-101.51368,27.00374],[-101.50328,26.92816]]}}
L.T. P.V. MONTERREY - HUINALA | LineString | 400 kV |  | 26.12 km | 400KV-2C-1113ACSR-25.44KM-TA-PA(DESENERGIZADA) | [5 empty] | CONACYT 2024 (oficial) | {"type":"Feature","properties":{},"geometry":{"type":"LineString","coordinates":[[-100.10123,25.72415],[-100.16992,25.80352],[-100.19321,25.81467],[-100.22192,25.81603],[-100.22304,25.7893],[-100.23584,25.75656],[-100.23808,25.74106],[-100.2325,25.73979]]}}
L.T. SAN NICOLAS-HYLSA ACEROS PLANOS | LineString | 400 kV |  | 7.16 km | 400KV-1C-1113ACSR-7.09KM-PA | [5 empty] | CONACYT 2024 (oficial) | {"type":"Feature","properties":{},"geometry":{"type":"LineString","coordinates":[[-100.2932,25.7207],[-100.28687,25.7344],[-100.29609,25.74844],[-100.30867,25.75239],[-100.29894,25.76616]]}}
L.T. VILLA DE GARCIA - RAMOS ARIZPE POT. | LineString | 400 kV |  | 40.01 km | 400KV-1C-1113ACSR-39.94KM-TA | [5 empty] | CONACYT 2024 (oficial) | {"type":"Feature","properties":{},"geometry":{"type":"LineString","coordinates":[[-100.90765,25.59893],[-100.9079,25.60016],[-100.90047,25.61629],[-100.8582,25.61909],[-100.84492,25.6106],[-100.8212,25.62299],[-100.77979,25.63548],[-100.74336,25.65153],[-100.72164,25.65518],[-100.61057,25.70105],[-100.57546,25.6983],[-100.56065,25.70886],[-100.55542,25.711],[-100.55493,25.71133]]}}
L.T. VILLA DE GARCIA - RAMOS ARIZPE POT. | LineString | 400 kV |  | 39.33 km | 400KV-1C-1113ACSR-39.17KM-TA | [5 empty] | CONACYT 2024 (oficial) | {"type":"Feature","properties":{},"geometry":{"type":"LineString","coordinates":[[-100.90777,25.5988],[-100.9079,25.60016],[-100.90047,25.61629],[-100.8475,25.62069],[-100.82412,25.63331],[-100.78365,25.63986],[-100.74229,25.65795],[-100.60721,25.70925],[-100.56065,25.70886],[-100.55542,25.711],[-100.5547,25.71111]]}}
L.T. HUINALA-LAJA | LineString | 400 kV |  | 102.49 km | 400KV-1C-1113ACSR-102.44KM-TA | [5 empty] | CONACYT 2024 (oficial) | {"type":"Feature","properties":{},"geometry":{"type":"LineString","coordinates":[[-99.53349,24.96904],[-99.54279,24.98128],[-99.62106,25.15511],[-99.75375,25.31968],[-99.88886,25.49703],[-99.93659,25.56942],[-99.96036,25.58745],[-99.97818,25.62684],[-100.10059,25.72312]]}}
L.T. HUINALA-LAJA | LineString | 400 kV |  | 102.05 km | 400KV-1C-1113ACSR-102.06KM-TA | [5 empty] | CONACYT 2024 (oficial) | {"type":"Feature","properties":{},"geometry":{"type":"LineString","coordinates":[[-99.53406,24.9689],[-99.54333,24.98111],[-99.61854,25.14696],[-99.75449,25.31915],[-99.88931,25.4963],[-99.93691,25.56851],[-99.96091,25.58717],[-99.9787,25.62641],[-100.09841,25.7207]]}}
L.T. HUINALA-AEROPUERTO | LineString | 400 kV |  | 195.44 km | 400KV-1C-1113ACSR-195.37KM-TA | [5 empty] | CONACYT 2024 (oficial) | {"type":"Feature","properties":{},"geometry":{"type":"LineString","coordinates":[[-98.27808,25.97813],[-98.28583,25.97625],[-98.35229,25.97732],[-98.7232,25.90207],[-98.89531,25.85991],[-99.60439,25.62946],[-99.66499,25.59773],[-99.77518,25.58405],[-99.94795,25.60536],[-100.08232,25.71105],[-100.10066,25.72317]]}}
L.T. HUINALA - TECNOLOGICO | LineString | 400 kV |  | 44.98 km | 400KV-1C-1113ACSR-45.16KM-TA-PA | [5 empty] | CONACYT 2024 (oficial) | {"type":"Feature","properties":{},"geometry":{"type":"LineString","coordinates":[[-100.27268,25.6132],[-100.27311,25.61318],[-100.27493,25.61405],[-100.31209,25.63825],[-100.31983,25.64302],[-100.32917,25.62863],[-100.28589,25.57714],[-100.24465,25.57046],[-100.23539,25.57569],[-100.22511,25.57383],[-100.21277,25.57402],[-100.15521,25.59566],[-100.11179,25.64556],[-100.10151,25.69574],[-100.09168,25.70835],[-100.09825,25.72046]]}}
L.T. TECNOLOGICO - PLAZA | LineString | 400 kV |  | 5.87 km | 400KV-1C-1113ACSR-5.88KM-TA-PA | [5 empty] | CONACYT 2024 (oficial) | {"type":"Feature","properties":{},"geometry":{"type":"LineString","coordinates":[[-100.3197,25.64359],[-100.31209,25.63825],[-100.27493,25.61405],[-100.27311,25.61318],[-100.2727,25.61305]]}}
L.T. ESCOBEDO-SAN NICOLAS | LineString | 400 kV |  | 13.2 km | 400KV-2C-1113ACSR-13.29KM-TA-PA | [5 empty] | CONACYT 2024 (oficial) | {"type":"Feature","properties":{},"geometry":{"type":"LineString","coordinates":[[-100.36617,25.86382],[-100.36721,25.86069],[-100.34162,25.8077],[-100.30229,25.77537],[-100.29883,25.76618]]}}
L.T. SAN JERONIMO POT. BCO.5 SF6-PLAZA | LineString | 400 kV |  | 5.87 km | 400KV-1C-1113ACSR-5.89KM-PA | [5 empty] | CONACYT 2024 (oficial) | {"type":"Feature","properties":{},"geometry":{"type":"LineString","coordinates":[[-100.35894,25.67886],[-100.34961,25.66319],[-100.31987,25.6437]]}}
L.T. GUEMEZ-LAJA | LineString | 400 kV |  | 132.87 km | 400KV-1C-1113ACSR-128.02KM-TA | [5 empty] | CONACYT 2024 (oficial) | {"type":"Feature","properties":{},"geometry":{"type":"LineString","coordinates":[[-99.53263,24.96689],[-99.53354,24.95574],[-99.51208,24.90935],[-99.48491,24.80979],[-99.36589,24.56966],[-99.28381,24.40359],[-99.20714,24.24798],[-99.0765,24.06258],[-99.04838,23.90832]]}}
L.T. GUEMEZ-LAJA | LineString | 400 kV |  | 132.87 km | 400KV-1C-1113ACSR-128.02KM-TA | [5 empty] | CONACYT 2024 (oficial) | {"type":"Feature","properties":{},"geometry":{"type":"LineString","coordinates":[[-99.0413,23.86745],[-99.04841,23.90858]]}}
L.T. GUEMEZ-LAJA | LineString | 400 kV |  | 132.84 km | 400KV-1C-1113ACSR-128.10KM-TA | [5 empty] | CONACYT 2024 (oficial) | {"type":"Feature","properties":{},"geometry":{"type":"LineString","coordinates":[[-99.04151,23.86747],[-99.077,24.06229],[-99.20766,24.24771],[-99.28435,24.40337],[-99.36643,24.56944],[-99.48545,24.80957],[-99.51263,24.90914],[-99.53414,24.95565],[-99.53329,24.96686]]}}
L.T. P.V. MONTERREY - HYLSA ACEROS PLANOS | LineString | 400 kV |  | 7.11 km | 400KV-1C-(4C/F)-477ACSR-6.71KM-PA | [5 empty] | CONACYT 2024 (oficial) | {"type":"Feature","properties":{},"geometry":{"type":"LineString","coordinates":[[-100.29316,25.72066],[-100.23808,25.74106],[-100.23223,25.74056],[-100.23269,25.73996]]}}
L.T. MOCTEZUMA - EL ENCINO | LineString | 400 kV |  | 206.36 km | 400KV-2C-1113ACSR-206.31KM-TA (OPERACION INICIAL 230KV) | [5 empty] | CONACYT 2024 (oficial) | {"type":"Feature","properties":{},"geometry":{"type":"LineString","coordinates":[[-106.45248,30.17884],[-106.44331,30.14508],[-106.38528,30.02701],[-106.34134,29.69742],[-106.3174,29.52006],[-106.25961,29.37508],[-106.24413,29.15489],[-106.22226,29.12745],[-106.21413,29.11218],[-106.21458,29.09842],[-106.11377,28.90616],[-105.98968,28.81808],[-105.92414,28.7418],[-105.89805,28.56633],[-105.90018,28.47468],[-105.90694,28.45286],[-105.9167,28.44614]]}}
L.T. HERCULES - EL ENCINO | LineString | 400 kV |  | 217.63 km | 400KV-1C-1113ACSR-270.63KM-TA | [5 empty] | CONACYT 2024 (oficial) | {"type":"Feature","properties":{},"geometry":{"type":"LineString","coordinates":[[-103.83062,28.04786],[-104.09416,28.07528],[-104.29248,28.12711],[-104.67553,28.24877],[-104.79075,28.26609],[-104.86167,28.28689],[-105.04333,28.37482],[-105.29583,28.49649],[-105.65778,28.51899],[-105.72945,28.45982],[-105.78584,28.46593],[-105.80306,28.45899],[-105.88179,28.45765],[-105.91416,28.44369]]}}
L.T. AEROPUERTO - CUMBRES | LineString | 400 kV |  | 27.78 km | 400 KV-2C-1113ACSR-27.33KM-TA | [5 empty] | CONACYT 2024 (oficial) | {"type":"Feature","properties":{},"geometry":{"type":"LineString","coordinates":[[-98.39381,26.09582],[-98.39898,26.09596],[-98.4219,26.06914],[-98.43504,26.04322],[-98.42743,26.03429],[-98.42198,26.00367],[-98.39608,25.98835],[-98.28675,25.98712],[-98.27642,25.97786]]}}
L.T. MAZATLÁN II - LA HIGUERA | LineString | 400 kV |  | 238.28 km | 400KV-2C-238.28KM-1113ACSR-TA (OP. INICIAL 230 KV) | [5 empty] | CONACYT 2024 (oficial) | {"type":"Feature","properties":{},"geometry":{"type":"LineString","coordinates":[[-106.35285,23.19139],[-106.35158,23.19371],[-106.32808,23.216],[-106.31701,23.2475],[-106.31672,23.30623],[-106.32057,23.33906],[-106.37726,23.4201],[-106.38939,23.45591],[-106.39272,23.50017],[-106.42475,23.53171],[-106.44698,23.60498],[-106.48243,23.65291],[-106.51257,23.68554],[-106.5242,23.74195],[-106.51822,23.79014],[-106.53017,23.82662],[-106.50999,23.84923],[-106.51824,23.88245],[-106.59441,23.90241],[-106.63913,23.90198],[-106.70916,23.97828],[-106.76445,24.0123],[-106.82457,24.10544],[-107.0125,24.17289],[-107.05224,24.24839],[-107.08557,24.31697],[-107.08374,24.34092],[-107.08861,24.46139],[-107.19015,24.57049],[-107.32278,24.71088],[-107.33681,24.70497],[-107.40421,24.68767],[-107.41998,24.68126],[-107.46195,24.68375],[-107.47468,24.69149],[-107.50163,24.69142],[-107.507,24.69727],[-107.50715,24.69856]]}}
LT PUEBLO NUEVO - LOUISIANA (MOCHIS INDUSTRIAL) | LineString | 400 kV |  | 167.35 km | 400 KV-2C-167.63KM-1113 ACSR - TA | [5 empty] | CONACYT 2024 (oficial) | {"type":"Feature","properties":{},"geometry":{"type":"LineString","coordinates":[[-109.07705,25.78534],[-109.08535,25.78818],[-109.10333,25.79833],[-109.10177,25.81824],[-109.06378,25.86369],[-109.00686,25.98212],[-108.91353,26.11974],[-108.87247,26.26227],[-109.33073,26.79155],[-109.37653,26.87642],[-109.37313,27.05832],[-109.37377,27.06877],[-109.37404,27.06935]]}}
L.T. LOUISIANA - LA HIGUERA | LineString | 400 kV |  | 270.33 km | 400KV-1C-271.26KM-1113ACSR-TA(OP. INICIAL EN 230KV) | [5 empty] | CONACYT 2024 (oficial) | {"type":"Feature","properties":{},"geometry":{"type":"LineString","coordinates":[[-107.50771,24.69857],[-107.50757,24.69802],[-107.52456,24.69026],[-107.54848,24.69157],[-107.54974,24.74792],[-107.55385,24.75286],[-107.55285,24.81407],[-107.55066,24.84162],[-107.54053,24.89693],[-107.53531,24.90746],[-107.52378,24.96668],[-107.51566,24.97845],[-107.52287,25.01899],[-107.57014,25.06459],[-107.66231,25.18705],[-107.85142,25.38148],[-107.88487,25.45563],[-108.02166,25.54279],[-108.06843,25.57863],[-108.26726,25.77239],[-108.30947,25.78134],[-108.33147,25.79987],[-108.3879,25.81836],[-108.55779,25.84926],[-108.73719,25.96757],[-108.792,26.02154],[-108.82215,26.04911],[-108.85507,26.07223],[-108.8609,26.07172],[-109.00686,25.98212],[-109.06378,25.86369],[-109.10177,25.81824],[-109.10333,25.79833],[-109.08535,25.78818],[-109.07705,25.78534]]}}
L.T. EL FRESNAL - NACOZARI | LineString | 400 kV |  | 98.94 km | 400KV-1C-1113ACSR-TA (OP. INICIAL EN 230 KV) | [5 empty] | CONACYT 2024 (oficial) | {"type":"Feature","properties":{},"geometry":{"type":"LineString","coordinates":[[-109.67816,30.36948],[-109.67797,30.36967],[-109.62208,30.45076],[-109.56257,30.7201],[-109.56463,30.8478],[-109.52693,30.94957],[-109.56099,31.03305],[-109.61799,31.22204],[-109.61419,31.22328]]}}
L.T. NACOZARI - NUEVO CASAS GRANDES | LineString | 400 kV |  | 215.78 km | 400KV-1C-1113ACSR-TA (OP. INICIAL EN 230 KV) | [5 empty] | CONACYT 2024 (oficial) | {"type":"Feature","properties":{},"geometry":{"type":"LineString","coordinates":[[-107.9012,30.52523],[-107.93536,30.53727],[-107.98983,30.58241],[-108.02774,30.57856],[-108.232,30.66283],[-108.24857,30.67911],[-108.28312,30.68384],[-108.43299,30.69214],[-108.5303,30.73566],[-108.7032,30.73403],[-108.8422,30.86562],[-108.92995,30.89686],[-109.06207,30.85686],[-109.16205,30.85759],[-109.24348,30.78664],[-109.30228,30.7111],[-109.35097,30.68369],[-109.3834,30.65973],[-109.39549,30.62488],[-109.40372,30.6224],[-109.4569,30.63131],[-109.47044,30.61842],[-109.53577,30.60474],[-109.59357,30.57618],[-109.62481,30.43455],[-109.67316,30.37018],[-109.67675,30.36966],[-109.67716,30.36917]]}}
L.T. PLANTA GUAYMAS II - OBREGÓN 4 | LineString | 400 kV |  | 134.52 km | 400KV-1C-1113ACSR-TA (OP. INICIAL EN 230 KV) | [5 empty] | CONACYT 2024 (oficial) | {"type":"Feature","properties":{},"geometry":{"type":"LineString","coordinates":[[-110.86398,27.9374],[-110.86453,27.93793],[-110.86618,27.93967],[-110.88641,27.97063],[-110.89074,27.98754],[-110.89072,27.98853],[-110.88302,28.00038],[-110.80327,27.99594],[-110.71066,27.97825],[-110.58092,27.92803],[-110.47878,27.88233],[-110.35912,27.69873],[-110.21437,27.62629],[-110.12367,27.60995],[-110.12087,27.60203],[-110.06443,27.55772],[-110.05951,27.44013],[-110.05398,27.42611],[-109.98595,27.42423],[-109.93472,27.42809]]}}
LT PUEBLO NUEVO - LOUISIANA (MOCHIS INDUSTRIAL) | LineString | 400 kV |  | 167.35 km | 400 KV-1C-167.36KM-1113ACSR-TA (OP. INICIAL EN 230 KV) | [5 empty] | CONACYT 2024 (oficial) | {"type":"Feature","properties":{},"geometry":{"type":"LineString","coordinates":[[-109.07705,25.78534],[-109.08535,25.78818],[-109.10333,25.79833],[-109.10177,25.81824],[-109.06378,25.86369],[-109.00686,25.98212],[-108.91353,26.11974],[-108.87247,26.26227],[-109.33073,26.79155],[-109.37653,26.87642],[-109.37313,27.05832],[-109.37377,27.06877],[-109.37404,27.06935]]}}
LT PUEBLO NUEVO - OBREGON 4 | LineString | 400 kV |  | 72.68 km | 230KV-1C-1113ACSR-TA | [5 empty] | CONACYT 2024 (oficial) | {"type":"Feature","properties":{},"geometry":{"type":"LineString","coordinates":[[-109.93435,27.4281],[-109.93416,27.42726],[-109.89115,27.42653],[-109.88804,27.4318],[-109.83496,27.4329],[-109.80896,27.39715],[-109.65687,27.27882],[-109.49701,27.15462],[-109.4392,27.14142],[-109.39814,27.12026],[-109.37371,27.07071],[-109.37365,27.06991]]}}
L.T. TULA - VICTORIA | LineString | 400 kV |  | 52.03 km | 400 KV-2C-51.90 Km-1113 ACSR-TA | [5 empty] | CONACYT 2024 (oficial) | {"type":"Feature","properties":{},"geometry":{"type":"LineString","coordinates":[[-99.27402,20.05582],[-99.25729,20.03779],[-99.26268,20.02006],[-99.23784,19.86863],[-99.24463,19.85365],[-99.23812,19.82097],[-99.23868,19.71931],[-99.23215,19.6887],[-99.2222,19.66323],[-99.22652,19.64682],[-99.21654,19.63056],[-99.19036,19.63777]]}}
L.T. QUERETARO POTENCIA MANIOBRAS - TULA L1 | LineString | 400 kV |  | 127.67 km | 400 KV-1C-127.62 Km-1113 ACSR-TA 2 CONDUCTOES POR FASE | [5 empty] | CONACYT 2024 (oficial) | {"type":"Feature","properties":{},"geometry":{"type":"LineString","coordinates":[[-99.27392,20.05747],[-99.26131,20.07118],[-99.30577,20.18851],[-99.40557,20.22532],[-99.45621,20.22287],[-99.5343,20.27822],[-99.69176,20.31382],[-99.76197,20.34456],[-99.83161,20.36946],[-99.96188,20.45716],[-99.99873,20.45002],[-100.03683,20.47731],[-100.06552,20.46288],[-100.10465,20.45099],[-100.27784,20.47272],[-100.27941,20.47175],[-100.27916,20.46872]]}}
L.T. TUXPAN - TEXCOCO L1 | LineString | 400 kV |  | 254.86 km | 400 KV-2C/1C-254.79 Km-1113 ACSR-TA | [5 empty] | CONACYT 2024 (oficial) | {"type":"Feature","properties":{},"geometry":{"type":"LineString","coordinates":[[-97.33761,21.01523],[-97.42914,20.99552],[-97.46763,20.98369],[-97.51134,20.93764],[-97.54951,20.85468],[-97.56539,20.8107],[-97.62949,20.70339],[-97.63378,20.69618],[-97.6492,20.67025],[-97.67935,20.62136],[-97.79365,20.45772],[-97.87113,20.23922],[-97.87493,20.21343],[-97.89535,20.19141],[-97.90112,20.17483],[-97.91081,20.16809],[-97.91673,20.12989],[-97.93223,20.09485],[-97.95206,20.06447],[-97.94863,20.04266],[-97.99403,19.95232],[-97.99933,19.93825],[-98.03945,19.85125],[-98.06071,19.83444],[-98.10378,19.77971],[-98.12197,19.75199],[-98.15053,19.72362],[-98.16483,19.70391],[-98.17552,19.65572],[-98.38785,19.5549],[-98.46371,19.55896],[-98.68508,19.55778],[-98.75503,19.56351],[-98.78727,19.5369],[-98.83093,19.53946],[-98.83692,19.54312],[-98.83845,19.54389]]}}
L.T. TUXPAN - TEXCOCO L2 | LineString | 400 kV |  | 254.68 km | 400 KV-2C/1C-254.62 Km-1113 ACSR-TA | [5 empty] | CONACYT 2024 (oficial) | {"type":"Feature","properties":{},"geometry":{"type":"LineString","coordinates":[[-97.33761,21.01523],[-97.42914,20.99552],[-97.46763,20.98369],[-97.51134,20.93764],[-97.54951,20.85468],[-97.56539,20.8107],[-97.62949,20.70339],[-97.63378,20.69618],[-97.6492,20.67025],[-97.67893,20.62026],[-97.78798,20.46412],[-97.7979,20.4432],[-97.86973,20.23989],[-97.87386,20.21325],[-97.89391,20.19177],[-97.91599,20.12963],[-97.93166,20.09437],[-97.94427,20.0751],[-97.9427,20.05672],[-97.94822,20.03405],[-97.99095,19.95473],[-98.0374,19.85025],[-98.05889,19.83456],[-98.10303,19.77917],[-98.12129,19.75156],[-98.15053,19.72362],[-98.16483,19.70391],[-98.17481,19.65504],[-98.38769,19.55399],[-98.46408,19.55805],[-98.68519,19.55698],[-98.75605,19.56159],[-98.78727,19.5369],[-98.83093,19.53946],[-98.83692,19.54312],[-98.83852,19.54376]]}}
L.T. YAUTEPEC POTENCIA - TOPILEJO | LineString | 400 kV |  | 47.09 km | 400 KV- 2C-46.92 Km-1113 ACSR-TA | [5 empty] | CONACYT 2024 (oficial) | {"type":"Feature","properties":{},"geometry":{"type":"LineString","coordinates":[[-99.15904,19.15613],[-99.16482,19.14917],[-99.18588,19.10044],[-99.19461,19.08782],[-99.19589,19.05886],[-99.11933,18.97457],[-99.09629,18.95365],[-99.08949,18.92429],[-99.09016,18.91014],[-99.0803,18.90377],[-99.05866,18.91224],[-99.01753,18.8958],[-99.00927,18.87177],[-98.99261,18.85837],[-98.99654,18.84851]]}}
L.T. AGUSTIN MILLAN II - VOLCAN GORDO | LineString | 400 kV |  | 48.05 km | 400 KV- 2C-48.03 Km-1113 ACSR-TA (TEN. 1er. CIR. OPERENDO EN 115 KV) | [5 empty] | CONACYT 2024 (oficial) | {"type":"Feature","properties":{},"geometry":{"type":"LineString","coordinates":[[-100.12986,18.86961],[-100.12573,18.87052],[-100.1078,18.90999],[-100.10793,18.91816],[-100.092,18.94337],[-100.10892,18.98132],[-100.103,19.00289],[-100.0787,19.04162],[-100.05819,19.06463],[-100.05467,19.09825],[-100.05611,19.12404],[-100.04919,19.12987],[-100.07246,19.16928],[-100.06651,19.21491],[-100.10529,19.22991]]}}
L.T. ALMOLOYA - NOPALA | LineString | 400 kV |  | 53.32 km | 400 KV-1C-53.30 Km-1113 ACSR-TA | [5 empty] | CONACYT 2024 (oficial) | {"type":"Feature","properties":{},"geometry":{"type":"LineString","coordinates":[[-99.28401,19.4816],[-99.30345,19.4691],[-99.32353,19.44032],[-99.33769,19.43005],[-99.37822,19.42104],[-99.41702,19.42956],[-99.49129,19.42366],[-99.55799,19.40384],[-99.60473,19.39926],[-99.76007,19.38609],[-99.76017,19.38702]]}}
L.T. ALMOLOYA - NOPALA | LineString | 400 kV |  | 53.43 km | 400 KV-1C-53.47 Km-1113 ACSR-TA | [5 empty] | CONACYT 2024 (oficial) | {"type":"Feature","properties":{},"geometry":{"type":"LineString","coordinates":[[-99.76001,19.38706],[-99.75995,19.38557],[-99.55703,19.40333],[-99.49033,19.42315],[-99.41606,19.42904],[-99.37727,19.42053],[-99.33674,19.42954],[-99.32257,19.43981],[-99.3025,19.46859],[-99.28372,19.48129]]}}
L.T. TULA - TEOTIHUACAN L2 | LineString | 400 kV |  | 63.71 km | 400 KV-1C-63.56 Km-1113 ACSR-TA | [5 empty] | CONACYT 2024 (oficial) | {"type":"Feature","properties":{},"geometry":{"type":"LineString","coordinates":[[-99.27399,20.05626],[-99.25857,20.05528],[-99.1513,20.01209],[-99.08253,19.93968],[-99.01338,19.88587],[-98.97825,19.85668],[-98.95907,19.84468],[-98.9518,19.82402],[-98.91941,19.75005],[-98.91144,19.72515],[-98.86451,19.66574],[-98.86483,19.66552]]}}
L.T. TULA - TEOTIHUACAN L1 | LineString | 400 kV |  | 63.78 km | 400 KV-1C-63.66 Km-1113 ACSR-TA | [5 empty] | CONACYT 2024 (oficial) | {"type":"Feature","properties":{},"geometry":{"type":"LineString","coordinates":[[-98.86478,19.66525],[-98.86451,19.66574],[-98.91104,19.72553],[-98.91901,19.75044],[-98.9514,19.82441],[-98.95867,19.84507],[-98.97785,19.85707],[-99.01298,19.88625],[-99.08211,19.94005],[-99.15054,20.01236],[-99.25801,20.05565],[-99.27408,20.0566]]}}
L.T. TEOTIHUACAN - TEXCOCO L2 | LineString | 400 kV |  | 15.6 km | 400 KV-1C-15.60 Km-1113 ACSR-TA | [5 empty] | CONACYT 2024 (oficial) | {"type":"Feature","properties":{},"geometry":{"type":"LineString","coordinates":[[-98.86468,19.66429],[-98.82314,19.5922],[-98.8317,19.55326],[-98.83789,19.54482]]}}
L.T. VICTORIA - NOPALA | LineString | 400 kV |  | 22.52 km | 400 KV-2C-22.51 Km-1113 ACSR-TA | [5 empty] | CONACYT 2024 (oficial) | {"type":"Feature","properties":{},"geometry":{"type":"LineString","coordinates":[[-99.19036,19.63701],[-99.20747,19.63481],[-99.25181,19.59534],[-99.26666,19.58712],[-99.28125,19.53985],[-99.28428,19.48188]]}}
L.T. TULA - POZA RICA | LineString | 400 kV |  | 203.83 km | 400 KV-1C-208 .55 Km-1113 ACSR-TA | [5 empty] | CONACYT 2024 (oficial) | {"type":"Feature","properties":{},"geometry":{"type":"LineString","coordinates":[[-97.50624,20.50974],[-97.57402,20.49707],[-97.5784,20.49472],[-97.66585,20.4887],[-97.72753,20.47289],[-97.80614,20.44049],[-97.86208,20.40897],[-97.86804,20.37831],[-97.89677,20.36132],[-97.9465,20.35097],[-97.96872,20.291],[-98.12442,20.18419],[-98.22854,20.17424],[-98.31336,20.15743],[-98.3831,20.11702],[-98.50601,20.06392],[-98.5974,20.04465],[-98.76842,20.03501],[-98.91449,20.06093],[-99.0053,20.07443],[-99.125,20.10319],[-99.14855,20.09192],[-99.19988,20.08021],[-99.26144,20.05622],[-99.27401,20.05732]]}}
L.T. PITIRERA - DONATO GUERRA L1 | LineString | 400 kV |  | 230.3 km | 400 KV-1C-229.23 Km-1113 ACSR-TA | [5 empty] | CONACYT 2024 (oficial) | {"type":"Feature","properties":{},"geometry":{"type":"LineString","coordinates":[[-101.90092,18.27986],[-101.85393,18.30508],[-101.83683,18.30956],[-101.74823,18.3438],[-101.69447,18.38459],[-101.59679,18.43512],[-101.5774,18.45331],[-101.55846,18.48555],[-101.5304,18.51105],[-101.49073,18.53885],[-101.36071,18.5292],[-101.2235,18.56179],[-101.17514,18.56162],[-100.96371,18.61458],[-100.90315,18.65774],[-100.87395,18.66787],[-100.85182,18.67214],[-100.77921,18.74201],[-100.71955,18.85548],[-100.61465,18.97362],[-100.58652,19.01403],[-100.56386,19.04083],[-100.54547,19.05782],[-100.52933,19.06378],[-100.4985,19.06196],[-100.46926,19.06957],[-100.45194,19.06942],[-100.41941,19.07799],[-100.39357,19.09422],[-100.3713,19.12538],[-100.36413,19.14024],[-100.33471,19.14804],[-100.30808,19.15976],[-100.28935,19.17712],[-100.26327,19.18626],[-100.24511,19.18579],[-100.22209,19.19406],[-100.18783,19.23669],[-100.17159,19.26002],[-100.15294,19.27799],[-100.13941,19.28512]]}}
L.T. PITIRERA - DONATO GUERRA L2 | LineString | 400 kV |  | 229.84 km | 400 KV-1C-230 .27 Km-1113 ACSR-TA | [5 empty] | CONACYT 2024 (oficial) | {"type":"Feature","properties":{},"geometry":{"type":"LineString","coordinates":[[-100.14269,19.28305],[-100.15351,19.27872],[-100.17178,19.26115],[-100.19432,19.22915],[-100.22178,19.19572],[-100.25939,19.18875],[-100.29072,19.17909],[-100.31283,19.15974],[-100.36449,19.1412],[-100.39392,19.09509],[-100.42135,19.08199],[-100.45386,19.07226],[-100.5293,19.06471],[-100.54574,19.0583],[-100.5727,19.02843],[-100.6131,18.96826],[-100.64889,18.92684],[-100.71846,18.85201],[-100.79411,18.71211],[-100.80236,18.70282],[-100.85089,18.67027],[-100.90271,18.65649],[-100.96167,18.61325],[-101.18542,18.55781],[-101.22363,18.55791],[-101.27397,18.54908],[-101.35978,18.52786],[-101.48977,18.53746],[-101.52955,18.50926],[-101.55538,18.48629],[-101.57692,18.45186],[-101.59599,18.43408],[-101.69539,18.38229],[-101.74753,18.34282],[-101.83565,18.30884],[-101.85228,18.30457],[-101.90056,18.27969]]}}
L.T. TECALI - YAUTEPEC POTENCIA | LineString | 400 kV |  | 116.71 km | 400 KV- 2C-116.83 Km-1113 ACSR-TA (TENDIDO 1er. CIRCUITO) | [5 empty] | CONACYT 2024 (oficial) | {"type":"Feature","properties":{},"geometry":{"type":"LineString","coordinates":[[-98.99649,18.84758],[-98.98695,18.82269],[-98.98942,18.80801],[-98.97759,18.78747],[-98.95569,18.77326],[-98.89917,18.76992],[-98.86289,18.79451],[-98.73729,18.82812],[-98.66723,18.82323],[-98.48406,18.81406],[-98.42918,18.83312],[-98.36709,18.8769],[-98.28939,18.88382],[-98.18234,18.87777],[-98.04321,18.85439],[-97.97871,18.84656]]}}
L.T. LAS FRESA ENTQ. SALAMANCA II - POTRERILLOS (L1) | LineString | 400 kV |  | 0.45 km | 400 KV- 2C-0.44 Km-1113 ACSR-TA | [5 empty] | CONACYT 2024 (oficial) | {"type":"Feature","properties":{},"geometry":{"type":"LineString","coordinates":[[-101.42466,20.6401],[-101.422,20.64114],[-101.42063,20.64064]]}}
L.T. LAS FRESA ENTQ. SALAMANCA II - POTRERILLOS (L2) | LineString | 400 kV |  | 0.4 km | 400 KV- 2C-0.40 Km-1113 ACSR-TA | [5 empty] | CONACYT 2024 (oficial) | {"type":"Feature","properties":{},"geometry":{"type":"LineString","coordinates":[[-101.42311,20.64364],[-101.42341,20.64183],[-101.42512,20.64115]]}}
L.T. SALAMANCA PV - SALAMANCA II (L2) | LineString | 400 kV |  | 9.8 km | 400 KV-1C-9.62 Km-1113 ACSR-TA | [5 empty] | CONACYT 2024 (oficial) | {"type":"Feature","properties":{},"geometry":{"type":"LineString","coordinates":[[-101.16716,20.57048],[-101.1654,20.56129],[-101.19161,20.54231],[-101.22894,20.5307]]}}
L.T. EL SALTO - TEOTIHUACAN | LineString | 400 kV |  | 187.45 km | 400 KV-1C- Km-1113 ACSR-TA | [5 empty] | CONACYT 2024 (oficial) | {"type":"Feature","properties":{},"geometry":{"type":"LineString","coordinates":[[-98.86479,19.66491],[-98.85112,19.64863],[-98.84019,19.62814],[-98.8186,19.62933],[-98.77896,19.61867],[-98.76152,19.6226],[-98.69849,19.68197],[-98.69337,19.69311],[-98.67245,19.76283],[-98.64958,19.81712],[-98.57221,19.88077],[-98.49001,19.91863],[-98.41723,19.95998],[-98.2764,20.0131],[-98.21924,20.06364],[-98.16471,20.17477],[-98.12271,20.187],[-97.98758,20.27941],[-97.97369,20.28989],[-97.94927,20.34834],[-97.91072,20.37846],[-97.83109,20.43063],[-97.7354,20.4725],[-97.60109,20.50627],[-97.55357,20.50454],[-97.50706,20.50695]]}}
L.T. TEOTIHUACAN - TEXCOCO L1 | LineString | 400 kV |  | 15.78 km | 400 KV-1C-15.78 Km-1113 ACSR-TA | [5 empty] | CONACYT 2024 (oficial) | {"type":"Feature","properties":{},"geometry":{"type":"LineString","coordinates":[[-98.83809,19.54441],[-98.83086,19.5532],[-98.82278,19.59213],[-98.86475,19.66469]]}}
L.T. LAZARO CARDENAS - DONATO GUERRA | LineString | 400 kV |  | 274.2 km | 400 KV-1C-275 Km-1113 ACSR-TA 2 CABLES POR FASE | [5 empty] | CONACYT 2024 (oficial) | {"type":"Feature","properties":{},"geometry":{"type":"LineString","coordinates":[[-102.11869,17.98532],[-102.11149,17.98993],[-102.08283,18.02955],[-101.90943,18.11002],[-101.8557,18.10647],[-101.81529,18.12968],[-101.766,18.2584],[-101.7461,18.35725],[-101.69771,18.39638],[-101.59687,18.43552],[-101.58171,18.45055],[-101.55939,18.48617],[-101.53195,18.51387],[-101.49099,18.54005],[-101.36006,18.53032],[-101.33428,18.54038],[-101.29015,18.54684],[-101.22205,18.5643],[-101.17222,18.56377],[-101.13614,18.57306],[-101.08446,18.59721],[-101.03849,18.59927],[-100.95894,18.62046],[-100.88657,18.67492],[-100.84103,18.69511],[-100.77248,18.76002],[-100.71963,18.85356],[-100.61408,18.97678],[-100.55945,19.05331],[-100.52932,19.06568],[-100.47231,19.07476],[-100.44237,19.07597],[-100.41157,19.08871],[-100.39226,19.10244],[-100.36637,19.14186],[-100.32339,19.1567],[-100.30783,19.17795],[-100.24652,19.193],[-100.22688,19.2229],[-100.21228,19.2326],[-100.16542,19.27462],[-100.14313,19.28354]]}}
L.T. DONATO GUERRA - ALMOLOYA | LineString | 400 kV |  | 42.93 km | 400 KV-1C-42.83 Km-1113 ACSR-TA | [5 empty] | CONACYT 2024 (oficial) | {"type":"Feature","properties":{},"geometry":{"type":"LineString","coordinates":[[-99.76015,19.38702],[-99.76007,19.38609],[-100.00943,19.35753],[-100.06674,19.31005],[-100.1265,19.29636],[-100.14107,19.2849]]}}
L.T. DONATO GUERRA - ALMOLOYA | LineString | 400 kV |  | 42.95 km | 400 KV-1C-42.86 Km-1113 ACSR-TA | [5 empty] | CONACYT 2024 (oficial) | {"type":"Feature","properties":{},"geometry":{"type":"LineString","coordinates":[[-100.14079,19.28465],[-100.12636,19.29592],[-100.06678,19.30952],[-100.0088,19.35707],[-99.75995,19.38557],[-99.76001,19.38703]]}}
L.T. QUERETARO POTENCIA - QUERETARO POTENCIA MANIOBRAS L2 | LineString | 400 kV |  | 23.65 km | 400 KV-1C-23.65 Km-1113 ACSR-TA 3 CONDUCTOES POR FASE | [5 empty] | CONACYT 2024 (oficial) | {"type":"Feature","properties":{},"geometry":{"type":"LineString","coordinates":[[-100.48545,20.51964],[-100.47347,20.49562],[-100.28408,20.47445],[-100.28109,20.47246],[-100.28077,20.46862]]}}
L.T. QUERETARO POTENCIA MANIOBRAS - TULA L2 | LineString | 400 kV |  | 121.39 km | 400 KV-1C-121.35Km-1113 ACSR-TA 3 CONDUCTOES POR FASE | [5 empty] | CONACYT 2024 (oficial) | {"type":"Feature","properties":{},"geometry":{"type":"LineString","coordinates":[[-99.27393,20.05769],[-99.2792,20.06534],[-99.32148,20.08223],[-99.37098,20.0779],[-99.4815,20.11114],[-99.68579,20.2376],[-99.85845,20.30294],[-99.97524,20.42705],[-100.03843,20.44266],[-100.05105,20.45535],[-100.06757,20.46312],[-100.09947,20.45381],[-100.27771,20.47374],[-100.27941,20.47175],[-100.27916,20.46872]]}}
L.T. YAUTEPEC POTENCIA - TOPILEJO | LineString | 400 kV |  | 68.15 km | 400 KV-2C/1C-64.87 Km-1113 ACSR-TA | [5 empty] | CONACYT 2024 (oficial) | {"type":"Feature","properties":{},"geometry":{"type":"LineString","coordinates":[[-99.15888,19.15616],[-99.12816,19.15199],[-99.11104,19.16336],[-99.05463,19.15272],[-99.00424,19.1579],[-98.97049,19.13353],[-98.94457,19.08697],[-98.92866,19.0712],[-98.86474,19.02374],[-98.84807,19.01291],[-98.85726,19.00279],[-98.91831,18.97347],[-98.99674,18.92394],[-98.99957,18.91199],[-98.98831,18.86884],[-98.99647,18.84814]]}}
L.T. LA PAZ - SANTA CRUZ | LineString | 400 kV |  | 11.06 km | 400 KV-2C-10.97 Km-1113 ACSR-TA | [5 empty] | CONACYT 2024 (oficial) | {"type":"Feature","properties":{},"geometry":{"type":"LineString","coordinates":[[-99.05778,19.36418],[-99.02974,19.36026],[-99.01272,19.35123],[-98.98363,19.34557],[-98.95757,19.34884],[-98.95751,19.34831]]}}
L.T. SALAMANCA - CARAPAN II | LineString | 400 kV |  | 127.13 km | 400 KV-1C-115.6 Km-1113 ACSR-TA 2 CONDUCTOES POR FASE | [5 empty] | CONACYT 2024 (oficial) | {"type":"Feature","properties":{},"geometry":{"type":"LineString","coordinates":[[-102.00604,19.85111],[-102.00519,19.89728],[-101.99962,19.94249],[-101.93641,19.9547],[-101.87443,20.00326],[-101.81925,20.07118],[-101.72328,20.13144],[-101.69497,20.19791],[-101.60622,20.21752],[-101.56671,20.21986],[-101.49204,20.24194],[-101.45645,20.24767],[-101.40898,20.26722],[-101.33429,20.2947],[-101.29763,20.4089],[-101.24225,20.40962],[-101.22089,20.50825],[-101.22054,20.5214],[-101.229,20.52965],[-101.22948,20.53013]]}}
L.T. TEXCOCO - SAN LORENZO POTENCIA | LineString | 400 kV |  | 80.38 km | 400 KV-1C-80.05 Km-1113 ACSR-TA 2 CONDUCTOES POR FASE | [5 empty] | CONACYT 2024 (oficial) | {"type":"Feature","properties":{},"geometry":{"type":"LineString","coordinates":[[-98.24185,19.12286],[-98.24147,19.12678],[-98.26057,19.13694],[-98.34566,19.20686],[-98.42551,19.2977],[-98.48111,19.33074],[-98.54624,19.35303],[-98.56739,19.36381],[-98.67649,19.47371],[-98.72429,19.48867],[-98.74463,19.49749],[-98.81072,19.53454],[-98.83252,19.535],[-98.83891,19.54285]]}}
L.T. TEXCOCO - SAN MARTIN | LineString | 400 kV |  | 52.77 km | 400 KV-1C-52.68 Km-1113 ACSR-TA 2 CONDUCTOES POR FASE | [5 empty] | CONACYT 2024 (oficial) | {"type":"Feature","properties":{},"geometry":{"type":"LineString","coordinates":[[-98.42133,19.30271],[-98.42281,19.30264],[-98.42681,19.30043],[-98.48014,19.33145],[-98.53201,19.34912],[-98.56833,19.36612],[-98.64564,19.44299],[-98.66989,19.47249],[-98.74344,19.49832],[-98.79191,19.52853],[-98.81021,19.53632],[-98.8388,19.543]]}}
L.T. SAN BERNABE - TOPILEJO | LineString | 400 kV |  | 27.97 km | 400 KV-2C-28.05 Km-1113 ACSR-TA 2 CONDUCTOES POR FASE | [5 empty] | CONACYT 2024 (oficial) | {"type":"Feature","properties":{},"geometry":{"type":"LineString","coordinates":[[-99.3426,19.30761],[-99.32941,19.25564],[-99.29863,19.21035],[-99.23349,19.18265],[-99.18581,19.17216],[-99.15906,19.15847]]}}
L.T. DONATO GUERRA - SAN BERNABE | LineString | 400 kV |  | 92.85 km | 400 KV-1C/2C-91.99 Km-1113 ACSR-TA | [5 empty] | CONACYT 2024 (oficial) | {"type":"Feature","properties":{},"geometry":{"type":"LineString","coordinates":[[-99.34379,19.30609],[-99.35531,19.29334],[-99.41806,19.29558],[-99.42935,19.28768],[-99.4654,19.28232],[-99.5183,19.27855],[-99.52485,19.28024],[-99.62473,19.27438],[-99.65438,19.26742],[-99.76045,19.3017],[-99.81225,19.29678],[-99.85863,19.3112],[-99.88981,19.30806],[-99.91997,19.29255],[-99.9579,19.2648],[-99.98405,19.2651],[-100.00104,19.2585],[-100.0192,19.25749],[-100.07455,19.23395],[-100.10529,19.22991],[-100.1169,19.27054],[-100.14346,19.28166],[-100.14254,19.28289]]}}
L.T. TUXPAN - TEXCOCO L3 | LineString | 400 kV |  | 256.12 km | 400 KV-1C-256.7 Km-1113 ACSR-TA | [5 empty] | CONACYT 2024 (oficial) | {"type":"Feature","properties":{},"geometry":{"type":"LineString","coordinates":[[-97.33687,21.01438],[-97.47944,20.96827],[-97.51108,20.93498],[-97.53706,20.87872],[-97.56621,20.80074],[-97.67808,20.61985],[-97.74386,20.52357],[-97.78673,20.46373],[-97.79763,20.41389],[-97.82131,20.38383],[-97.87196,20.23924],[-97.87604,20.21345],[-97.89614,20.19162],[-97.92986,20.14187],[-97.95315,20.06379],[-97.95242,20.04682],[-97.9842,19.97752],[-97.998,19.95067],[-98.01239,19.91222],[-98.04502,19.85013],[-98.14606,19.75872],[-98.16559,19.73958],[-98.17377,19.67469],[-98.1921,19.6258],[-98.26797,19.60986],[-98.38584,19.55238],[-98.46424,19.55647],[-98.6857,19.55563],[-98.75578,19.56086],[-98.79212,19.53191],[-98.83868,19.54343]]}}
L.T. TEXCOCO - LA PAZ | LineString | 400 kV |  | 26.23 km | 400 KV-2C-26.21 Km-1113 ACSR-TA 2 CONDUCTOES POR FASE | [5 empty] | CONACYT 2024 (oficial) | {"type":"Feature","properties":{},"geometry":{"type":"LineString","coordinates":[[-98.9572,19.34838],[-98.95757,19.34884],[-98.93472,19.37816],[-98.8675,19.43967],[-98.83322,19.51759],[-98.83929,19.54223]]}}
L.T. TOPILEJO - SANTA CRUZ | LineString | 400 kV |  | 32.57 km | 400 KV-2C-32.28 Km-1113 ACSR-TA 2 CONDUCTOES POR FASE | [5 empty] | CONACYT 2024 (oficial) | {"type":"Feature","properties":{},"geometry":{"type":"LineString","coordinates":[[-99.15849,19.15823],[-99.15099,19.18727],[-99.09486,19.21497],[-99.0253,19.25459],[-99.02303,19.29924],[-99.03305,19.34579],[-99.04443,19.36177],[-99.05783,19.36389]]}}
L.T. NOPALA - SAN BERNABE | LineString | 400 kV |  | 22.24 km | 400 KV-2C-22.11 Km-1113 ACSR-TA 2 CONDUCTOES POR FASE | [5 empty] | CONACYT 2024 (oficial) | {"type":"Feature","properties":{},"geometry":{"type":"LineString","coordinates":[[-99.28349,19.48108],[-99.28409,19.48039],[-99.30752,19.46191],[-99.31693,19.44095],[-99.33587,19.4266],[-99.33759,19.37927],[-99.33147,19.34244],[-99.34676,19.32544],[-99.34273,19.30833]]}}
L.T. NOPALA - SAN BERNABE | LineString | 400 kV |  | 0.11 km | 400 KV-2C-22.11 Km-1113 ACSR-TA 2 CONDUCTOES POR FASE | [5 empty] | CONACYT 2024 (oficial) | {"type":"Feature","properties":{},"geometry":{"type":"LineString","coordinates":[[-99.28332,19.4809],[-99.28409,19.48039]]}}
L.T. LAS FRESAS - POTRERILLOS | LineString | 400 kV |  | 52.89 km | 400 KV-2C- Km-1113 ACSR-TA 2 CONDUCTOES POR FASE | [5 empty] | CONACYT 2024 (oficial) | {"type":"Feature","properties":{},"geometry":{"type":"LineString","coordinates":[[-101.42512,20.64115],[-101.42341,20.64183],[-101.42311,20.64364],[-101.4463,20.67141],[-101.48411,20.72391],[-101.5823,20.79263],[-101.67573,20.87634],[-101.74395,20.92224],[-101.78608,20.9624],[-101.78998,20.96323]]}}
L.T. SALAMANCA II - LAS FRESAS | LineString | 400 kV |  | 24.03 km | 400 KV-2C- Km-1113 ACSR-TA 2 CONDUCTOES POR FASE | [5 empty] | CONACYT 2024 (oficial) | {"type":"Feature","properties":{},"geometry":{"type":"LineString","coordinates":[[-101.23044,20.53138],[-101.2648,20.56094],[-101.32646,20.6016],[-101.41386,20.63255],[-101.42063,20.64064],[-101.422,20.64114],[-101.42466,20.6401]]}}
L.T. SALAMANCA PV - SALAMANCA II | LineString | 400 kV |  | 13.68 km | 400 KV-2C- Km-1113 ACSR-TA | [5 empty] | CONACYT 2024 (oficial) | {"type":"Feature","properties":{},"geometry":{"type":"LineString","coordinates":[[-101.22915,20.53044],[-101.22021,20.50926],[-101.16203,20.55553],[-101.16393,20.57601],[-101.1679,20.5707]]}}
L.T. SALAMANCA II ATEQUIZA | LineString | 400 kV |  | 212.27 km | 400 KV-2C-221 Km-1113 ACSR-TA | [5 empty] | CONACYT 2024 (oficial) | {"type":"Feature","properties":{},"geometry":{"type":"LineString","coordinates":[[-103.23299,20.47601],[-103.22922,20.47404],[-103.21565,20.47561],[-103.21338,20.47436],[-103.08733,20.47302],[-102.60322,20.39646],[-102.14281,20.41219],[-101.78141,20.39357],[-101.4841,20.44702],[-101.22947,20.52833],[-101.229,20.52965],[-101.22967,20.5299]]}}
L.T. SALAMANCA PV - SANTA MARIA L1 | LineString | 400 kV |  | 51.08 km | 400 KV-1C- Km-1113 ACSR-TA | [5 empty] | CONACYT 2024 (oficial) | {"type":"Feature","properties":{},"geometry":{"type":"LineString","coordinates":[[-101.16893,20.57091],[-101.16401,20.58251],[-101.15147,20.58434],[-101.12974,20.57826],[-101.10396,20.58301],[-100.97188,20.57772],[-100.84122,20.55818],[-100.82996,20.55344],[-100.75864,20.54606],[-100.70793,20.52828],[-100.71585,20.52094]]}}
L.T. SALAMANCA PV - SANTA MARIA L2 | LineString | 400 kV |  | 64.04 km | 400 KV-1C- Km-1113 ACSR-TA | [5 empty] | CONACYT 2024 (oficial) | {"type":"Feature","properties":{},"geometry":{"type":"LineString","coordinates":[[-100.71571,20.52006],[-100.70852,20.518],[-100.69272,20.47623],[-100.7796,20.43314],[-100.80559,20.42617],[-100.85111,20.44946],[-100.96246,20.46246],[-101.01437,20.49375],[-101.06633,20.56685],[-101.13343,20.57348],[-101.15134,20.58387],[-101.16535,20.58087],[-101.16856,20.57077]]}}
L.T. SANTA MARIA - QUERETARO POTENCIA L1 | LineString | 400 kV |  | 26.98 km | 400 KV-1C- Km-1113 ACSR-TA | [5 empty] | CONACYT 2024 (oficial) | {"type":"Feature","properties":{},"geometry":{"type":"LineString","coordinates":[[-100.48729,20.519],[-100.48362,20.51075],[-100.493,20.49783],[-100.62672,20.50104],[-100.70793,20.52828],[-100.71585,20.52094]]}}
L.T. SANTA MARIA - QUERETARO POTENCIA L2 | LineString | 400 kV |  | 31.31 km | 400 KV-1C- Km-1113 ACSR-TA | [5 empty] | CONACYT 2024 (oficial) | {"type":"Feature","properties":{},"geometry":{"type":"LineString","coordinates":[[-100.71571,20.52006],[-100.70852,20.518],[-100.69272,20.47623],[-100.63589,20.47132],[-100.60817,20.4718],[-100.54928,20.46401],[-100.51631,20.46893],[-100.48201,20.50761],[-100.48689,20.51915]]}}
LT POZA RICA II - TRES ESTRELLAS | LineString | 400 kV |  | 68.66 km | 400KV-1C-68.6KM-1113ACSR-TA A3580 | [5 empty] | CONACYT 2024 (oficial) | {"type":"Feature","properties":{},"geometry":{"type":"LineString","coordinates":[[-97.50344,20.51037],[-97.49995,20.51314],[-97.49823,20.55675],[-97.50279,20.59468],[-97.5607,20.72684],[-97.55266,20.75312],[-97.50456,20.87584],[-97.49125,20.89668],[-97.48127,20.93505],[-97.46684,20.97172],[-97.37455,21.00211],[-97.3691,21.00387],[-97.33818,21.01405],[-97.33643,21.01426]]}}
LT POZA RICA II - TAMOS | LineString | 400 kV |  | 203.7 km | 400KV-1C-203.6KM-1113ACSR-TA A3790 | [5 empty] | CONACYT 2024 (oficial) | {"type":"Feature","properties":{},"geometry":{"type":"LineString","coordinates":[[-97.50373,20.51097],[-97.50392,20.53587],[-97.56284,20.62399],[-97.6072,20.66268],[-97.70823,20.80829],[-97.72541,20.83163],[-97.77116,20.98664],[-97.82576,21.17002],[-97.79734,21.26179],[-97.80811,21.30284],[-97.86196,21.4105],[-97.90463,21.58642],[-97.97229,21.86599],[-97.99695,22.16611],[-98.01233,22.23052],[-98.00634,22.22447],[-98.0061,22.22414]]}}
LT CHAMPAYAN - ANAHUAC POT. | LineString | 400 kV |  | 98.63 km | 400KV-2C-98.5KM-1113ACSR-TA/3CF | [5 empty] | CONACYT 2024 (oficial) | {"type":"Feature","properties":{},"geometry":{"type":"LineString","coordinates":[[-98.84366,22.04701],[-98.84287,22.04794],[-98.83504,22.05284],[-98.82631,22.0799],[-98.65208,22.17491],[-98.61207,22.2575],[-98.59891,22.27572],[-98.52478,22.35163],[-98.48429,22.40868],[-98.46271,22.45903],[-98.40754,22.49056],[-98.3911,22.55651],[-98.19524,22.60152],[-98.18463,22.60691]]}}
LT LAS MESAS - QUERETARO POT. MANIOBRAS | LineString | 400 kV |  | 197.11 km | 400KV-2C-197KM-1113ACSR-TA/3CF | [5 empty] | CONACYT 2024 (oficial) | {"type":"Feature","properties":{},"geometry":{"type":"LineString","coordinates":[[-98.75133,21.31165],[-98.75647,21.3268],[-98.77327,21.32365],[-98.80802,21.27732],[-98.84933,21.26274],[-98.9145,21.23183],[-98.94722,21.20039],[-98.98839,21.13686],[-99.02765,21.11609],[-99.05146,21.12144],[-99.12316,21.105],[-99.1899,21.03516],[-99.29995,20.99456],[-99.36719,21.00025],[-99.39545,21.00522],[-99.45363,20.99574],[-99.51181,20.95923],[-99.54527,20.95769],[-99.5887,20.93336],[-99.63636,20.93025],[-99.66778,20.89745],[-99.7075,20.88377],[-99.71832,20.85908],[-99.80778,20.80499],[-99.91715,20.73351],[-99.98544,20.69693],[-99.99291,20.685],[-100.01585,20.68063],[-100.03287,20.6715],[-100.13025,20.60066],[-100.16373,20.58484],[-100.25518,20.52703],[-100.27819,20.50028],[-100.27975,20.46925]]}}
L.T. MALPASO-MINATITLAN II | LineString | 400 kV |  | 143.29 km | 400KV-2C-143.07KM-TA | [5 empty] | CONACYT 2024 (oficial) | {"type":"Feature","properties":{},"geometry":{"type":"LineString","coordinates":[[-94.39586,18.02927],[-94.3783,18.02782],[-94.33314,18.00841],[-94.13541,17.85167],[-94.09819,17.72019],[-94.07989,17.6958],[-93.9023,17.58116],[-93.89438,17.57237],[-93.88312,17.52474],[-93.86416,17.50263],[-93.81242,17.4764],[-93.79208,17.45148],[-93.77931,17.41898],[-93.73634,17.39071],[-93.70032,17.40332],[-93.65786,17.39658],[-93.60256,17.3714],[-93.565,17.34002],[-93.56782,17.27268],[-93.57022,17.25054],[-93.58469,17.22588],[-93.59264,17.17991]]}}
L.T. ESCOBEDO-VILLA DE GARCIA | LineString | 400 kV |  | 26.86 km | 400KV-1C-1113ACSR-26.72KM-TA | [5 empty] | CONACYT 2024 (oficial) | {"type":"Feature","properties":{},"geometry":{"type":"LineString","coordinates":[[-100.36626,25.8651],[-100.37179,25.8678],[-100.49156,25.78954],[-100.52465,25.75414],[-100.5454,25.74243],[-100.55165,25.71065]]}}
L.T. FRONTERA POT.-VILLA DE GARCIA | LineString | 400 kV |  | 178.46 km | 400KV-1C-1113ACSR-178.4KM-TA | [5 empty] | CONACYT 2024 (oficial) | {"type":"Feature","properties":{},"geometry":{"type":"LineString","coordinates":[[-100.55221,25.71106],[-100.5521,25.71328],[-100.54953,25.73145],[-100.58942,25.78209],[-100.64279,25.82349],[-100.66721,25.86709],[-100.66969,25.90003],[-100.63262,26.05271],[-100.7466,26.28584],[-100.81177,26.32646],[-101.31007,26.62352],[-101.38836,26.73257],[-101.39351,26.788],[-101.43874,26.83847],[-101.45466,26.86002],[-101.48326,26.87132],[-101.50357,26.92599]]}}
L.T. ESCOBEDO-PV MONTERREY | LineString | 400 kV |  | 24.76 km | 400KV-2C-1113ACSR-24.3KM-TA-PA | [5 empty] | CONACYT 2024 (oficial) | {"type":"Feature","properties":{},"geometry":{"type":"LineString","coordinates":[[-100.36536,25.86416],[-100.35296,25.86223],[-100.28481,25.83631],[-100.22192,25.81603],[-100.22304,25.7893],[-100.23584,25.75656],[-100.23808,25.74106],[-100.23223,25.74056],[-100.23284,25.74007]]}}
L.T. VILLA DE GARCIA-SAN GERONIMO POT. SF6 | LineString | 400 kV |  | 24.31 km | 400KV-1C-1113ACSR-24.18KM-TA-PA | [5 empty] | CONACYT 2024 (oficial) | {"type":"Feature","properties":{},"geometry":{"type":"LineString","coordinates":[[-100.55439,25.71102],[-100.55134,25.69499],[-100.46212,25.66117],[-100.45216,25.65267],[-100.42435,25.65711],[-100.42111,25.66557],[-100.40254,25.67047],[-100.36652,25.66955],[-100.35905,25.67882]]}}
L.T. MALPASO-COATZACOALCOS | LineString | 400 kV |  | 137.51 km | 400KV-2C-137.36KM-TA | [5 empty] | CONACYT 2024 (oficial) | {"type":"Feature","properties":{},"geometry":{"type":"LineString","coordinates":[[-94.32597,18.00656],[-94.27021,17.96128],[-94.21322,17.92052],[-94.11517,17.85242],[-94.11098,17.80267],[-94.10105,17.7461],[-94.08572,17.71451],[-93.96338,17.63969],[-93.92929,17.62299],[-93.89536,17.5896],[-93.87777,17.52468],[-93.8433,17.49464],[-93.79751,17.47099],[-93.77711,17.42057],[-93.73668,17.39347],[-93.70036,17.40517],[-93.65245,17.39817],[-93.60899,17.37752],[-93.55984,17.34769],[-93.55876,17.25123],[-93.58568,17.17856]]}}
L.T. MALPASO-MINATITLAN II (LINEA 2 ) | LineString | 400 kV |  | 144.35 km | 400KV-2C-144.10KM-TA | [5 empty] | CONACYT 2024 (oficial) | {"type":"Feature","properties":{},"geometry":{"type":"LineString","coordinates":[[-94.39636,18.02994],[-94.37662,18.0281],[-94.33106,18.00802],[-94.27127,17.96056],[-94.21526,17.9205],[-94.14198,17.86976],[-94.11733,17.84037],[-94.10861,17.7761],[-94.10296,17.74716],[-94.0815,17.7019],[-93.9725,17.64334],[-93.89738,17.58832],[-93.87929,17.52399],[-93.84603,17.49463],[-93.79879,17.47038],[-93.77894,17.42],[-93.73698,17.39182],[-93.70127,17.404],[-93.6596,17.39809],[-93.60391,17.373],[-93.56444,17.34453],[-93.56801,17.25306],[-93.5827,17.2254],[-93.59246,17.17994]]}}
LT ESCARCEGA POTENCIA-TICUL II | LineString | 400 kV |  | 266.53 km | 400KV-2C-268.00KM-TA(OP INICIAL 230 KV) | [5 empty] | CONACYT 2024 (oficial) | {"type":"Feature","properties":{},"geometry":{"type":"LineString","coordinates":[[-89.56963,20.40564],[-89.58661,20.38086],[-89.63939,20.33853],[-89.66499,20.32491],[-89.86721,20.30055],[-90.0606,20.27009],[-90.0815,20.24399],[-90.09089,20.17124],[-90.11809,20.1327],[-90.172,20.03526],[-90.27722,19.8829],[-90.30738,19.83407],[-90.31579,19.75295],[-90.34404,19.67583],[-90.39072,19.58533],[-90.43587,19.55528],[-90.48485,19.47754],[-90.53648,19.43126],[-90.57873,19.38414],[-90.73559,19.26815],[-90.73358,19.17284],[-90.7374,19.1305],[-90.72968,19.10492],[-90.73081,19.05704],[-90.76572,18.97499],[-90.74222,18.86428],[-90.75751,18.82661],[-90.74359,18.78272],[-90.74003,18.73833],[-90.74647,18.62516],[-90.76229,18.61073]]}}
L.T. MAZATLÁN II - LA HIGUERA | LineString | 400 kV |  | 238.27 km | 400KV-2C-238.28KM-1113ACSR-TA (OP. INICIAL 230 KV) | [5 empty] | CONACYT 2024 (oficial) | {"type":"Feature","properties":{},"geometry":{"type":"LineString","coordinates":[[-106.35307,23.19154],[-106.35158,23.19371],[-106.32808,23.216],[-106.31701,23.2475],[-106.31672,23.30623],[-106.32057,23.33906],[-106.37726,23.4201],[-106.38939,23.45591],[-106.39272,23.50017],[-106.42475,23.53171],[-106.44698,23.60498],[-106.48243,23.65291],[-106.51257,23.68554],[-106.5242,23.74195],[-106.51822,23.79014],[-106.53017,23.82662],[-106.50999,23.84923],[-106.51824,23.88245],[-106.59441,23.90241],[-106.63913,23.90198],[-106.70916,23.97828],[-106.76445,24.0123],[-106.82457,24.10544],[-107.0125,24.17289],[-107.05224,24.24839],[-107.08557,24.31697],[-107.08374,24.34092],[-107.08861,24.46139],[-107.19015,24.57049],[-107.32278,24.71088],[-107.33681,24.70497],[-107.40421,24.68767],[-107.41998,24.68126],[-107.46195,24.68375],[-107.47468,24.69149],[-107.50163,24.69142],[-107.507,24.69727],[-107.5069,24.69857]]}}
LT GUAMUCHIL II - LA HIGUERA | LineString | 400 kV |  | 136.87 km | 400KV-2C-136.54KM-1113ACSR-TA | [5 empty] | CONACYT 2024 (oficial) | {"type":"Feature","properties":{},"geometry":{"type":"LineString","coordinates":[[-108.08242,25.48749],[-108.0939,25.50426],[-108.09758,25.55737],[-108.08243,25.5721],[-108.06868,25.57849],[-108.02166,25.54279],[-107.99921,25.51174],[-107.89877,25.41229],[-107.86533,25.33814],[-107.67627,25.14372],[-107.58365,25.02169],[-107.53688,24.97567],[-107.53778,24.92336],[-107.5493,24.86415],[-107.56552,24.81791],[-107.56511,24.78458],[-107.56916,24.75199],[-107.5662,24.74659],[-107.56782,24.70954],[-107.56058,24.68632],[-107.52456,24.69026],[-107.50757,24.69802],[-107.50745,24.69855]]}}
LT LA YESCA - SE IXTLAHUACÁN | LineString | 400 kV |  | 109.42 km | NO DEFINIDO | [5 empty] | CONACYT 2024 (oficial) | {"type":"Feature","properties":{},"geometry":{"type":"LineString","coordinates":[[-104.10928,21.1989],[-104.12212,21.18796],[-104.11094,21.16067],[-104.07147,21.12773],[-104.07272,21.10083],[-104.06413,21.08097],[-103.96598,21.03288],[-103.89546,21.02979],[-103.86935,21.03371],[-103.65207,20.98746],[-103.60925,20.99007],[-103.56581,20.94649],[-103.42871,20.94224],[-103.40498,20.93101],[-103.38913,20.90441],[-103.38121,20.88299],[-103.33886,20.86654],[-103.28921,20.83806],[-103.25262,20.83204]]}}
NO DEFINIDO | LineString | 400 kV |  | 135.82 km | NO DEFINIDO | [5 empty] | CONACYT 2024 (oficial) | {"type":"Feature","properties":{},"geometry":{"type":"LineString","coordinates":[[-95.06012,17.75975],[-95.06914,17.75481],[-95.07128,17.74113],[-95.06304,17.72733],[-95.06152,17.7068],[-95.06398,17.61968],[-95.063,17.56102],[-95.06882,17.55452],[-95.06257,17.53349],[-95.06128,17.45525],[-95.04649,17.43423],[-95.0337,17.34049],[-95.03218,17.28546],[-95.05538,17.26857],[-95.05441,17.25178],[-95.03064,17.22992],[-95.04039,17.19517],[-95.04028,17.16141],[-95.03642,17.14084],[-94.99283,17.0555],[-94.98542,16.9944],[-94.98924,16.93178],[-94.98503,16.9118],[-94.98998,16.86229],[-94.99749,16.85241],[-95.00313,16.78792],[-95.01745,16.75818],[-94.99668,16.72289],[-94.97869,16.70399],[-94.98793,16.66984],[-94.98069,16.65482],[-94.9861,16.64051],[-95.00988,16.61494]]}}
Los Brillantes-Tapachula Potencia | LineString | 400 kV |  | 98.13 km | NO DEFINIDO | [5 empty] | CONACYT 2024 (oficial) | {"type":"Feature","properties":{},"geometry":{"type":"LineString","coordinates":[[-92.3483,14.86806],[-92.34071,14.8736],[-92.31291,14.85794],[-92.29888,14.84426],[-92.30224,14.8103],[-92.24672,14.75707],[-92.21882,14.75204],[-92.19122,14.75548],[-92.15515,14.75469],[-92.11789,14.75021],[-92.09877,14.72978],[-92.07809,14.65807],[-92.01968,14.62495],[-92.00386,14.60983],[-91.94874,14.58781],[-91.91733,14.5907],[-91.87618,14.5707],[-91.84885,14.56268],[-91.8229,14.56434],[-91.79498,14.56123],[-91.76446,14.55428],[-91.74909,14.55943],[-91.72191,14.55781],[-91.7,14.5775],[-91.66503,14.57585],[-91.65164,14.5855],[-91.62541,14.57594]]}}
NO DEFINIDO | LineString | 400 kV |  | 89.35 km | NO DEFINIDO | [5 empty] | CONACYT 2024 (oficial) | {"type":"Feature","properties":{},"geometry":{"type":"LineString","coordinates":[[-95.05846,17.76242],[-95.16878,17.80168],[-95.20823,17.81366],[-95.4567,17.90902],[-95.56947,17.95203],[-95.6103,17.95904],[-95.86217,17.98672]]}}
NO DEFINIDO | LineString | 400 kV |  | 57.8 km | NO DEFINIDO | [5 empty] | CONACYT 2024 (oficial) | {"type":"Feature","properties":{},"geometry":{"type":"LineString","coordinates":[[-96.34481,18.21686],[-96.299,18.19095],[-96.21376,18.1249],[-96.15993,18.07579],[-96.09023,18.03736],[-95.9356,17.99472],[-95.86885,17.98745]]}}
NO DEFINIDO | LineString | 400 kV |  | 85.79 km | NO DEFINIDO | [5 empty] | CONACYT 2024 (oficial) | {"type":"Feature","properties":{},"geometry":{"type":"LineString","coordinates":[[-110.78,27.9302],[-110.767,27.93051],[-110.75968,27.96317],[-110.75901,27.98554],[-110.73288,27.99816],[-110.72345,28.02551],[-110.7216,28.08691],[-110.72792,28.10256],[-110.71958,28.1407],[-110.72223,28.16781],[-110.716,28.2001],[-110.69709,28.32741],[-110.70584,28.33492],[-110.68458,28.49138],[-110.69915,28.60142],[-110.72459,28.66058]]}}
NO DEFINIDO | LineString | 400 kV |  | 40.45 km | NO DEFINIDO | [5 empty] | CONACYT 2024 (oficial) | {"type":"Feature","properties":{},"geometry":{"type":"LineString","coordinates":[[-110.95061,28.92874],[-110.95015,28.92464],[-110.89526,28.81781],[-110.82256,28.81664],[-110.76159,28.74131],[-110.72459,28.66058]]}}
LT Mina Peñasquito | LineString | 400 kV |  | 40.94 km | NO DEFINIDO | [5 empty] | CONACYT 2024 (oficial) | {"type":"Feature","properties":{},"geometry":{"type":"LineString","coordinates":[[-101.65285,24.62721],[-101.64922,24.62355],[-101.51425,24.62398],[-101.4579,24.58908],[-101.44605,24.56735],[-101.33569,24.53557],[-101.31658,24.52255],[-101.29008,24.51213]]}}
LT PUEBLO NUEVO - OBREGON 4 | LineString | 400 kV |  | 89.62 km | NO DEFINIDO | [5 empty] | CONACYT 2024 (oficial) | {"type":"Feature","properties":{},"geometry":{"type":"LineString","coordinates":[[-109.37388,27.06574],[-109.35686,27.08616],[-109.36205,27.16748],[-109.36785,27.17591],[-109.41103,27.1984],[-109.44344,27.24802],[-109.65919,27.28555],[-109.72998,27.27081],[-109.78089,27.30456],[-109.80775,27.33943],[-109.84162,27.33993],[-109.85952,27.34781],[-109.8608,27.37767],[-109.9331,27.37736],[-109.93404,27.38172],[-109.97181,27.38138],[-109.97331,27.41113],[-109.98595,27.42423]]}}
LT Nopala - San Bernabé | LineString | 400 kV |  | 1.61 km | NO DEFINIDO | [5 empty] | CONACYT 2024 (oficial) | {"type":"Feature","properties":{},"geometry":{"type":"LineString","coordinates":[[-99.31637,19.44177],[-99.30241,19.44299]]}}
LT MINATITLAN I- IDESA BRASKEM | LineString | 400 kV |  | 5.67 km | NO DEFINIDO | [5 empty] | CONACYT 2024 (oficial) | {"type":"Feature","properties":{},"geometry":{"type":"LineString","coordinates":[[-94.39787,18.03142],[-94.38962,18.03117],[-94.38323,18.05376],[-94.36925,18.06322]]}}
NO DEFINIDO | LineString | 400 kV |  | 97.09 km | NO DEFINIDO | [5 empty] | CONACYT 2024 (oficial) | {"type":"Feature","properties":{},"geometry":{"type":"LineString","coordinates":[[-98.84807,19.01291],[-98.80748,18.98588],[-98.79536,18.97224],[-98.73331,18.9233],[-98.7179,18.9049],[-98.64395,18.89915],[-98.57275,18.9026],[-98.45229,18.87016],[-98.28987,18.88466],[-98.18219,18.87859],[-97.97871,18.84656]]}}
NO DEFINIDO | LineString | 400 kV |  | 1.88 km | NO DEFINIDO | [5 empty] | CONACYT 2024 (oficial) | {"type":"Feature","properties":{},"geometry":{"type":"LineString","coordinates":[[-97.4297,20.34619],[-97.41446,20.35465]]}}
NO DEFINIDO | LineString | 400 kV |  | 2.67 km | NO DEFINIDO | [5 empty] | CONACYT 2024 (oficial) | {"type":"Feature","properties":{},"geometry":{"type":"LineString","coordinates":[[-98.7322,20.03704],[-98.7329,20.05905]]}}
LT 1 MAYO - PE VIENTOS DEL ALTIPLANO | LineString | 400 kV |  | 22.88 km | NO DEFINIDO | [5 empty] | CONACYT 2024 (oficial) | {"type":"Feature","properties":{},"geometry":{"type":"LineString","coordinates":[[-101.72968,23.87934],[-101.70116,23.87051],[-101.62191,23.89204],[-101.54996,23.8968],[-101.51495,23.88127]]}}
NO DEFINIDO | LineString | 400 kV |  | 16.65 km | NO DEFINIDO | [5 empty] | CONACYT 2024 (oficial) | {"type":"Feature","properties":{},"geometry":{"type":"LineString","coordinates":[[-100.05694,25.94156],[-100.0636,25.93321],[-100.07496,25.89336],[-100.07325,25.88588],[-100.09387,25.86251],[-100.10546,25.8438],[-100.14388,25.84826]]}}
NO DEFINIDO | LineString | 400 kV |  | 4.98 km | NO DEFINIDO | [5 empty] | CONACYT 2024 (oficial) | {"type":"Feature","properties":{},"geometry":{"type":"LineString","coordinates":[[-100.14282,25.82776],[-100.1746,25.80584]]}}
NO DEFINIDO | LineString | 400 kV |  | 2.11 km | NO DEFINIDO | [5 empty] | CONACYT 2024 (oficial) | {"type":"Feature","properties":{},"geometry":{"type":"LineString","coordinates":[[-99.958,25.72702],[-99.95954,25.74219]]}}
NO DEFINIDO | LineString | 400 kV |  | 16.36 km | NO DEFINIDO | [5 empty] | CONACYT 2024 (oficial) | {"type":"Feature","properties":{},"geometry":{"type":"LineString","coordinates":[[-99.95763,25.72405],[-99.92011,25.71582],[-99.94988,25.60638]]}}
NO DEFINIDO | LineString | 400 kV |  | 1.65 km | NO DEFINIDO | [5 empty] | CONACYT 2024 (oficial) | {"type":"Feature","properties":{},"geometry":{"type":"LineString","coordinates":[[-99.96997,25.72494],[-99.958,25.72702]]}}
NO DEFINIDO | LineString | 400 kV |  | 75.64 km | NO DEFINIDO | [5 empty] | CONACYT 2024 (oficial) | {"type":"Feature","properties":{},"geometry":{"type":"LineString","coordinates":[[-100.36541,25.86545],[-100.33452,25.8832],[-100.32763,25.90621],[-100.29513,25.92258],[-100.28221,25.92305],[-100.24352,25.94353],[-100.23242,25.96071],[-100.22128,25.96381],[-100.20543,25.989],[-100.1728,25.98793],[-100.14491,25.99648],[-100.14561,25.97688],[-100.12968,25.9667],[-100.10295,25.91674],[-100.04693,25.89884],[-100.0366,25.90606],[-99.98255,25.90285],[-99.96148,25.85254],[-99.97468,25.80659],[-99.97046,25.79181],[-99.97145,25.72559]]}}
NO DEFINIDO | LineString | 400 kV |  | 57.56 km | NO DEFINIDO | [5 empty] | CONACYT 2024 (oficial) | {"type":"Feature","properties":{},"geometry":{"type":"LineString","coordinates":[[-100.90932,25.60026],[-100.91753,25.60275],[-100.87737,25.6466],[-100.86664,25.67985],[-100.86907,25.70125],[-100.84617,25.73272],[-100.81554,25.76162],[-100.76845,25.75467],[-100.72846,25.77393],[-100.71854,25.77449],[-100.70139,25.79236],[-100.66275,25.80977],[-100.64082,25.80163],[-100.62576,25.7906],[-100.60174,25.75241],[-100.55707,25.74494],[-100.53696,25.76113],[-100.52938,25.76108]]}}
NO DEFINIDO | LineString | 400 kV |  | 31.11 km | NO DEFINIDO | [5 empty] | CONACYT 2024 (oficial) | {"type":"Feature","properties":{},"geometry":{"type":"LineString","coordinates":[[-100.34544,25.9011],[-100.39518,25.88543],[-100.39241,25.86951],[-100.40964,25.86797],[-100.45521,25.85122],[-100.44986,25.82637],[-100.47602,25.80623],[-100.504,25.80209],[-100.50225,25.78262],[-100.51774,25.78266],[-100.53387,25.75547]]}}
NO DEFINIDO | LineString | 400 kV |  | 2.85 km | NO DEFINIDO | [5 empty] | CONACYT 2024 (oficial) | {"type":"Feature","properties":{},"geometry":{"type":"LineString","coordinates":[[-100.14485,25.84697],[-100.13596,25.8429],[-100.14282,25.82776]]}}
NO DEFINIDO | LineString | 400 kV |  | 23.85 km | NO DEFINIDO | [5 empty] | CONACYT 2024 (oficial) | {"type":"Feature","properties":{},"geometry":{"type":"LineString","coordinates":[[-98.23632,25.96417],[-98.23837,25.95105],[-98.2251,25.93632],[-98.22489,25.90311],[-98.24092,25.80179],[-98.19659,25.77919]]}}
NO DEFINIDO | LineString | 400 kV |  | 1.67 km | NO DEFINIDO | [5 empty] | CONACYT 2024 (oficial) | {"type":"Feature","properties":{},"geometry":{"type":"LineString","coordinates":[[-98.23632,25.96417],[-98.24693,25.97442]]}}
NO DEFINIDO | LineString | 400 kV |  | 2.99 km | NO DEFINIDO | [5 empty] | CONACYT 2024 (oficial) | {"type":"Feature","properties":{},"geometry":{"type":"LineString","coordinates":[[-98.27603,25.98023],[-98.24693,25.97442]]}}
NO DEFINIDO | LineString | 400 kV |  | 30.15 km | NO DEFINIDO | [5 empty] | CONACYT 2024 (oficial) | {"type":"Feature","properties":{},"geometry":{"type":"LineString","coordinates":[[-98.33284,25.73491],[-98.32533,25.78681],[-98.3365,25.81078],[-98.31976,25.91444],[-98.32455,25.92229],[-98.29669,25.9409],[-98.2912,25.97093],[-98.27881,25.97727]]}}
NO DEFINIDO | LineString | 400 kV |  | 19.43 km | NO DEFINIDO | [5 empty] | CONACYT 2024 (oficial) | {"type":"Feature","properties":{},"geometry":{"type":"LineString","coordinates":[[-98.41724,25.61102],[-98.37941,25.63063],[-98.34733,25.64456],[-98.34911,25.70773],[-98.32765,25.72247],[-98.33317,25.73444]]}}
NO DEFINIDO | LineString | 400 kV |  | 107.76 km | NO DEFINIDO | [5 empty] | CONACYT 2024 (oficial) | {"type":"Feature","properties":{},"geometry":{"type":"LineString","coordinates":[[-110.07481,27.51453],[-110.06235,27.50692],[-110.0595,27.44011],[-110.05397,27.42612],[-109.98593,27.42426],[-109.98393,27.42661],[-109.88961,27.42587],[-109.88701,27.38206],[-109.85932,27.37612],[-109.85931,27.34775],[-109.84124,27.33967],[-109.80695,27.33954],[-109.78079,27.3046],[-109.73006,27.27058],[-109.65922,27.28546],[-109.53128,27.25986],[-109.46781,27.25119],[-109.41112,27.19831],[-109.36786,27.17575],[-109.36223,27.16733],[-109.35709,27.08618],[-109.37396,27.06586]]}}
S.E CEMEX | Point | 400 kV | [5 empty] | En operación | San Luis Potosí | Tamuín | CONACYT 2024 (oficial) | {"type":"Feature","properties":{},"geometry":{"type":"Point","coordinates":[-98.84581,22.06904]}}
S.E ANAHUAC POTENCIA | Point | 400 kV | [5 empty] | En operación | San Luis Potosí | Tamuín | CONACYT 2024 (oficial) | {"type":"Feature","properties":{},"geometry":{"type":"Point","coordinates":[-98.8447,22.0468]}}
SE SAN MARTÍN POT. | Point | 400 kV | [5 empty] | En operación | Puebla | San Martín Texmelucan | CONACYT 2024 (oficial) | {"type":"Feature","properties":{},"geometry":{"type":"Point","coordinates":[-98.4207,19.30234]}}
SE OJO DE AGUA POTENCIA | Point | 400 kV | [5 empty] | En operación | Veracruz de Ignacio de la Llave | Ixtaczoquitlán | CONACYT 2024 (oficial) | {"type":"Feature","properties":{},"geometry":{"type":"Point","coordinates":[-97.04812,18.89165]}}
SE PUERTO ALTAMIRA | Point | 400 kV | [5 empty] | En operación | Tamaulipas | Altamira | CONACYT 2024 (oficial) | {"type":"Feature","properties":{},"geometry":{"type":"Point","coordinates":[-97.90542,22.49365]}}
SE PUERTO | Point | 400 kV | [5 empty] | En operación | Tamaulipas | Altamira | CONACYT 2024 (oficial) | {"type":"Feature","properties":{},"geometry":{"type":"Point","coordinates":[-97.90553,22.48881]}}
SE LAS MESAS | Point | 400 kV | [5 empty] | En operación | San Luis Potosí | Tamazunchale | CONACYT 2024 (oficial) | {"type":"Feature","properties":{},"geometry":{"type":"Point","coordinates":[-98.75162,21.31018]}}
SE SAN LORENZO POT. | Point | 400 kV | [5 empty] | En operación | Puebla | Cuautlancingo | CONACYT 2024 (oficial) | {"type":"Feature","properties":{},"geometry":{"type":"Point","coordinates":[-98.24221,19.12053]}}
SE PUEBLA II | Point | 400 kV | [5 empty] | En operación | Puebla | Puebla | CONACYT 2024 (oficial) | {"type":"Feature","properties":{},"geometry":{"type":"Point","coordinates":[-98.13765,19.08197]}}
SE TRES ESTRELLAS | Point | 400 kV | [5 empty] | En operación | Veracruz de Ignacio de la Llave | Tuxpan | CONACYT 2024 (oficial) | {"type":"Feature","properties":{},"geometry":{"type":"Point","coordinates":[-97.24607,20.84159]}}
SE POZA RICA II | Point | 400 kV | [5 empty] | En operación | Veracruz de Ignacio de la Llave | Tihuatlán | CONACYT 2024 (oficial) | {"type":"Feature","properties":{},"geometry":{"type":"Point","coordinates":[-97.5042,20.50942]}}
SE TEXCOCO POT. | Point | 400 kV | [5 empty] | En operación | México | Texcoco | CONACYT 2024 (oficial) | {"type":"Feature","properties":{},"geometry":{"type":"Point","coordinates":[-98.83988,19.54386]}}
S.E CERRO DE ORO | Point | 400 kV | [5 empty] | En operación | Oaxaca | San Miguel Soyaltepec | CONACYT 2024 (oficial) | {"type":"Feature","properties":{},"geometry":{"type":"Point","coordinates":[-96.3536,18.21794]}}
SE TECALI | Point | 400 kV | [5 empty] | En operación | Puebla | Tecali de Herrera | CONACYT 2024 (oficial) | {"type":"Feature","properties":{},"geometry":{"type":"Point","coordinates":[-97.97728,18.84793]}}
SE LAGUNA VERDE | Point | 400 kV | [5 empty] | En operación | Veracruz de Ignacio de la Llave | Alto Lucero de Gutiérrez Barrios | CONACYT 2024 (oficial) | {"type":"Feature","properties":{},"geometry":{"type":"Point","coordinates":[-96.40812,19.71982]}}
S.E ALTAMIRA | Point | 400 kV | [5 empty] | En operación | Tamaulipas | Altamira | CONACYT 2024 (oficial) | {"type":"Feature","properties":{},"geometry":{"type":"Point","coordinates":[-98.00734,22.43766]}}
S.E CHAMPAYAN | Point | 400 kV | [5 empty] | En operación | Tamaulipas | Altamira | CONACYT 2024 (oficial) | {"type":"Feature","properties":{},"geometry":{"type":"Point","coordinates":[-98.18363,22.60766]}}
SE TAMOS | Point | 400 kV | [5 empty] | En operación | Veracruz de Ignacio de la Llave | Pánuco | CONACYT 2024 (oficial) | {"type":"Feature","properties":{},"geometry":{"type":"Point","coordinates":[-98.00508,22.22324]}}
SE TEMASCAL II | Point | 400 kV | [5 empty] | En operación | Oaxaca | San Miguel Soyaltepec | CONACYT 2024 (oficial) | {"type":"Feature","properties":{},"geometry":{"type":"Point","coordinates":[-96.39081,18.25471]}}
S.E. MALPASO I | Point | 400 kV | [5 empty] | En operación | Chiapas | Mezcalapa | CONACYT 2024 (oficial) | {"type":"Feature","properties":{},"geometry":{"type":"Point","coordinates":[-93.59202,17.17839]}}
S.E. MALPASO II | Point | 400 kV | [5 empty] | En operación | Chiapas | Mezcalapa | CONACYT 2024 (oficial) | {"type":"Feature","properties":{},"geometry":{"type":"Point","coordinates":[-93.58702,17.17823]}}
S.E. COATZACOALCOS | Point | 400 kV | [5 empty] | En operación | Veracruz de Ignacio de la Llave | Moloacán | CONACYT 2024 (oficial) | {"type":"Feature","properties":{},"geometry":{"type":"Point","coordinates":[-94.32523,18.00728]}}
S.E. MINATITLAN II | Point | 400 kV | [5 empty] | En operación | Veracruz de Ignacio de la Llave | Ixhuatlán del Sureste | CONACYT 2024 (oficial) | {"type":"Feature","properties":{},"geometry":{"type":"Point","coordinates":[-94.39952,18.02913]}}
S.E. CHICOASEN(MANUEL MORENO TORRES) | Point | 400 kV | [5 empty] | En operación | Chiapas | Osumacinta | CONACYT 2024 (oficial) | {"type":"Feature","properties":{},"geometry":{"type":"Point","coordinates":[-93.09529,16.93949]}}
S.E. EL SABINO | Point | 400 kV | [5 empty] | En operación | Chiapas | San Fernando | CONACYT 2024 (oficial) | {"type":"Feature","properties":{},"geometry":{"type":"Point","coordinates":[-93.19107,16.81141]}}
S.E. ANGOSTURA | Point | 400 kV | [5 empty] | En operación | Chiapas | Venustiano Carranza | CONACYT 2024 (oficial) | {"type":"Feature","properties":{},"geometry":{"type":"Point","coordinates":[-92.77693,16.39957]}}
S.E. TAPACHULA POTENCIA | Point | 400 kV | [5 empty] | En operación | Chiapas | Tapachula | CONACYT 2024 (oficial) | {"type":"Feature","properties":{},"geometry":{"type":"Point","coordinates":[-92.34832,14.8674]}}
SE YAUTEPEC | Point | 400 kV | [5 empty] | En operación | Morelos | Cuautla | CONACYT 2024 (oficial) | {"type":"Feature","properties":{},"geometry":{"type":"Point","coordinates":[-98.99817,18.84747]}}
SE COATZACOALCOS II | Point | 400 kV | [5 empty] | En operación | Veracruz de Ignacio de la Llave | Moloacán | CONACYT 2024 (oficial) | {"type":"Feature","properties":{},"geometry":{"type":"Point","coordinates":[-94.32515,18.00774]}}
S.E CHINAMECA POTENCIA | Point | 400 kV | [5 empty] | En operación | Veracruz de Ignacio de la Llave | Chinameca | CONACYT 2024 (oficial) | {"type":"Feature","properties":{},"geometry":{"type":"Point","coordinates":[-94.69107,18.02837]}}
SE JUILE | Point | 400 kV | [5 empty] | En operación | Veracruz de Ignacio de la Llave | San Juan Evangelista | CONACYT 2024 (oficial) | {"type":"Feature","properties":{},"geometry":{"type":"Point","coordinates":[-95.05877,17.76111]}}
SE MINATITLAN I | Point | 400 kV | [5 empty] | En operación | Veracruz de Ignacio de la Llave | Ixhuatlán del Sureste | CONACYT 2024 (oficial) | {"type":"Feature","properties":{},"geometry":{"type":"Point","coordinates":[-94.39864,18.02965]}}
S.E. FRESNILLO SUR | Point | 400 kV | [5 empty] | En operación | Zacatecas | Fresnillo | CONACYT 2024 (oficial) | {"type":"Feature","properties":{},"geometry":{"type":"Point","coordinates":[-102.85091,23.15863]}}
S.E. AGUASCALIENTES POTENCIA | Point | 400 kV | [5 empty] | En operación | Aguascalientes | Aguascalientes | CONACYT 2024 (oficial) | {"type":"Feature","properties":{},"geometry":{"type":"Point","coordinates":[-102.22031,21.7628]}}
S.E. CAÑADA AMPLIACIÓN | Point | 400 kV | [5 empty] | En operación | Aguascalientes | San Francisco de los Romo | CONACYT 2024 (oficial) | {"type":"Feature","properties":{},"geometry":{"type":"Point","coordinates":[-102.24371,21.99301]}}
S.E. TESISTÁN | Point | 400 kV | [5 empty] | En operación | Jalisco | Zapopan | CONACYT 2024 (oficial) | {"type":"Feature","properties":{},"geometry":{"type":"Point","coordinates":[-103.50308,20.78895]}}
S.E. ATEQUIZA | Point | 400 kV | [5 empty] | En operación | Jalisco | Tlajomulco de Zúñiga | CONACYT 2024 (oficial) | {"type":"Feature","properties":{},"geometry":{"type":"Point","coordinates":[-103.23431,20.47663]}}
S.E. ACATLÁN | Point | 400 kV | [5 empty] | En operación | Jalisco | Acatlán de Juárez | CONACYT 2024 (oficial) | {"type":"Feature","properties":{},"geometry":{"type":"Point","coordinates":[-103.56147,20.41678]}}
S.E. ZAPOTLANEJO POT. | Point | 400 kV | [5 empty] | En operación | Jalisco | Zapotlanejo | CONACYT 2024 (oficial) | {"type":"Feature","properties":{},"geometry":{"type":"Point","coordinates":[-103.1655,20.68809]}}
S.E. TAPEIXTLES POT. | Point | 400 kV | [5 empty] | En operación | Colima | Manzanillo | CONACYT 2024 (oficial) | {"type":"Feature","properties":{},"geometry":{"type":"Point","coordinates":[-104.23242,19.0535]}}
S.E. EL CAJÓN | Point | 400 kV | [5 empty] | En operación | Nayarit | La Yesca | CONACYT 2024 (oficial) | {"type":"Feature","properties":{},"geometry":{"type":"Point","coordinates":[-104.45458,21.42784]}}
S.E. NKS | Point | 400 kV | [5 empty] | En operación | Michoacán de Ocampo | Lázaro Cárdenas | CONACYT 2024 (oficial) | {"type":"Feature","properties":{},"geometry":{"type":"Point","coordinates":[-102.15714,17.9369]}}
S.E. MOCTEZUMA | Point | 400 kV | [5 empty] | En operación | San Luis Potosí | Moctezuma | CONACYT 2024 (oficial) | {"type":"Feature","properties":{},"geometry":{"type":"Point","coordinates":[-101.06707,22.75828]}}
S.E. MANZANILLO I Y II | Point | 400 kV | [5 empty] | En operación | Colima | Manzanillo | CONACYT 2024 (oficial) | {"type":"Feature","properties":{},"geometry":{"type":"Point","coordinates":[-104.31764,19.02705]}}
S.E. CERRO BLANCO | Point | 400 kV | [5 empty] | En operación | Nayarit | Santa María del Oro | CONACYT 2024 (oficial) | {"type":"Feature","properties":{},"geometry":{"type":"Point","coordinates":[-104.60244,21.39426]}}
S.E. LÁZARO CÁRDENAS POTENCIA | Point | 400 kV | [5 empty] | En operación | Guerrero | La Unión de Isidoro Montes de Oca | CONACYT 2024 (oficial) | {"type":"Feature","properties":{},"geometry":{"type":"Point","coordinates":[-102.12045,17.98615]}}
SE MAZATLAN II | Point | 400 kV | [5 empty] | En operación | Sinaloa | Mazatlán | CONACYT 2024 (oficial) | {"type":"Feature","properties":{},"geometry":{"type":"Point","coordinates":[-106.35321,23.19046]}}
S.E. EL FRESNAL | Point | 400 kV | [5 empty] | En operación | Sonora | Agua Prieta | CONACYT 2024 (oficial) | {"type":"Feature","properties":{},"geometry":{"type":"Point","coordinates":[-109.61419,31.22331]}}
S.E. NACOZARI | Point | 400 kV | [5 empty] | En operación | Sonora | Nacozari de García | CONACYT 2024 (oficial) | {"type":"Feature","properties":{},"geometry":{"type":"Point","coordinates":[-109.67853,30.36936]}}
S.E. PLANTA GUAYMAS II | Point | 400 kV | [5 empty] | En operación | Sonora | Guaymas | CONACYT 2024 (oficial) | {"type":"Feature","properties":{},"geometry":{"type":"Point","coordinates":[-110.86358,27.93753]}}
S.E CC NACO-NOGALES | Point | 400 kV | [5 empty] | En operación | Sonora | Agua Prieta | CONACYT 2024 (oficial) | {"type":"Feature","properties":{},"geometry":{"type":"Point","coordinates":[-109.61371,31.2233]}}
S.E. HYLSA MANIOBRAS | Point | 400 kV | [5 empty] | En operación | Nuevo León | San Nicolás de los Garza | CONACYT 2024 (oficial) | {"type":"Feature","properties":{},"geometry":{"type":"Point","coordinates":[-100.2387,25.74133]}}
S.E. HERCULES POT. | Point | 400 kV | [5 empty] | En operación | Coahuila de Zaragoza | Sierra Mojada | CONACYT 2024 (oficial) | {"type":"Feature","properties":{},"geometry":{"type":"Point","coordinates":[-103.83148,28.04905]}}
S.E. NUEVO CASAS GRANDES II | Point | 400 kV | [5 empty] | En operación | Chihuahua | Nuevo Casas Grandes | CONACYT 2024 (oficial) | {"type":"Feature","properties":{},"geometry":{"type":"Point","coordinates":[-107.89951,30.52523]}}
S.E. LAMPAZOS | Point | 400 kV | [5 empty] | En operación | Nuevo León | Lampazos de Naranjo | CONACYT 2024 (oficial) | {"type":"Feature","properties":{},"geometry":{"type":"Point","coordinates":[-100.45463,27.09612]}}
S.E. PEÑOLES | Point | 400 kV | [5 empty] | En operación | Coahuila de Zaragoza | Torreón | CONACYT 2024 (oficial) | {"type":"Feature","properties":{},"geometry":{"type":"Point","coordinates":[-103.44086,25.5226]}}
S.E. SANTA MARIA | Point | 400 kV | [5 empty] | En operación | Guanajuato | Apaseo el Grande | CONACYT 2024 (oficial) | {"type":"Feature","properties":{},"geometry":{"type":"Point","coordinates":[-100.7166,20.52004]}}
S.E. PIE DE LA CUESTA | Point | 400 kV | [5 empty] | En operación | Guerrero | Coyuca de Benítez | CONACYT 2024 (oficial) | {"type":"Feature","properties":{},"geometry":{"type":"Point","coordinates":[-100.00012,16.98073]}}
S.E. QUERETARO POTENCIA | Point | 400 kV | [5 empty] | En operación | Querétaro | Corregidora | CONACYT 2024 (oficial) | {"type":"Feature","properties":{},"geometry":{"type":"Point","coordinates":[-100.48712,20.52047]}}
S.E. QUERETARO POTENCIA MANIOBRAS | Point | 400 kV | [5 empty] | En operación | Querétaro | Huimilpan | CONACYT 2024 (oficial) | {"type":"Feature","properties":{},"geometry":{"type":"Point","coordinates":[-100.27938,20.46775]}}
S.E. JILOTEPEC POTENCIA | Point | 400 kV | [5 empty] | En operación | México | Jilotepec | CONACYT 2024 (oficial) | {"type":"Feature","properties":{},"geometry":{"type":"Point","coordinates":[-99.4948,19.98399]}}
S.E. LAS FRESAS | Point | 400 kV | [5 empty] | En operación | Guanajuato | Irapuato | CONACYT 2024 (oficial) | {"type":"Feature","properties":{},"geometry":{"type":"Point","coordinates":[-101.42553,20.64026]}}
S.E. POTRERILLOS | Point | 400 kV | [5 empty] | En operación | Guanajuato | San Francisco del Rincón | CONACYT 2024 (oficial) | {"type":"Feature","properties":{},"geometry":{"type":"Point","coordinates":[-101.79078,20.96415]}}
S.E. SALAMANCA II | Point | 400 kV | [5 empty] | En operación | Guanajuato | Salamanca | CONACYT 2024 (oficial) | {"type":"Feature","properties":{},"geometry":{"type":"Point","coordinates":[-101.22982,20.53176]}}
SE P.T. SALAMANCA | Point | 400 kV | [5 empty] | En operación | Guanajuato | Salamanca | CONACYT 2024 (oficial) | {"type":"Feature","properties":{},"geometry":{"type":"Point","coordinates":[-101.16937,20.56871]}}
S.E. POZA RICA | Point | 400 kV | [5 empty] | En operación | Veracruz de Ignacio de la Llave | Tihuatlán | CONACYT 2024 (oficial) | {"type":"Feature","properties":{},"geometry":{"type":"Point","coordinates":[-97.50417,20.50912]}}
S.E. SAN MARTÍN | Point | 400 kV | [5 empty] | En operación | Puebla | San Martín Texmelucan | CONACYT 2024 (oficial) | {"type":"Feature","properties":{},"geometry":{"type":"Point","coordinates":[-98.41965,19.30235]}}
S.E. SAN LORENZO POTENCIA | Point | 400 kV | [5 empty] | En operación | Puebla | Cuautlancingo | CONACYT 2024 (oficial) | {"type":"Feature","properties":{},"geometry":{"type":"Point","coordinates":[-98.24213,19.12172]}}
S.E. CEMEX | Point | 400 kV | [5 empty] | En operación | Hidalgo | Huichapan | CONACYT 2024 (oficial) | {"type":"Feature","properties":{},"geometry":{"type":"Point","coordinates":[-99.69221,20.38495]}}
SE IXTEPEC POTENCIA | Point | 400 kV | [5 empty] | En operación | Oaxaca | Ciudad Ixtepec | CONACYT 2024 (oficial) | {"type":"Feature","properties":{},"geometry":{"type":"Point","coordinates":[-95.01039,16.61232]}}
SE SET | Point | 400 kV | [5 empty] | En proyecto | Oaxaca | Unión Hidalgo | CONACYT 2024 (oficial) | {"type":"Feature","properties":{},"geometry":{"type":"Point","coordinates":[-94.83246,16.51714]}}
SE XIPE | Point | 400 kV | [5 empty] | En proyecto | Oaxaca | Asunción Ixtaltepec | CONACYT 2024 (oficial) | {"type":"Feature","properties":{},"geometry":{"type":"Point","coordinates":[-95.16079,16.52293]}}
S.E BENITO JUAREZ | Point | 400 kV | [5 empty] | En proyecto | Oaxaca | Villa de Zaachila | CONACYT 2024 (oficial) | {"type":"Feature","properties":{},"geometry":{"type":"Point","coordinates":[-96.79979,16.95177]}}
SE KANTENÁH | Point | 400 kV | [5 empty] | En proyecto | Quintana Roo | Solidaridad | CONACYT 2024 (oficial) | {"type":"Feature","properties":{},"geometry":{"type":"Point","coordinates":[-87.27838,20.55683]}}
SE VALLE DE MÉXICO | Point | 400 kV | [5 empty] | En operación | México | Axapusco | CONACYT 2024 (oficial) | {"type":"Feature","properties":{},"geometry":{"type":"Point","coordinates":[-98.67701,19.74558]}}
S.E CHIMALPA DOS BCO | Point | 400 kV | [5 empty] | En operación | México | Naucalpan de Juárez | CONACYT 2024 (oficial) | {"type":"Feature","properties":{},"geometry":{"type":"Point","coordinates":[-99.30241,19.44299]}}
SE Golfo de Santa Clara | Point | 400 kV | [5 empty] | En proyecto | Sonora | San Luis Río Colorado | CONACYT 2024 (oficial) | {"type":"Feature","properties":{},"geometry":{"type":"Point","coordinates":[-114.46562,31.7609]}}
SE Cucapah | Point | 400 kV | [5 empty] | En proyecto | Baja California | Mexicali | CONACYT 2024 (oficial) | {"type":"Feature","properties":{},"geometry":{"type":"Point","coordinates":[-115.51334,32.53352]}}
SE IDESA BRASKEM | Point | 400 kV | [5 empty] | En operación | Veracruz de Ignacio de la Llave | Nanchital de Lázaro Cárdenas del Río | CONACYT 2024 (oficial) | {"type":"Feature","properties":{},"geometry":{"type":"Point","coordinates":[-94.36925,18.06322]}}
SE TABASO ORIENTAL | Point | 400 kV | [5 empty] | En operación | Tabasco | Centro | CONACYT 2024 (oficial) | {"type":"Feature","properties":{},"geometry":{"type":"Point","coordinates":[-92.9708,17.79402]}}
SE PAPANTLA POTENCIA | Point | 400 kV | [5 empty] | En operación | Veracruz de Ignacio de la Llave | Papantla | CONACYT 2024 (oficial) | {"type":"Feature","properties":{},"geometry":{"type":"Point","coordinates":[-97.41446,20.35465]}}
SE PACHUCA POTENCIA | Point | 400 kV | [5 empty] | En operación | Hidalgo | Mineral de la Reforma | CONACYT 2024 (oficial) | {"type":"Feature","properties":{},"geometry":{"type":"Point","coordinates":[-98.73187,20.06116]}}
LT. MALPASO-PEÑITAS (LINEA 2) | LineString | 230 kV |  | 35.49 km | 230KV-1C-35.41KM-TA | [5 empty] | CONACYT 2024 (oficial) | {"type":"Feature","properties":{},"geometry":{"type":"LineString","coordinates":[[-93.46532,17.44622],[-93.52052,17.42547],[-93.53656,17.38333],[-93.55531,17.36096],[-93.55653,17.3466],[-93.55723,17.2492],[-93.56673,17.21045],[-93.5879,17.17863]]}}
L.T. TULA - LAFARGE | LineString | 230 kV |  | 14.48 km | 230 KV-2C/1C -14.48 Km-795 ACSR-TA | [5 empty] | CONACYT 2024 (oficial) | {"type":"Feature","properties":{},"geometry":{"type":"LineString","coordinates":[[-99.17297,20.01287],[-99.17264,20.01278],[-99.16977,20.02082],[-99.2789,20.06457],[-99.27665,20.05827],[-99.27575,20.05801]]}}
L.T. VALLE DE MEXICO - CHAPINGO | LineString | 230 kV |  | 14.68 km | 230 KV-2C -14.59 Km-900 ACSR-TA | [5 empty] | CONACYT 2024 (oficial) | {"type":"Feature","properties":{},"geometry":{"type":"LineString","coordinates":[[-98.90522,19.50768],[-98.9056,19.50819],[-98.90992,19.51334],[-98.97409,19.62051],[-98.97559,19.62073],[-98.97581,19.62013]]}}
LT. ESCARCEGA POTENCIA-TICUL II | LineString | 230 kV |  | 219.35 km | 230KV-1C-268.17KM-TA | [5 empty] | CONACYT 2024 (oficial) | {"type":"Feature","properties":{},"geometry":{"type":"LineString","coordinates":[[-89.9955,20.28467],[-90.05365,20.27991],[-90.08205,20.24434],[-90.12201,20.17561],[-90.15875,20.13347],[-90.1917,20.1005],[-90.21579,20.03601],[-90.23194,19.967],[-90.27773,19.88332],[-90.34654,19.81463],[-90.35593,19.72586],[-90.34623,19.67321],[-90.38979,19.58888],[-90.43038,19.56524],[-90.48475,19.47931],[-90.53933,19.43231],[-90.5793,19.38464],[-90.72756,19.27486],[-90.72221,19.09596],[-90.71814,18.99819],[-90.72129,18.97167],[-90.71591,18.934],[-90.73751,18.86239],[-90.75099,18.83415],[-90.72722,18.76632],[-90.7334,18.71528],[-90.73556,18.67138],[-90.74013,18.62974],[-90.76231,18.6105]]}}
LT. KILOMETRO 20-SANTA LUCIA | LineString | 230 kV |  | 148.22 km | 230KV-1C-148.17KM-TA | [5 empty] | CONACYT 2024 (oficial) | {"type":"Feature","properties":{},"geometry":{"type":"LineString","coordinates":[[-92.92557,17.8437],[-92.92105,17.84048],[-92.91333,17.83433],[-92.86615,17.82323],[-92.84536,17.82623],[-92.80447,17.81959],[-92.71686,17.81923],[-92.70845,17.81637],[-92.69208,17.79082],[-92.61729,17.74781],[-92.61428,17.72703],[-92.59051,17.71283],[-92.47268,17.67654],[-92.42705,17.66344],[-92.39802,17.68071],[-92.37777,17.67731],[-92.35837,17.68358],[-92.26209,17.69462],[-92.21913,17.69475],[-92.06458,17.68987],[-91.98586,17.71693],[-91.96431,17.72247],[-91.92734,17.73721],[-91.8688,17.7574],[-91.82315,17.77303],[-91.78916,17.84378],[-91.79034,17.85656],[-91.74512,17.94085],[-91.73552,17.93691],[-91.73484,17.93745]]}}
LT. TICUL II - XUL-HA | LineString | 230 kV |  | 269.79 km | 230KV-1C-269.79KM-TA | [5 empty] | CONACYT 2024 (oficial) | {"type":"Feature","properties":{},"geometry":{"type":"LineString","coordinates":[[-89.5689,20.4055],[-89.56426,20.38806],[-89.50194,20.34905],[-89.45607,20.31242],[-89.25842,20.16083],[-89.25579,20.14407],[-89.20445,20.13317],[-89.13787,20.09103],[-89.09632,20.07687],[-89.01993,20.03249],[-88.85837,19.92114],[-88.78232,19.83429],[-88.71599,19.73421],[-88.65323,19.68886],[-88.57329,19.61074],[-88.60704,19.49641],[-88.59404,19.48444],[-88.53856,19.30451],[-88.56511,19.21845],[-88.42585,19.05169],[-88.40713,18.93449],[-88.37619,18.88186],[-88.3551,18.75514],[-88.39613,18.7064],[-88.47451,18.56152],[-88.46625,18.54564]]}}
L.T. SAN ANGEL - OLIVAR | LineString | 230 kV |  | 3.04 km | 230 KV-1C -3.10 Km-900 ACSR-TA/PA | [5 empty] | CONACYT 2024 (oficial) | {"type":"Feature","properties":{},"geometry":{"type":"LineString","coordinates":[[-99.21083,19.33992],[-99.20457,19.36594]]}}
L.T. VILLAHERMOSA NORTE-MACUSPANA II | LineString | 230 kV |  | 62.86 km | 230KV-1C-63.18KM-TA | [5 empty] | CONACYT 2024 (oficial) | {"type":"Feature","properties":{},"geometry":{"type":"LineString","coordinates":[[-92.92427,18.05015],[-92.90386,18.04973],[-92.88671,18.03952],[-92.86929,18.02121],[-92.8727,17.99949],[-92.89342,17.97703],[-92.88853,17.95395],[-92.89222,17.91647],[-92.88385,17.89214],[-92.91039,17.84831],[-92.91824,17.84128],[-92.91727,17.84059],[-92.8796,17.83964],[-92.79331,17.82243],[-92.74641,17.82498],[-92.61278,17.83873],[-92.60898,17.83264]]}}
L.T. MALPASO-PEÑITAS (LINEA 1) | LineString | 230 kV |  | 36.61 km | 230KV-1C-36.50KM-TA | [5 empty] | CONACYT 2024 (oficial) | {"type":"Feature","properties":{},"geometry":{"type":"LineString","coordinates":[[-93.46534,17.44633],[-93.50256,17.43635],[-93.51563,17.44038],[-93.53711,17.38399],[-93.55403,17.372],[-93.56209,17.35089],[-93.56018,17.32769],[-93.55933,17.25127],[-93.58808,17.17864]]}}
L.T. SAN BERNABE - CUAJIMALPA | LineString | 230 kV |  | 7.55 km | 230 KV-1C -7.57 Km-900 ACSR-TA/SUBTERRANEA | [5 empty] | CONACYT 2024 (oficial) | {"type":"Feature","properties":{},"geometry":{"type":"LineString","coordinates":[[-99.34387,19.30672],[-99.34345,19.30634],[-99.34201,19.30715],[-99.34144,19.30731],[-99.33742,19.31154],[-99.3355,19.314],[-99.33329,19.31706],[-99.33277,19.31793],[-99.33196,19.32017],[-99.33157,19.32071],[-99.33141,19.32098],[-99.33031,19.32374],[-99.3299,19.32536],[-99.32856,19.32917],[-99.32635,19.33649],[-99.32253,19.34796],[-99.30296,19.34509],[-99.30218,19.34536]]}}
L.T. VALLE DE MEXICO - SOSA | LineString | 230 kV |  | 1.52 km | 230 KV-1C/2C -1.51 Km-900 ACSR-TA | [5 empty] | CONACYT 2024 (oficial) | {"type":"Feature","properties":{},"geometry":{"type":"LineString","coordinates":[[-98.96808,19.61035],[-98.97409,19.62051],[-98.97559,19.62073],[-98.97562,19.62009]]}}
L.T. CELAYA III - CELAYA II | LineString | 230 kV |  | 18.98 km | 230 KV-4C/1C -18.98 Km-795 ACSR-TA | [5 empty] | CONACYT 2024 (oficial) | {"type":"Feature","properties":{},"geometry":{"type":"LineString","coordinates":[[-100.89553,20.53346],[-100.89628,20.53345],[-100.93412,20.54971],[-100.93264,20.57571],[-100.89619,20.57295],[-100.82094,20.57358]]}}
L.T. TOLUCA - ATENCO | LineString | 230 kV |  | 9.57 km | 230 KV-3C/2C -9.66 Km-1113 ACSR-TA | [5 empty] | CONACYT 2024 (oficial) | {"type":"Feature","properties":{},"geometry":{"type":"LineString","coordinates":[[-99.56976,19.27877],[-99.62473,19.27438],[-99.63104,19.27378],[-99.63221,19.29432]]}}
L.T. NOCHISTONGO - APASCO | LineString | 230 kV |  | 21.07 km | 230 KV-2C/1C -21.66 Km-900 ACSR-TA | [5 empty] | CONACYT 2024 (oficial) | {"type":"Feature","properties":{},"geometry":{"type":"LineString","coordinates":[[-99.10152,19.95689],[-99.10278,19.95311],[-99.15211,19.93708],[-99.26157,19.88234],[-99.27554,19.8936],[-99.27555,19.89384]]}}
LT LOMA - PRESIDENTE JUAREZ | LineString | 230 kV |  | 88.03 km | 230 KV - 1C - 87.99 KM - 1113 ACSR - TA | [5 empty] | CONACYT 2024 (oficial) | {"type":"Feature","properties":{},"geometry":{"type":"LineString","coordinates":[[-116.5594,31.87336],[-116.56031,31.87246],[-116.54154,31.85456],[-116.54027,31.85418],[-116.53123,31.87131],[-116.53962,31.89088],[-116.60266,31.92008],[-116.67432,31.95077],[-116.71405,31.96774],[-116.80147,32.07437],[-116.84708,32.12975],[-116.87611,32.16528],[-116.88722,32.20194],[-116.89,32.22472],[-116.88457,32.24678],[-116.9268,32.29634],[-116.98627,32.28098],[-117.02198,32.29656],[-117.04012,32.35309],[-117.06274,32.3687],[-117.0653,32.36783]]}}
LT HERMOSILLO 3 - SANTA ANA | LineString | 230 kV |  | 155.72 km | 230KV-1C-900ACSR-TA | [5 empty] | CONACYT 2024 (oficial) | {"type":"Feature","properties":{},"geometry":{"type":"LineString","coordinates":[[-110.88583,29.17751],[-110.88584,29.18961],[-110.9272,29.21347],[-110.9312,29.22763],[-110.9945,29.4774],[-111.05294,29.73688],[-111.05294,29.80212],[-111.07641,29.87293],[-111.10656,29.91362],[-111.09538,30.36364],[-111.08939,30.46365],[-111.09876,30.50096],[-111.12455,30.52435],[-111.13051,30.52426]]}}
LT LOUSIANA (MOCHIS NORTE) - MOCHIS INDUSTRIAL | LineString | 230 kV |  | 32.05 km | 230 KV - 1C - 32.05KM - 1113 ACSR - TA | [5 empty] | CONACYT 2024 (oficial) | {"type":"Feature","properties":{},"geometry":{"type":"LineString","coordinates":[[-108.90125,25.81873],[-108.90095,25.81848],[-108.88804,25.84064],[-108.91122,25.85374],[-108.9283,25.84911],[-108.98615,25.8821],[-109.00853,25.85178],[-109.02299,25.85963],[-109.035,25.84448],[-109.06485,25.83153],[-109.0899,25.79137],[-109.0775,25.78586],[-109.07677,25.7857]]}}
LT CERRO PRIETO I - PARQUE INDUSTRIAL SAN LUIS | LineString | 230 kV |  | 73.89 km | 230 KV - 1C - 73.90 KM - 795 ACSR - TA (OP. INICIAL EN 161 KV) | [5 empty] | CONACYT 2024 (oficial) | {"type":"Feature","properties":{},"geometry":{"type":"LineString","coordinates":[[-114.71189,32.43617],[-114.71197,32.43548],[-114.72825,32.39272],[-114.75148,32.39811],[-114.77245,32.41082],[-114.82164,32.40964],[-114.84047,32.42219],[-114.83319,32.43304],[-114.82563,32.47003],[-114.81128,32.4921],[-114.81788,32.49418],[-114.83398,32.50086],[-114.84519,32.5076],[-114.87211,32.49669],[-114.93409,32.48757],[-114.98892,32.42482],[-115.04284,32.4173],[-115.11088,32.4178],[-115.14694,32.4019],[-115.19146,32.36484],[-115.20404,32.36549],[-115.22047,32.38127],[-115.23773,32.39881]]}}
LT LA ROSITA - SANCHEZ TABOADA | LineString | 230 kV |  | 33.08 km | 230 KV - 1C - 33.01 KM - 1113 ACSR - TA | [5 empty] | CONACYT 2024 (oficial) | {"type":"Feature","properties":{},"geometry":{"type":"LineString","coordinates":[[-115.42159,32.58761],[-115.43521,32.55003],[-115.46461,32.53481],[-115.51814,32.56015],[-115.60811,32.5609],[-115.67949,32.5917],[-115.67753,32.59624],[-115.67704,32.59653]]}}
LT CERRO PRIETO II - PARQUE INDUSTRIAL SAN LUIS | LineString | 230 kV |  | 54.01 km | 230 KV - 1C - 54.02 KM - 1113 ACSR - TA | [5 empty] | CONACYT 2024 (oficial) | {"type":"Feature","properties":{},"geometry":{"type":"LineString","coordinates":[[-114.71085,32.43535],[-114.71102,32.4348],[-114.72792,32.39221],[-114.74662,32.39785],[-114.83688,32.39581],[-114.86339,32.37279],[-114.89683,32.36821],[-115.02747,32.38078],[-115.02988,32.38101],[-115.04889,32.38282],[-115.1178,32.37871],[-115.16885,32.3852],[-115.21778,32.38153],[-115.22634,32.39066]]}}
LT METROPOLI POTENCIA - TIJUANA I | LineString | 230 kV |  | 8.21 km | 230 KV - 2C - 8.21 KM - 1113 ACSR - TA | [5 empty] | CONACYT 2024 (oficial) | {"type":"Feature","properties":{},"geometry":{"type":"LineString","coordinates":[[-116.88304,32.51678],[-116.88303,32.51726],[-116.8765,32.49021],[-116.87942,32.44694],[-116.87954,32.44568],[-116.87914,32.44577]]}}
L.T. YAUTEPEC POTENCIA - EMILIANO ZAPATA | LineString | 230 kV |  | 26.93 km | 230 KV-1C -26.78 Km-900 ACSR-TA | [5 empty] | CONACYT 2024 (oficial) | {"type":"Feature","properties":{},"geometry":{"type":"LineString","coordinates":[[-98.99828,18.84969],[-98.996,18.84929],[-98.99075,18.853],[-98.99044,18.86887],[-99.02439,18.8587],[-99.11934,18.86368],[-99.14963,18.84344],[-99.18027,18.83156],[-99.19137,18.83205],[-99.20362,18.84385]]}}
L.T. ESMERALDA - PERALVILLO | LineString | 230 kV |  | 3.49 km | SUBTERRANEO | [5 empty] | CONACYT 2024 (oficial) | {"type":"Feature","properties":{},"geometry":{"type":"LineString","coordinates":[[-99.09272,19.47239],[-99.12458,19.46328]]}}
LT VERACRUZ II - AMATLAN II | LineString | 230 kV |  | 79.32 km | 230KV-2C-79.3KM-900 ACSR-TA 93460 | [5 empty] | CONACYT 2024 (oficial) | {"type":"Feature","properties":{},"geometry":{"type":"LineString","coordinates":[[-96.23848,19.15066],[-96.23894,19.15054],[-96.26057,19.13978],[-96.32701,19.08989],[-96.38665,19.04828],[-96.41175,19.04243],[-96.44368,19.02724],[-96.4875,19.01747],[-96.57044,18.98841],[-96.63261,18.97748],[-96.72494,18.93503],[-96.73518,18.91868],[-96.74361,18.91612],[-96.78016,18.87782],[-96.89712,18.85494],[-96.90129,18.85753],[-96.90169,18.85763]]}}
LT DOS BOCAS - JARDIN | LineString | 230 kV |  | 14.85 km | 230KV-1C-14.8KM-900 ACSR-TA 93250 | [5 empty] | CONACYT 2024 (oficial) | {"type":"Feature","properties":{},"geometry":{"type":"LineString","coordinates":[[-96.19327,19.184],[-96.18457,19.17202],[-96.16115,19.15852],[-96.148,19.14319],[-96.14455,19.10882],[-96.14762,19.08628]]}}
LT LAGUNA VERDE - VERACRUZ II | LineString | 230 kV |  | 79.99 km | 230KV-1C-80KM-900 ACSR-TA 93960 | [5 empty] | CONACYT 2024 (oficial) | {"type":"Feature","properties":{},"geometry":{"type":"LineString","coordinates":[[-96.40858,19.71959],[-96.4298,19.71555],[-96.49183,19.60373],[-96.51207,19.52863],[-96.4641,19.37459],[-96.3644,19.19104],[-96.2553,19.14538],[-96.23872,19.15111]]}}
LT PH TEMASCAL - TEMASCAL II | LineString | 230 kV |  | 3.96 km | 230KV-1C-3.9KM-900ACSR-TA 93720 | [5 empty] | CONACYT 2024 (oficial) | {"type":"Feature","properties":{},"geometry":{"type":"LineString","coordinates":[[-96.38897,18.25454],[-96.39227,18.24016],[-96.40694,18.2309],[-96.40872,18.23101],[-96.40857,18.23143]]}}
LT PUEBLA II - HYLSA | LineString | 230 kV |  | 21.95 km | 230KV-1C-21.9KM-900ACSR 93080 | [5 empty] | CONACYT 2024 (oficial) | {"type":"Feature","properties":{},"geometry":{"type":"LineString","coordinates":[[-98.3189,19.17007],[-98.31487,19.1661],[-98.29308,19.15291],[-98.27858,19.15387],[-98.21444,19.12431],[-98.19052,19.10894],[-98.13601,19.0834]]}}
LT TEMASCAL II - FABRICA DE PAPEL TUXTEPEC | LineString | 230 kV |  | 34.17 km | 230KV-2C-34.1KM-TA 93650 | [5 empty] | CONACYT 2024 (oficial) | {"type":"Feature","properties":{},"geometry":{"type":"LineString","coordinates":[[-96.17783,18.02884],[-96.19493,18.06649],[-96.2396,18.12672],[-96.29244,18.16169],[-96.32619,18.19822],[-96.38558,18.24684],[-96.38878,18.25474]]}}
LT PUEBLA II - ZOCAC | LineString | 230 kV |  | 49.37 km | 230KV-1C-49.3KM-900 93010 | [5 empty] | CONACYT 2024 (oficial) | {"type":"Feature","properties":{},"geometry":{"type":"LineString","coordinates":[[-98.0458,19.49851],[-98.06129,19.43003],[-98.07331,19.39904],[-98.07429,19.34219],[-98.14637,19.19704],[-98.14345,19.11697],[-98.1344,19.094],[-98.13552,19.08319]]}}
LT TECALI - CEMENTOS TOLTECA | LineString | 230 kV |  | 13.92 km | 230KV-1C-13.9KM-795 93100 | [5 empty] | CONACYT 2024 (oficial) | {"type":"Feature","properties":{},"geometry":{"type":"LineString","coordinates":[[-97.95898,18.96422],[-97.97826,18.92245],[-97.98714,18.88859],[-97.97353,18.87312],[-97.97803,18.84918]]}}
LT ZOCAC - ATLAX | LineString | 230 kV |  | 12.35 km | 230KV-12.3KM-795 93390 | [5 empty] | CONACYT 2024 (oficial) | {"type":"Feature","properties":{},"geometry":{"type":"LineString","coordinates":[[-98.08582,19.39516],[-98.06337,19.43068],[-98.04693,19.49821]]}}
LT ZOCAC - TEXCOCO | LineString | 230 kV |  | 91.33 km | 230KV-2C-91.2KM-900 93630 | [5 empty] | CONACYT 2024 (oficial) | {"type":"Feature","properties":{},"geometry":{"type":"LineString","coordinates":[[-98.8405,19.54583],[-98.84118,19.54606],[-98.84164,19.55161],[-98.78452,19.57043],[-98.67557,19.61017],[-98.57473,19.59699],[-98.29792,19.53767],[-98.19415,19.5229],[-98.19767,19.5007],[-98.17592,19.49758],[-98.17021,19.51948],[-98.05013,19.49992],[-98.04789,19.49873],[-98.04691,19.49863]]}}
LT VERACRUZ II - TAMSA II | LineString | 230 kV |  | 3.41 km | 230KV-2C-3.4KM-TA 93360 | [5 empty] | CONACYT 2024 (oficial) | {"type":"Feature","properties":{},"geometry":{"type":"LineString","coordinates":[[-96.24161,19.17688],[-96.24785,19.16261],[-96.23887,19.1514]]}}
LT TAMPICO - MINERA AUTLAN | LineString | 230 kV |  | 26.47 km | 230KV-1C-26.4KM-900 93150 | [5 empty] | CONACYT 2024 (oficial) | {"type":"Feature","properties":{},"geometry":{"type":"LineString","coordinates":[[-97.87038,22.31766],[-97.88894,22.31581],[-97.89362,22.29496],[-97.89245,22.27119],[-97.88549,22.25732],[-97.89241,22.23433],[-97.89923,22.22732],[-97.9413,22.21766],[-97.94836,22.21062],[-97.99792,22.21513],[-98.02341,22.23326],[-98.0239,22.23382]]}}
LT CRYO INFRA TAP PUEBLA II - HYLSA | LineString | 230 kV |  | 0.85 km | 230KV-1C-0.8KM-900ACSR-TA 93080 | [5 empty] | CONACYT 2024 (oficial) | {"type":"Feature","properties":{},"geometry":{"type":"LineString","coordinates":[[-98.3124,19.17238],[-98.31487,19.1661]]}}
LT TECALI - YECAPIXTLA | LineString | 230 kV |  | 106.2 km | 230KV-1C/2C-106.1KM-900 93090 | [5 empty] | CONACYT 2024 (oficial) | {"type":"Feature","properties":{},"geometry":{"type":"LineString","coordinates":[[-98.88283,18.87035],[-98.88764,18.89972],[-98.87457,18.90363],[-98.72132,18.90635],[-98.63482,18.90104],[-98.49581,18.95137],[-98.27964,18.95423],[-98.24799,18.96236],[-98.23241,18.9608],[-98.22251,18.96887],[-98.17465,18.9793],[-98.15127,18.97479],[-98.04133,18.88639],[-97.9807,18.85914],[-97.97828,18.85013],[-97.97861,18.84922]]}}
LT JALACINGO - EL CASTILLO | LineString | 230 kV |  | 52.48 km | 230KV-1C/2C-52.4KM-900ACSR-TA 93540 | [5 empty] | CONACYT 2024 (oficial) | {"type":"Feature","properties":{},"geometry":{"type":"LineString","coordinates":[[-97.26644,19.78436],[-97.26579,19.78394],[-97.25122,19.72481],[-97.23225,19.70281],[-97.15585,19.63544],[-97.11327,19.63487],[-97.08664,19.62564],[-96.98598,19.63457],[-96.96166,19.61218],[-96.8925,19.56621],[-96.8951,19.55817],[-96.89599,19.55747]]}}
LT JALACINGO - POZA RICA II | LineString | 230 kV |  | 89.08 km | 230KV-1C-88.6KM-900ACSR 93050 | [5 empty] | CONACYT 2024 (oficial) | {"type":"Feature","properties":{},"geometry":{"type":"LineString","coordinates":[[-97.50371,20.50836],[-97.49562,20.48889],[-97.43747,20.40326],[-97.38855,20.26438],[-97.38137,20.2352],[-97.38355,20.22293],[-97.40319,20.17747],[-97.37876,20.09437],[-97.37732,20.07828],[-97.31183,20.02582],[-97.31211,20.0002],[-97.29146,19.93335],[-97.28976,19.90661],[-97.3045,19.86037],[-97.3076,19.82593],[-97.26726,19.7854]]}}
LT VERACRUZ II - JARDIN | LineString | 230 kV |  | 10.43 km | 230KV-2C-10.4KM-900-TA 93750 | [5 empty] | CONACYT 2024 (oficial) | {"type":"Feature","properties":{},"geometry":{"type":"LineString","coordinates":[[-96.193,19.18287],[-96.20417,19.16028],[-96.2383,19.15029]]}}
LT JALACINGO - MAZATEPEC | LineString | 230 kV |  | 49.31 km | 230KV-1C/2C-49.2KM-900 93470 | [5 empty] | CONACYT 2024 (oficial) | {"type":"Feature","properties":{},"geometry":{"type":"LineString","coordinates":[[-97.40675,20.01495],[-97.42018,20.00462],[-97.42545,19.98827],[-97.42164,19.97651],[-97.43841,19.95894],[-97.4527,19.93175],[-97.47779,19.89125],[-97.49749,19.83043],[-97.41974,19.80114],[-97.38567,19.77521],[-97.31154,19.78533],[-97.27309,19.78886],[-97.2679,19.78568],[-97.26735,19.78529]]}}
LT ZOCAC - JALACINGO | LineString | 230 kV |  | 111.89 km | 230KV-1C/2C-111.8KM-900ACSR 93420 | [5 empty] | CONACYT 2024 (oficial) | {"type":"Feature","properties":{},"geometry":{"type":"LineString","coordinates":[[-97.26749,19.78514],[-97.2679,19.78568],[-97.27309,19.78886],[-97.31154,19.78533],[-97.38567,19.77521],[-97.41974,19.80114],[-97.49749,19.83043],[-97.5381,19.79009],[-97.57833,19.70344],[-97.60203,19.62923],[-97.64177,19.52473],[-97.72619,19.4291],[-97.74235,19.43099],[-97.99674,19.48899],[-98.04579,19.49873]]}}
LT ZOCAC - TEXCOCO | LineString | 230 kV |  | 91.35 km | 230KV-2C-91.3KM-900 93620 | [5 empty] | CONACYT 2024 (oficial) | {"type":"Feature","properties":{},"geometry":{"type":"LineString","coordinates":[[-98.84053,19.54558],[-98.84118,19.54606],[-98.84164,19.55161],[-98.78452,19.57043],[-98.67557,19.61017],[-98.57473,19.59699],[-98.29792,19.53767],[-98.19415,19.5229],[-98.19767,19.5007],[-98.17592,19.49758],[-98.17021,19.51948],[-98.05013,19.49992],[-98.04789,19.49873],[-98.04692,19.49841]]}}
LT TAMPICO - ALTAMIRA | LineString | 230 kV |  | 22.65 km | 230KV-1C-22.6KM-900 93190 | [5 empty] | CONACYT 2024 (oficial) | {"type":"Feature","properties":{},"geometry":{"type":"LineString","coordinates":[[-98.00598,22.43817],[-97.97016,22.44128],[-97.95137,22.43845],[-97.91152,22.41492],[-97.9001,22.36603],[-97.87818,22.34214],[-97.87418,22.31829],[-97.87144,22.31825]]}}
LT DOS BOCAS - VERACRUZ II | LineString | 230 kV |  | 13.3 km | 230KV-1C-13.3KM-900 93250 | [5 empty] | CONACYT 2024 (oficial) | {"type":"Feature","properties":{},"geometry":{"type":"LineString","coordinates":[[-96.23821,19.15008],[-96.24334,19.14504],[-96.21353,19.11164],[-96.20006,19.10855],[-96.16426,19.08957],[-96.14762,19.0862]]}}
LT POZA RICA II - POZA RICA I | LineString | 230 kV |  | 2.28 km | 230KV-1C-2.2KM-900-TA 93040 | [5 empty] | CONACYT 2024 (oficial) | {"type":"Feature","properties":{},"geometry":{"type":"LineString","coordinates":[[-97.50273,20.50884],[-97.49326,20.52619]]}}
LT PANTEPEC - MINERA AUTLAN | LineString | 230 kV |  | 147.88 km | 230KV-1C/2C-147.8KM-900-TA 93160 | [5 empty] | CONACYT 2024 (oficial) | {"type":"Feature","properties":{},"geometry":{"type":"LineString","coordinates":[[-97.71984,20.98375],[-97.71989,20.9843],[-97.72531,20.99267],[-97.78045,21.17925],[-97.78638,21.22357],[-97.8217,21.40317],[-97.8286,21.43459],[-97.84388,21.59238],[-97.85428,21.65408],[-97.87611,21.74624],[-97.9024,21.83912],[-97.95304,21.95255],[-97.96102,21.97793],[-97.95134,22.13241],[-97.95279,22.14051],[-97.94836,22.21062],[-97.99792,22.21513],[-98.02341,22.23326],[-98.02408,22.23355]]}}
LT TAMPICO - ALTAMIRA | LineString | 230 kV |  | 22.63 km | 230KV-1C-22.6KM-900 93180 | [5 empty] | CONACYT 2024 (oficial) | {"type":"Feature","properties":{},"geometry":{"type":"LineString","coordinates":[[-98.00612,22.43776],[-97.97012,22.44092],[-97.95142,22.43823],[-97.91286,22.41514],[-97.90088,22.36589],[-97.87885,22.34191],[-97.87418,22.31829],[-97.8714,22.31805]]}}
LT JUCHITAN II - CONEJOS | LineString | 230 kV |  | 159.5 km | 230KV-1C-159.5KM-900ACSR-TA/PA (OPERANDO A 115KV) | [5 empty] | CONACYT 2024 (oficial) | {"type":"Feature","properties":{},"geometry":{"type":"LineString","coordinates":[[-96.08427,15.77564],[-96.096,15.80152],[-96.07156,15.81313],[-96.06255,15.82407],[-96.03814,15.81696],[-96.00505,15.83166],[-95.93913,15.87504],[-95.90221,15.87958],[-95.85393,15.91474],[-95.75571,15.94575],[-95.63929,15.97838],[-95.58104,15.9653],[-95.50114,15.99541],[-95.45028,16.00697],[-95.40112,16.10407],[-95.32001,16.14614],[-95.21494,16.23966],[-95.21252,16.24292],[-95.20639,16.25859],[-95.19677,16.26424],[-95.15472,16.30697],[-95.13779,16.32416],[-95.12122,16.35727],[-95.09697,16.40538],[-95.07637,16.41577],[-95.0653,16.43509],[-95.03843,16.46291],[-95.02567,16.46594],[-95.01686,16.48306],[-94.97221,16.52422],[-94.96599,16.51893],[-94.96615,16.51839]]}}
LT JUCHITAN II - LA VENTA II | LineString | 230 kV |  | 18.87 km | 230KV-1C-18.8KM-1113-TA-PT 93100 | [5 empty] | CONACYT 2024 (oficial) | {"type":"Feature","properties":{},"geometry":{"type":"LineString","coordinates":[[-94.96534,16.51799],[-94.95122,16.54538],[-94.94214,16.55078],[-94.89011,16.57094],[-94.82355,16.57722]]}}
LT JUCHITAN II - SALINA CRUZ I | LineString | 230 kV |  | 47.73 km | 230KV-2C-47.7KM-900ACSR-TA/PA (OPERANDO A 115KV) | [5 empty] | CONACYT 2024 (oficial) | {"type":"Feature","properties":{},"geometry":{"type":"LineString","coordinates":[[-95.20322,16.20301],[-95.20393,16.2048],[-95.21177,16.22952],[-95.21426,16.23741],[-95.21494,16.23966],[-95.21252,16.24292],[-95.20639,16.25859],[-95.19677,16.26424],[-95.15472,16.30697],[-95.13778,16.32417],[-95.12122,16.35727],[-95.09697,16.40538],[-95.07629,16.41572],[-95.0653,16.43509],[-95.03848,16.46309],[-95.02575,16.46608],[-95.01686,16.48306],[-94.97221,16.52422],[-94.96599,16.51893],[-94.96639,16.51851]]}}
LT OAXACA POT. - LA CIENEGA | LineString | 230 kV |  | 30.46 km | 230KV-2C-30.4KM-1113ACSR-TA 93730 | [5 empty] | CONACYT 2024 (oficial) | {"type":"Feature","properties":{},"geometry":{"type":"LineString","coordinates":[[-96.78875,17.12307],[-96.78884,17.12243],[-96.81924,17.10626],[-96.84893,17.09149],[-96.85218,17.0796],[-96.79907,16.91126],[-96.78884,16.90332],[-96.78314,16.90201],[-96.78188,16.90193]]}}
LT OAXACA POT. - TEMASCAL II | LineString | 230 kV |  | 186.77 km | 230KV-2C-186.8KM-900ACSR-TA 93710 | [5 empty] | CONACYT 2024 (oficial) | {"type":"Feature","properties":{},"geometry":{"type":"LineString","coordinates":[[-96.78894,17.12308],[-96.78884,17.12243],[-96.81924,17.10626],[-96.85163,17.14979],[-96.8872,17.16675],[-96.92461,17.2764],[-96.93978,17.33118],[-96.93886,17.34635],[-96.92966,17.38556],[-96.94882,17.46905],[-96.95374,17.59087],[-96.93839,17.69831],[-96.98962,17.77285],[-97.00597,17.82627],[-96.98736,17.84812],[-96.87806,17.95932],[-96.83022,17.97553],[-96.77093,17.97655],[-96.75328,17.95799],[-96.7009,17.96984],[-96.66945,17.97294],[-96.58886,18.033],[-96.52069,18.06601],[-96.47733,18.07508],[-96.39251,18.11343],[-96.34709,18.1591],[-96.35,18.21964],[-96.38557,18.24734],[-96.38853,18.255]]}}
LT LA CIENEGA - EJUTLA | LineString | 230 kV |  | 41.81 km | 230KV-1C-41.8KM-1113ACSR-TA(OPERA A 115KV) | [5 empty] | CONACYT 2024 (oficial) | {"type":"Feature","properties":{},"geometry":{"type":"LineString","coordinates":[[-96.73285,16.57737],[-96.73241,16.57773],[-96.72687,16.58313],[-96.7351,16.62915],[-96.75219,16.65645],[-96.74663,16.74389],[-96.76188,16.76433],[-96.76722,16.79014],[-96.80211,16.80067],[-96.79936,16.89544],[-96.78884,16.90332],[-96.78314,16.90201],[-96.78195,16.90156]]}}
LT JALACINGO - EL CASTILLO | LineString | 230 kV |  | 55.07 km | 230KV-1C/2C-55KM-1113ACSR-TA 93550 | [5 empty] | CONACYT 2024 (oficial) | {"type":"Feature","properties":{},"geometry":{"type":"LineString","coordinates":[[-96.89583,19.55732],[-96.8951,19.55817],[-96.8925,19.56621],[-96.91607,19.59663],[-96.94778,19.62131],[-96.95398,19.63199],[-96.98463,19.63347],[-96.99726,19.64552],[-97.08959,19.65248],[-97.15239,19.64831],[-97.18879,19.67809],[-97.19496,19.69932],[-97.19268,19.73664],[-97.20032,19.76191],[-97.24772,19.78077],[-97.26579,19.78394],[-97.26628,19.78449]]}}
LT POZA RICA II - MAZATEPEC | LineString | 230 kV |  | 67.14 km | 230KV-1C-67.1KM-1113ACSR-TA 93030 | [5 empty] | CONACYT 2024 (oficial) | {"type":"Feature","properties":{},"geometry":{"type":"LineString","coordinates":[[-97.50321,20.50861],[-97.47532,20.48144],[-97.35159,20.40761],[-97.34124,20.3945],[-97.32157,20.32613],[-97.33151,20.29837],[-97.37347,20.27163],[-97.38581,20.2364],[-97.41235,20.1905],[-97.40834,20.16459],[-97.40158,20.07776],[-97.40233,20.02431],[-97.40674,20.01546]]}}
L.T. MERCED - JAMAICA | LineString | 230 kV |  | 2.87 km | SUBTERRANEO | [5 empty] | CONACYT 2024 (oficial) | {"type":"Feature","properties":{},"geometry":{"type":"LineString","coordinates":[[-99.12998,19.41008],[-99.1202,19.43428]]}}
L.T. ESCARCEGA POTENCIA-SABANCUY | LineString | 230 kV |  | 62.49 km | 230KV-2C-62.5KM-TA (OP INICIAL 115KV) | [5 empty] | CONACYT 2024 (oficial) | {"type":"Feature","properties":{},"geometry":{"type":"LineString","coordinates":[[-91.19058,18.96176],[-91.14904,18.95427],[-91.1149,18.93603],[-91.08742,18.92782],[-91.0228,18.87455],[-91.01093,18.86638],[-90.95853,18.75176],[-90.77373,18.62711],[-90.7616,18.61014]]}}
LT. EL SABINO-CINTALAPA | LineString | 230 kV |  | 53.25 km | 230KV-2C-53.32KM-TA (OP INICIAL 115KV) | [5 empty] | CONACYT 2024 (oficial) | {"type":"Feature","properties":{},"geometry":{"type":"LineString","coordinates":[[-93.64978,16.68634],[-93.64603,16.69098],[-93.53181,16.70566],[-93.52325,16.70937],[-93.45236,16.77579],[-93.38416,16.78947],[-93.36519,16.79715],[-93.33499,16.80193],[-93.27658,16.81694],[-93.20986,16.8096],[-93.18973,16.81022]]}}
LT. PEÑITAS-KILOMETRO VEINTE LINEA 1 | LineString | 230 kV |  | 94.36 km | 230KV-1C-94.07KM-TA | [5 empty] | CONACYT 2024 (oficial) | {"type":"Feature","properties":{},"geometry":{"type":"LineString","coordinates":[[-92.92681,17.84443],[-92.9534,17.81863],[-93.00762,17.80457],[-93.07572,17.80406],[-93.19553,17.72519],[-93.26411,17.69324],[-93.40306,17.6496],[-93.45403,17.65511],[-93.48503,17.6512],[-93.50017,17.55232],[-93.51265,17.50484],[-93.51331,17.44879],[-93.50254,17.43635],[-93.46529,17.4466]]}}
LT. MACUSPANA II-LOS RIOS | LineString | 230 kV |  | 108.5 km | 230KV-1C-108.45KM-TA | [5 empty] | CONACYT 2024 (oficial) | {"type":"Feature","properties":{},"geometry":{"type":"LineString","coordinates":[[-91.86888,17.75784],[-91.8688,17.7574],[-91.92734,17.73721],[-91.96431,17.72247],[-91.98586,17.71693],[-92.06458,17.68987],[-92.21913,17.69475],[-92.26209,17.69462],[-92.35837,17.68358],[-92.37777,17.67731],[-92.39802,17.68071],[-92.42705,17.66344],[-92.47268,17.67654],[-92.59051,17.71283],[-92.61428,17.72703],[-92.61729,17.74781],[-92.69208,17.79082],[-92.70845,17.81637],[-92.6933,17.82658],[-92.65349,17.83183],[-92.60887,17.8324]]}}
LT. LOS RIOS-SANTA LUCIA | LineString | 230 kV |  | 26.95 km | 230KV-1C-26.94KM-TA | [5 empty] | CONACYT 2024 (oficial) | {"type":"Feature","properties":{},"geometry":{"type":"LineString","coordinates":[[-91.73508,17.93762],[-91.73552,17.93691],[-91.74512,17.94085],[-91.79034,17.85656],[-91.78916,17.84378],[-91.82315,17.77303],[-91.86849,17.75791]]}}
L.T. MERIDA POTENCIA-CAUCEL POTENCIA | LineString | 230 kV |  | 11.11 km | 230 KV-2C-11.20 KM-TA | [5 empty] | CONACYT 2024 (oficial) | {"type":"Feature","properties":{},"geometry":{"type":"LineString","coordinates":[[-89.69742,20.99331],[-89.71552,20.9728],[-89.71514,20.96319],[-89.72899,20.93861],[-89.69709,20.93626]]}}
L.T. VALLADOLID-BALAM | LineString | 230 kV |  | 167.64 km | 230 KV-1C-167.50 KM-TA | [5 empty] | CONACYT 2024 (oficial) | {"type":"Feature","properties":{},"geometry":{"type":"LineString","coordinates":[[-86.85008,21.18659],[-86.93606,21.14307],[-86.99263,21.14025],[-86.99769,21.13484],[-86.99756,21.08667],[-87.12509,21.02365],[-87.20201,20.97914],[-87.48418,20.87798],[-87.58755,20.8604],[-87.66335,20.84892],[-87.92211,20.66152],[-88.01401,20.68513],[-88.06316,20.69482],[-88.10851,20.70812],[-88.15368,20.70613],[-88.22599,20.70531],[-88.26001,20.69464],[-88.26462,20.69636]]}}
L.T. BALAM-NIZUC | LineString | 230 kV |  | 37.97 km | 230 KV-1C-38 KM-TA | [5 empty] | CONACYT 2024 (oficial) | {"type":"Feature","properties":{},"geometry":{"type":"LineString","coordinates":[[-86.84796,21.06749],[-86.8505,21.06776],[-86.88701,21.07295],[-86.91149,21.07493],[-86.99756,21.08667],[-86.99769,21.13484],[-86.99263,21.14025],[-86.93606,21.14307],[-86.85008,21.18659]]}}
L.T. MERIDA POTENCIA-KANASIN POTENCIA | LineString | 230 kV |  | 29.8 km | 230 KV-2C-29.80 KM-TA | [5 empty] | CONACYT 2024 (oficial) | {"type":"Feature","properties":{},"geometry":{"type":"LineString","coordinates":[[-89.52972,20.90919],[-89.53172,20.90492],[-89.57238,20.90053],[-89.59582,20.88016],[-89.61987,20.87476],[-89.68216,20.86612],[-89.72824,20.93161],[-89.69737,20.93609]]}}
L.T. NORTE-KANASIN POTENCIA | LineString | 230 kV |  | 30.91 km | 230 KV-2C-30.92 KM-TA | [5 empty] | CONACYT 2024 (oficial) | {"type":"Feature","properties":{},"geometry":{"type":"LineString","coordinates":[[-89.62703,21.05084],[-89.62865,21.05342],[-89.62279,21.07759],[-89.5845,21.0742],[-89.55771,21.07522],[-89.50495,20.97298],[-89.51596,20.91486],[-89.52842,20.91032]]}}
L.T. VALLADOLID-NIZUC | LineString | 230 kV |  | 161.08 km | 230 KV-1C-161 KM-TA | [5 empty] | CONACYT 2024 (oficial) | {"type":"Feature","properties":{},"geometry":{"type":"LineString","coordinates":[[-86.84796,21.06749],[-86.8505,21.06776],[-86.88701,21.07295],[-86.91149,21.07493],[-86.99756,21.08667],[-87.12509,21.02365],[-87.20201,20.97914],[-87.48418,20.87798],[-87.58755,20.8604],[-87.66335,20.84892],[-87.92211,20.66152],[-88.01401,20.68513],[-88.06316,20.69482],[-88.10851,20.70812],[-88.15368,20.70613],[-88.22599,20.70531],[-88.26001,20.69464],[-88.26462,20.69636]]}}
L.T. CAUCEL POTENCIA-NORTE | LineString | 230 kV |  | 17.37 km | 230 KV-2C-17.38 KM-TA | [5 empty] | CONACYT 2024 (oficial) | {"type":"Feature","properties":{},"geometry":{"type":"LineString","coordinates":[[-89.62722,21.0507],[-89.62865,21.05342],[-89.62279,21.07759],[-89.64239,21.0865],[-89.64971,21.07983],[-89.69716,20.99374]]}}
L.T. TICUL II-KANASIN POTENCIA | LineString | 230 kV |  | 60.64 km | 230 KV-2C-6O.52 KM-TA | [5 empty] | CONACYT 2024 (oficial) | {"type":"Feature","properties":{},"geometry":{"type":"LineString","coordinates":[[-89.52988,20.91009],[-89.53241,20.9042],[-89.48629,20.85061],[-89.47246,20.81636],[-89.51376,20.71155],[-89.50843,20.68171],[-89.51507,20.61599],[-89.515,20.53133],[-89.5183,20.47652],[-89.54856,20.4405],[-89.54789,20.43102],[-89.56723,20.4088],[-89.56875,20.4061]]}}
LT. KANASIN POTENCIA - VALLADOLID | LineString | 230 kV |  | 144.83 km | 230KV-1C-145.00KM-TA | [5 empty] | CONACYT 2024 (oficial) | {"type":"Feature","properties":{},"geometry":{"type":"LineString","coordinates":[[-89.52912,20.91046],[-89.52395,20.90524],[-89.4724,20.91086],[-89.36576,20.89676],[-89.30132,20.87746],[-89.25313,20.8847],[-89.19383,20.87459],[-89.15501,20.83372],[-89.05187,20.80497],[-89.02777,20.81173],[-88.88405,20.74016],[-88.79523,20.70797],[-88.72384,20.71547],[-88.6104,20.70058],[-88.58458,20.65743],[-88.54747,20.65923],[-88.52869,20.6467],[-88.51201,20.65195],[-88.44193,20.62977],[-88.39102,20.62797],[-88.31806,20.64484],[-88.27774,20.67216],[-88.26546,20.69558]]}}
LT. ESCARCEGA POTENCIA-TICUL II | LineString | 230 kV |  | 48.69 km | 230KV-1C-TA | [5 empty] | CONACYT 2024 (oficial) | {"type":"Feature","properties":{},"geometry":{"type":"LineString","coordinates":[[-89.99899,20.28753],[-89.67301,20.32515],[-89.63907,20.33801],[-89.58622,20.38029],[-89.56906,20.40572]]}}
LT. KANASIN POTENCIA-TICUL II LINEA 2 | LineString | 230 kV |  | 64.21 km | 230KV-1C-64.239KM-TA | [5 empty] | CONACYT 2024 (oficial) | {"type":"Feature","properties":{},"geometry":{"type":"LineString","coordinates":[[-89.56916,20.40629],[-89.5869,20.43258],[-89.57935,20.51047],[-89.63222,20.64258],[-89.62646,20.79255],[-89.61234,20.8545],[-89.61406,20.87493],[-89.59555,20.8797],[-89.57204,20.89998],[-89.53241,20.9042],[-89.52988,20.91009]]}}
LT. NIZUC-PLAYA DEL CARMEN | LineString | 230 kV |  | 69.76 km | 230KV-1C-70.07KM-TA | [5 empty] | CONACYT 2024 (oficial) | {"type":"Feature","properties":{},"geometry":{"type":"LineString","coordinates":[[-87.08239,20.63091],[-87.08237,20.63106],[-87.00051,20.7372],[-86.91882,20.83034],[-86.93797,20.83648],[-86.93576,20.864],[-86.92201,20.88454],[-86.89489,20.8727],[-86.87068,20.94912],[-86.90387,21.04264],[-86.91883,21.05514],[-86.90794,21.0744],[-86.8478,21.06685]]}}
L.T. CAÑADA - CALERA 93890 | LineString | 230 kV |  | 127.56 km | 230kV - 1C - 130km - 795ACSR - 7km - 1113ACSR - TA | [5 empty] | CONACYT 2024 (oficial) | {"type":"Feature","properties":{},"geometry":{"type":"LineString","coordinates":[[-102.69363,22.97824],[-102.67949,22.9618],[-102.62227,22.86194],[-102.60104,22.7615],[-102.52187,22.65197],[-102.35815,22.4494],[-102.36017,22.33252],[-102.32726,22.11004],[-102.29999,22.00474],[-102.29914,21.98436],[-102.25996,21.98379],[-102.24602,21.99384],[-102.24538,21.99352]]}}
L.T. LEÓN II - IRAPUATO II (93420) | LineString | 230 kV |  | 61.46 km | 230kV - 58km - 795+3 - 900ACSR - 93420 | [5 empty] | CONACYT 2024 (oficial) | {"type":"Feature","properties":{},"geometry":{"type":"LineString","coordinates":[[-101.29836,20.70021],[-101.29797,20.70062],[-101.35361,20.72181],[-101.36723,20.7116],[-101.37547,20.72022],[-101.42243,20.80802],[-101.43208,20.82173],[-101.47011,20.9124],[-101.51432,20.96459],[-101.62118,21.04268],[-101.63195,21.04791],[-101.67703,21.06969],[-101.6786,21.07154],[-101.6786,21.07159]]}}
L.T. LÁZARO CÁRDENAS POT. - N.K.S. 93230 93240 | LineString | 230 kV |  | 15.42 km | 230kV - 2C - 17km - 900ACSR - TA | [5 empty] | CONACYT 2024 (oficial) | {"type":"Feature","properties":{},"geometry":{"type":"LineString","coordinates":[[-102.15713,17.93688],[-102.14079,17.93809],[-102.14936,17.96136],[-102.15655,17.96128],[-102.16032,17.97408],[-102.17198,17.98422],[-102.15551,17.99806],[-102.12214,17.9858]]}}
L.T. ACATLÁN - TESISTÁN 93240 | LineString | 230 kV |  | 44.66 km | 230kV - 2C - 44.64km - 900ACSR - TA | [5 empty] | CONACYT 2024 (oficial) | {"type":"Feature","properties":{},"geometry":{"type":"LineString","coordinates":[[-103.50386,20.78705],[-103.50427,20.7876],[-103.52788,20.76999],[-103.54888,20.7273],[-103.58049,20.69962],[-103.58765,20.65513],[-103.57703,20.61001],[-103.56526,20.4384],[-103.56275,20.41842],[-103.56202,20.41775]]}}
L.T. AGUASCALIENTES I - AGUASCALIENTES OTE.93860 | LineString | 230 kV |  | 18.45 km | 230kV - 1C - 18.3km - 900ACSR - TA. | [5 empty] | CONACYT 2024 (oficial) | {"type":"Feature","properties":{},"geometry":{"type":"LineString","coordinates":[[-102.2729,21.90705],[-102.26793,21.93749],[-102.29805,21.94367],[-102.32758,21.93867],[-102.34541,21.94308],[-102.36344,21.93239],[-102.38314,21.91073]]}}
L.T. CIUDAD GUZMÁN - COLIMA II 93540 | LineString | 230 kV |  | 67.62 km | 230kV - 1C - 67.60km - 900ACSR - TA | [5 empty] | CONACYT 2024 (oficial) | {"type":"Feature","properties":{},"geometry":{"type":"LineString","coordinates":[[-103.48691,19.66417],[-103.48827,19.66413],[-103.50019,19.65086],[-103.45588,19.56472],[-103.46457,19.505],[-103.49775,19.48409],[-103.58247,19.45648],[-103.6482,19.40351],[-103.73742,19.38049],[-103.80774,19.29418],[-103.77624,19.28086],[-103.77528,19.28067]]}}
L.T. PEÑITAS-CARDENAS II | LineString | 230 kV |  | 69.68 km | 230KV-1C-69.36KM-TA | [5 empty] | CONACYT 2024 (oficial) | {"type":"Feature","properties":{},"geometry":{"type":"LineString","coordinates":[[-93.34152,17.9964],[-93.34121,17.96305],[-93.37958,17.93313],[-93.40121,17.92685],[-93.4182,17.90993],[-93.43366,17.88055],[-93.43253,17.81215],[-93.47071,17.73807],[-93.48853,17.67594],[-93.49016,17.62747],[-93.50483,17.52976],[-93.5112,17.5058],[-93.51077,17.49036],[-93.48477,17.45057],[-93.46535,17.44674]]}}
L.T. KILOMETRO VEINTE-VILLAHERMOSA NORTE | LineString | 230 kV |  | 30.17 km | 230KV-1C-30.43KM-TA | [5 empty] | CONACYT 2024 (oficial) | {"type":"Feature","properties":{},"geometry":{"type":"LineString","coordinates":[[-92.92427,18.05015],[-92.90386,18.04973],[-92.88671,18.03952],[-92.86929,18.02121],[-92.8727,17.99949],[-92.89342,17.97703],[-92.88853,17.95395],[-92.89222,17.91647],[-92.88385,17.89214],[-92.91039,17.84831],[-92.91824,17.84128],[-92.92535,17.84373]]}}
L.T. KILOMETRO VEINTE-MACUSPANA II | LineString | 230 kV |  | 34.65 km | 230KV-1C-34.55KM-TA | [5 empty] | CONACYT 2024 (oficial) | {"type":"Feature","properties":{},"geometry":{"type":"LineString","coordinates":[[-92.60895,17.83219],[-92.65349,17.83183],[-92.6933,17.82658],[-92.70845,17.81637],[-92.71718,17.81923],[-92.80447,17.81959],[-92.84536,17.82623],[-92.86615,17.82323],[-92.91333,17.83433],[-92.92105,17.84048],[-92.92554,17.84366]]}}
L.T. SANTA LUCIA-ESCARCEGA | LineString | 230 kV |  | 141.42 km | 230KV-2C-141.40KM-TA | [5 empty] | CONACYT 2024 (oficial) | {"type":"Feature","properties":{},"geometry":{"type":"LineString","coordinates":[[-90.76352,18.61028],[-90.7863,18.62907],[-90.82708,18.6328],[-90.85871,18.63237],[-90.94752,18.63454],[-91.01291,18.61613],[-91.08604,18.52019],[-91.16674,18.41914],[-91.22925,18.31067],[-91.3393,18.23986],[-91.47416,18.22148],[-91.53168,18.19308],[-91.60424,18.13438],[-91.68521,18.05432],[-91.69199,18.017],[-91.7443,17.94232],[-91.73536,17.93786]]}}
LT. CARDENAS II-VILLAHERMOSA NORTE | LineString | 230 kV |  | 48.62 km | 230KV-1C-48.73KM-TA | [5 empty] | CONACYT 2024 (oficial) | {"type":"Feature","properties":{},"geometry":{"type":"LineString","coordinates":[[-92.92497,18.05041],[-92.93756,18.04615],[-92.95951,18.02444],[-92.96956,18.00095],[-92.99601,17.98797],[-93.01567,17.9884],[-93.036,17.98025],[-93.11405,17.97347],[-93.14047,17.97433],[-93.16884,17.98505],[-93.19823,17.98693],[-93.22702,17.99892],[-93.33724,17.99896],[-93.34118,17.99682]]}}
LT. PEÑITAS-KILOMETRO 20 (LINEA 2) | LineString | 230 kV |  | 77.74 km | 230KV-1C-77.66KM-TA | [5 empty] | CONACYT 2024 (oficial) | {"type":"Feature","properties":{},"geometry":{"type":"LineString","coordinates":[[-92.9268,17.84396],[-92.9539,17.81691],[-93.0065,17.80331],[-93.07547,17.8032],[-93.16194,17.73362],[-93.17806,17.70516],[-93.1799,17.63808],[-93.26343,17.57741],[-93.2696,17.56814],[-93.41569,17.48224],[-93.46194,17.4541],[-93.46547,17.44689]]}}
L.T. SAN LUIS I - FONDERIA | LineString | 230 kV |  | 0.48 km | 230kV - 1C - 0.46km - 1113ACSR - TA | [5 empty] | CONACYT 2024 (oficial) | {"type":"Feature","properties":{},"geometry":{"type":"LineString","coordinates":[[-100.90512,22.09019],[-100.90728,22.09391]]}}
L.T. JAMAICA - VERTIZ | LineString | 230 kV |  | 2.15 km | SUBTERRANEO | [5 empty] | CONACYT 2024 (oficial) | {"type":"Feature","properties":{},"geometry":{"type":"LineString","coordinates":[[-99.14989,19.40266],[-99.13096,19.41004]]}}
LT GOMEZ PALACIO - CAMARGO II | LineString | 230 kV |  | 287.66 km | 230 KV- 1C- 289KM-900KCM-TA | [5 empty] | CONACYT 2024 (oficial) | {"type":"Feature","properties":{},"geometry":{"type":"LineString","coordinates":[[-105.06376,27.65813],[-104.95415,27.56784],[-104.94876,27.51307],[-104.90554,27.31949],[-104.88682,27.16902],[-104.87734,27.16231],[-104.63969,26.96962],[-104.54743,26.90329],[-104.40578,26.78072],[-104.23893,26.63037],[-104.11374,26.50068],[-104.09771,26.48172],[-104.01838,26.40259],[-103.87665,26.26187],[-103.76752,26.14344],[-103.72832,26.09275],[-103.68995,26.03137],[-103.67131,25.98243],[-103.64264,25.93582],[-103.63334,25.91234],[-103.6014,25.80595],[-103.58628,25.76944],[-103.56992,25.73729],[-103.54731,25.70593],[-103.53983,25.65526],[-103.51588,25.63118],[-103.47439,25.59814],[-103.47362,25.59747],[-103.47321,25.59722]]}}
L.T. DIVISION DEL NORTE - CHIHUAHUA NORTE | LineString | 230 kV |  | 17.73 km | 230KV-1C-1113 Y 900ACSR-17.71KM-TA | [5 empty] | CONACYT 2024 (oficial) | {"type":"Feature","properties":{},"geometry":{"type":"LineString","coordinates":[[-106.13442,28.7294],[-106.15259,28.7204],[-106.16,28.68537],[-106.16971,28.61151],[-106.16188,28.5953],[-106.16388,28.5849]]}}
L.T. DURANGO II - MAZATLAN II | LineString | 230 kV |  | 88.96 km | 230KV-1C-900ACSR-123.77KM-TA | [5 empty] | CONACYT 2024 (oficial) | {"type":"Feature","properties":{},"geometry":{"type":"LineString","coordinates":[[-105.635,23.59944],[-105.64233,23.58688],[-105.68567,23.54138],[-105.74134,23.52221],[-105.83034,23.46838],[-105.863,23.43055],[-105.90251,23.41155],[-105.93851,23.38105],[-105.96151,23.35005],[-105.98751,23.32438],[-106.02501,23.29571],[-106.23768,23.23505],[-106.33068,23.20788],[-106.35235,23.19088]]}}
L.T. DURANGO II - MAZATLAN II | LineString | 230 kV |  | 123.75 km | 230KV-1C-900ACSR-123.77KM-TA | [5 empty] | CONACYT 2024 (oficial) | {"type":"Feature","properties":{},"geometry":{"type":"LineString","coordinates":[[-105.635,23.59944],[-105.63111,23.60417],[-105.49389,23.74028],[-105.39056,23.78056],[-105.29083,23.84167],[-105.10722,23.87611],[-105.01528,23.92028],[-104.93611,23.93417],[-104.87056,23.94056],[-104.81806,23.97583],[-104.74778,24.00444],[-104.68472,24.08722],[-104.66278,24.09639],[-104.63333,24.09083],[-104.60608,24.07707]]}}
L.T. JERONIMO ORTIZ MARTINEZ - FRESNILLO POT. | LineString | 230 kV |  | 109.1 km | 230KV-1C-900ACSR-108.92KM-TA | [5 empty] | CONACYT 2024 (oficial) | {"type":"Feature","properties":{},"geometry":{"type":"LineString","coordinates":[[-103.68,23.69],[-103.71917,23.69806],[-103.78667,23.7475],[-103.82833,23.74778],[-103.86778,23.77222],[-103.98972,23.74806],[-104.03139,23.75528],[-104.05889,23.75556],[-104.16806,23.84083],[-104.21417,23.86167],[-104.33778,23.92194],[-104.35167,23.96556],[-104.38778,24.00944],[-104.39276,24.01208],[-104.43778,24.00778],[-104.44583,24.01528],[-104.50861,24.02222],[-104.50917,24.0175],[-104.54443,23.97447],[-104.56806,23.96639],[-104.56944,23.9655]]}}
L.T. AGUA AZUL - ATEQUIZA | LineString | 230 kV |  | 37.87 km | 230kV - 2C/4C - 16.7km - 1113ACSR / 19km - 900ACSR | [5 empty] | CONACYT 2024 (oficial) | {"type":"Feature","properties":{},"geometry":{"type":"LineString","coordinates":[[-103.34578,20.65748],[-103.32912,20.63365],[-103.31724,20.63469],[-103.31766,20.63383],[-103.31616,20.63301],[-103.31379,20.62765],[-103.29697,20.62867],[-103.27619,20.62209],[-103.26631,20.61849],[-103.2409,20.61531],[-103.22534,20.6173],[-103.20747,20.63499],[-103.19841,20.5865],[-103.20753,20.55834],[-103.21648,20.48192],[-103.22938,20.47583],[-103.23241,20.47764],[-103.23533,20.47801]]}}
L.T. GUADALAJARA II - COLÓN 93830 | LineString | 230 kV |  | 49.45 km | 230kV - 2C - 49.52km - 900ACSR - TA - SUBTERRANEA | [5 empty] | CONACYT 2024 (oficial) | {"type":"Feature","properties":{},"geometry":{"type":"LineString","coordinates":[[-103.28621,20.55993],[-103.28539,20.55967],[-103.25884,20.5343],[-103.24924,20.5149],[-103.2512,20.48397],[-103.25906,20.47565],[-103.40807,20.46025],[-103.4113,20.46317],[-103.40551,20.54199],[-103.424,20.59017],[-103.42034,20.60181],[-103.41994,20.60185],[-103.40636,20.59704],[-103.4033,20.59934],[-103.39699,20.605],[-103.39642,20.6067],[-103.39447,20.61122],[-103.39499,20.61204],[-103.39572,20.62897]]}}
L.T. MANZANILLO II - COLOMO 73280 | LineString | 230 kV |  | 5.24 km | 230kV - 1C - 5.2km - 900ACSR - TA | [5 empty] | CONACYT 2024 (oficial) | {"type":"Feature","properties":{},"geometry":{"type":"LineString","coordinates":[[-104.27684,19.05109],[-104.28594,19.05111],[-104.31694,19.02821]]}}
L.T. AGUASCALIENTES POT. - CAÑADA 93Z20 | LineString | 230 kV |  | 26.52 km | 230kV - 1C - 26.6km - 900ACSR - TA. | [5 empty] | CONACYT 2024 (oficial) | {"type":"Feature","properties":{},"geometry":{"type":"LineString","coordinates":[[-102.24555,21.99313],[-102.24635,21.99326],[-102.24685,21.99208],[-102.24145,21.99017],[-102.24635,21.90455],[-102.21285,21.78192],[-102.22088,21.76695],[-102.22017,21.76474],[-102.22004,21.76401]]}}
L.T. VILLA DE REYES - AGUASCALIENTES POT. 93140 | LineString | 230 kV |  | 143.22 km | 230kV - 1C - 143km - 900ACSR - TA. | [5 empty] | CONACYT 2024 (oficial) | {"type":"Feature","properties":{},"geometry":{"type":"LineString","coordinates":[[-102.21971,21.76406],[-102.21712,21.76985],[-102.12297,21.81911],[-102.10157,21.80946],[-101.97068,21.77422],[-101.92542,21.75925],[-101.88049,21.74785],[-101.77809,21.80076],[-101.73343,21.83439],[-101.6737,21.8713],[-101.55209,21.85003],[-101.45014,21.86286],[-101.36039,21.85803],[-101.23614,21.81736],[-101.18305,21.83137],[-101.03619,21.79859],[-100.96052,21.81311],[-100.93158,21.831]]}}
L.T. CAÑADA - AGUASCALIENTES OTE. 93430 | LineString | 230 kV |  | 16.17 km | 230kV - 2C - 23km - 900ACSR | [5 empty] | CONACYT 2024 (oficial) | {"type":"Feature","properties":{},"geometry":{"type":"LineString","coordinates":[[-102.24538,21.99333],[-102.24602,21.99384],[-102.25996,21.98379],[-102.29914,21.98436],[-102.29734,21.94386],[-102.2733,21.91768],[-102.27292,21.9073]]}}
L.T. AGUASCALIENTES POT. - AGUASCALIENTES I 93570 | LineString | 230 kV |  | 28.53 km | 230kV - 1C - 29km - 900ACSR - TA. | [5 empty] | CONACYT 2024 (oficial) | {"type":"Feature","properties":{},"geometry":{"type":"LineString","coordinates":[[-102.3836,21.9103],[-102.38714,21.90801],[-102.39054,21.85982],[-102.3846,21.82637],[-102.31855,21.77741],[-102.22217,21.76545],[-102.22137,21.76372]]}}
L.T. CAÑADA - CRUZ AZUL 93580 | LineString | 230 kV |  | 25.0 km | 230kV - 1C - 125km - 795ACSR - TA. | [5 empty] | CONACYT 2024 (oficial) | {"type":"Feature","properties":{},"geometry":{"type":"LineString","coordinates":[[-102.2086,22.18471],[-102.20859,22.18453],[-102.23232,22.18548],[-102.23192,22.15258],[-102.24145,21.99017],[-102.24685,21.99208],[-102.24635,21.99326],[-102.24566,21.99275]]}}
L.T. AGUASCALIENTES POT. - AGUASCALIENTES OTE. 93840 | LineString | 230 kV |  | 17.59 km | 230kV - 2C - 16.60km - 795ACSR - TA. | [5 empty] | CONACYT 2024 (oficial) | {"type":"Feature","properties":{},"geometry":{"type":"LineString","coordinates":[[-102.27288,21.90652],[-102.25946,21.90269],[-102.25916,21.8876],[-102.21928,21.7716],[-102.2207,21.76389]]}}
L.T. VILLA DE REYES - SAN LUIS DE LA PAZ 93320 | LineString | 230 kV |  | 72.51 km | 230kV - 1C - 71.7km - 900ACSR - + - 1km - 1113ACSR | [5 empty] | CONACYT 2024 (oficial) | {"type":"Feature","properties":{},"geometry":{"type":"LineString","coordinates":[[-100.63441,21.28232],[-100.72372,21.45894],[-100.85294,21.66938],[-100.90336,21.76095],[-100.8921,21.83002],[-100.93152,21.83123]]}}
L.T. VILLA DE REYES - SAN LUIS DE LA PAZ 93130 | LineString | 230 kV |  | 98.9 km | 230kV - 1C - 99km - 795ACSR - TA | [5 empty] | CONACYT 2024 (oficial) | {"type":"Feature","properties":{},"geometry":{"type":"LineString","coordinates":[[-100.63354,21.28315],[-100.72275,21.45802],[-100.74805,21.52828],[-100.74146,21.60406],[-100.67884,21.70136],[-100.68346,21.75318],[-100.70273,21.77177],[-100.7288,21.81599],[-100.73354,21.83827],[-100.77212,21.88793],[-100.80195,21.93124],[-100.80653,21.93213],[-100.871,21.84445],[-100.89476,21.83114],[-100.93139,21.83168]]}}
L.T. SAN LUIS II - LA PILA | LineString | 230 kV |  | 27.29 km | 230kV - 2C - 27.4km - 1113ACSR - TA | [5 empty] | CONACYT 2024 (oficial) | {"type":"Feature","properties":{},"geometry":{"type":"LineString","coordinates":[[-100.84722,22.03192],[-100.83119,22.04692],[-100.8133,22.04982],[-100.82945,22.14483],[-100.86252,22.20459],[-100.9049,22.22493],[-100.90508,22.22523]]}}
L.T. VILLA DE REYES - SAN LUIS I 93630 | LineString | 230 kV |  | 33.69 km | 230kV - 1C - 33.5km - 900ACSR - TA | [5 empty] | CONACYT 2024 (oficial) | {"type":"Feature","properties":{},"geometry":{"type":"LineString","coordinates":[[-100.90748,22.09371],[-100.90724,22.09333],[-100.89991,22.05645],[-100.887,22.03616],[-100.88248,21.88901],[-100.89192,21.83221],[-100.89473,21.83155],[-100.9282,21.8319],[-100.93125,21.83219]]}}
L.T. VILLA DE REYES - SAN LUIS I 93640 | LineString | 230 kV |  | 39.35 km | 230kV - 1C - 19.9km - 795ACSR + 19.3km - 900ACSR - | [5 empty] | CONACYT 2024 (oficial) | {"type":"Feature","properties":{},"geometry":{"type":"LineString","coordinates":[[-100.90716,22.09404],[-100.87999,22.06671],[-100.80808,21.94146],[-100.8068,21.93248],[-100.8714,21.84446],[-100.89142,21.83138],[-100.89473,21.83155],[-100.9282,21.8319],[-100.93122,21.83231]]}}
L.T. VILLA DE REYES - LA PILA 93650 | LineString | 230 kV |  | 33.93 km | 230kV - 2C - 20km - 900ACSR - + - 13.6km - 1113ACS | [5 empty] | CONACYT 2024 (oficial) | {"type":"Feature","properties":{},"geometry":{"type":"LineString","coordinates":[[-100.8466,22.03115],[-100.8461,22.03147],[-100.81039,22.0336],[-100.7958,21.94679],[-100.8068,21.93248],[-100.8714,21.84446],[-100.89142,21.83138],[-100.89476,21.83114],[-100.93143,21.83155]]}}
L.T. EL POTOSÍ - SAN LUIS I | LineString | 230 kV |  | 41.2 km | 230kV - 2C - 41.1km - 900ACSR + 13.1km - 1113ACSR | [5 empty] | CONACYT 2024 (oficial) | {"type":"Feature","properties":{},"geometry":{"type":"LineString","coordinates":[[-100.99049,22.32765],[-100.99114,22.32755],[-100.99161,22.31083],[-100.97925,22.22687],[-101.00927,22.22119],[-101.03888,22.18729],[-101.04143,22.17081],[-101.0386,22.14274],[-101.0103,22.10628],[-100.91682,22.08864],[-100.90698,22.09526],[-100.90736,22.09513]]}}
L.T. EL POTOSÍ - CHARCAS POT. 93920 | LineString | 230 kV |  | 86.71 km | 230kV - 1C - 86.7km - 900ACSR + 0.3km - 1113ACSR - | [5 empty] | CONACYT 2024 (oficial) | {"type":"Feature","properties":{},"geometry":{"type":"LineString","coordinates":[[-101.10352,23.09789],[-101.09753,23.07977],[-101.0682,22.75915],[-101.03457,22.55196],[-101.04156,22.5107],[-101.0343,22.46974],[-101.01616,22.44336],[-101.01492,22.43109],[-101.00205,22.39129],[-100.99078,22.3291]]}}
L.T. EL POTOSÍ - SAN LUIS II 93980 | LineString | 230 kV |  | 19.68 km | 230kV - 2C - 8km - 900ACSR + 11.1km - 1113ACSR - T | [5 empty] | CONACYT 2024 (oficial) | {"type":"Feature","properties":{},"geometry":{"type":"LineString","coordinates":[[-100.99048,22.32748],[-100.99162,22.31083],[-100.97926,22.22687],[-100.92859,22.23105],[-100.90582,22.22577]]}}
L.T. CALERA II - FRESNILLO 93Z10 | LineString | 230 kV |  | 41.23 km | 230kV - 1C - 41.1km - 1113ACSR - TA | [5 empty] | CONACYT 2024 (oficial) | {"type":"Feature","properties":{},"geometry":{"type":"LineString","coordinates":[[-102.91803,23.23258],[-102.92489,23.19183],[-102.91811,23.17106],[-102.90546,23.16783],[-102.82469,23.11851],[-102.75875,23.01279],[-102.68801,22.98409],[-102.69289,22.97863]]}}
L.T. AGUASCALIENTES POT. - ZACATECAS II | LineString | 230 kV |  | 119.02 km | 230kV - 2C - 119.8km - 1113ACSR - TA | [5 empty] | CONACYT 2024 (oficial) | {"type":"Feature","properties":{},"geometry":{"type":"LineString","coordinates":[[-102.44756,22.74936],[-102.44764,22.74553],[-102.34569,22.68249],[-102.24269,22.53542],[-102.24998,22.47541],[-102.21984,22.34411],[-102.23684,22.12845],[-102.24031,22.01176],[-102.24628,21.90456],[-102.21283,21.78195],[-102.22088,21.76695],[-102.22017,21.76474],[-102.21987,21.76405]]}}
L.T. LEÓN II - IRAPUATO II (93450) | LineString | 230 kV |  | 59.98 km | 230kV - 56.5km - 900ACSR - 93450 | [5 empty] | CONACYT 2024 (oficial) | {"type":"Feature","properties":{},"geometry":{"type":"LineString","coordinates":[[-101.2974,20.69912],[-101.3014,20.69429],[-101.30842,20.68704],[-101.39498,20.7495],[-101.49068,20.89678],[-101.58311,20.99726],[-101.67717,21.06948],[-101.67874,21.07143]]}}
L.T. POTRERILLOS ENTQ. LEÓN II - LEÓN III | LineString | 230 kV |  | 18.8 km | 230kV - 2C - 20 km - 1113ACSR - TA | [5 empty] | CONACYT 2024 (oficial) | {"type":"Feature","properties":{},"geometry":{"type":"LineString","coordinates":[[-101.68225,21.07474],[-101.68574,21.06263],[-101.69655,21.02653],[-101.7112,21.0084],[-101.75724,20.96328],[-101.78858,20.96496],[-101.79027,20.96565],[-101.79092,20.96586]]}}
L.T. MORELIA POT. - CARAPAN II 93910 | LineString | 230 kV |  | 85.69 km | 230kV - 85.4km - 900ACSR | [5 empty] | CONACYT 2024 (oficial) | {"type":"Feature","properties":{},"geometry":{"type":"LineString","coordinates":[[-101.25235,19.69075],[-101.25272,19.69072],[-101.2575,19.68941],[-101.28005,19.66232],[-101.44842,19.65548],[-101.51356,19.6748],[-101.5699,19.68337],[-101.74193,19.75322],[-101.81963,19.79442],[-101.92542,19.81374],[-101.95775,19.81197],[-102.00723,19.84428],[-102.00692,19.84878]]}}
L.T. MORELIA POT. - CARAPAN II 93940 | LineString | 230 kV |  | 85.29 km | 230kV - 85km - 1113ACSR | [5 empty] | CONACYT 2024 (oficial) | {"type":"Feature","properties":{},"geometry":{"type":"LineString","coordinates":[[-101.25235,19.6907],[-101.25272,19.69072],[-101.2575,19.68941],[-101.30288,19.6621],[-101.44842,19.65548],[-101.51356,19.6748],[-101.5699,19.68337],[-101.74193,19.75322],[-101.7889,19.78934],[-101.92532,19.81428],[-101.95808,19.81287],[-102.00724,19.845],[-102.00662,19.84877]]}}
L.T. LEON II - LEON III | LineString | 230 kV |  | 11.59 km | 230kV - 18km - 1113ACSR - 93280 | [5 empty] | CONACYT 2024 (oficial) | {"type":"Feature","properties":{},"geometry":{"type":"LineString","coordinates":[[-101.72827,21.14392],[-101.74193,21.13218],[-101.71916,21.11082],[-101.71362,21.09563],[-101.69511,21.08963],[-101.67954,21.073]]}}
L.T. LEÓN III - AGUASCALIENTES POT. 93330 | LineString | 230 kV |  | 94.49 km | 230kV - 88.2km - 900ACSR +5km - 1113ACSR +9.4km - | [5 empty] | CONACYT 2024 (oficial) | {"type":"Feature","properties":{},"geometry":{"type":"LineString","coordinates":[[-102.22028,21.7634],[-102.21906,21.75406],[-102.20008,21.69412],[-102.0776,21.50143],[-102.05936,21.49244],[-101.90166,21.37476],[-101.86306,21.28793],[-101.79356,21.19036],[-101.78879,21.16384],[-101.75264,21.11368],[-101.72326,21.13546],[-101.72824,21.14299]]}}
L.T. LEÓN II - SILAO POT. (93400) | LineString | 230 kV |  | 29.03 km | 230kV - 26.5km - 795ACSR - 93400 | [5 empty] | CONACYT 2024 (oficial) | {"type":"Feature","properties":{},"geometry":{"type":"LineString","coordinates":[[-101.46676,20.9072],[-101.46704,20.90709],[-101.46926,20.91239],[-101.51386,20.96494],[-101.62096,21.04319],[-101.63195,21.04791],[-101.67703,21.06969],[-101.67849,21.07167],[-101.67851,21.07179]]}}
L.T. LÁZARO CÁRDENAS POT. - ZIHUATANEJO I 73510 | LineString | 230 kV |  | 77.98 km | 230kV - 1C - 82km - 477ACSR - TA | [5 empty] | CONACYT 2024 (oficial) | {"type":"Feature","properties":{},"geometry":{"type":"LineString","coordinates":[[-101.5896,17.66329],[-101.58745,17.67099],[-101.60539,17.68267],[-101.63308,17.74323],[-101.67135,17.75498],[-101.80475,17.91575],[-101.81628,17.92672],[-101.96703,18.00052],[-102.10653,18.00855],[-102.12518,18.01756],[-102.12189,17.98669]]}}
L.T. LÁZARO CÁRDENAS POT. - SICARTSA II 93210 | LineString | 230 kV |  | 15.22 km | 230kV - 2C - 16km - 1113ACSR - TA | [5 empty] | CONACYT 2024 (oficial) | {"type":"Feature","properties":{},"geometry":{"type":"LineString","coordinates":[[-102.12195,17.98707],[-102.16239,18.0009],[-102.18366,17.99],[-102.19856,17.97043],[-102.20241,17.96762],[-102.20205,17.96623],[-102.20394,17.96393],[-102.2036,17.95421],[-102.206,17.95372],[-102.214,17.93355]]}}
L.T. LÁZARO CÁRDENAS POT. - SICARTSA II 93220 | LineString | 230 kV |  | 15.22 km | 230kV - 2C - 16km - 1113ACSR - TA | [5 empty] | CONACYT 2024 (oficial) | {"type":"Feature","properties":{},"geometry":{"type":"LineString","coordinates":[[-102.12167,17.98769],[-102.16241,18.00089],[-102.18367,17.99001],[-102.19856,17.97043],[-102.20241,17.96762],[-102.20205,17.96623],[-102.20394,17.96393],[-102.2036,17.95421],[-102.206,17.95372],[-102.21371,17.93349]]}}
L.T. C H LA VILLITA - FERTIMEX 93430 C1 Y C2 | LineString | 230 kV |  | 21.15 km | 230kV - 2C - 21.5km - 795ACSR | [5 empty] | CONACYT 2024 (oficial) | {"type":"Feature","properties":{},"geometry":{"type":"LineString","coordinates":[[-102.18259,17.92215],[-102.1931,17.91737],[-102.22733,17.93477],[-102.23732,17.95053],[-102.23936,17.98325],[-102.21961,18.02663],[-102.18317,18.04809],[-102.18304,18.04791],[-102.18317,18.04809],[-102.18304,18.04791]]}}
L.T. LÁZARO CÁRDENAS POT. - IXTAPA POT. (ZONA IXT - ZIHUA) 73570 | LineString | 230 kV |  | 72.09 km | 230kV - 71.3km - 900ACSR | [5 empty] | CONACYT 2024 (oficial) | {"type":"Feature","properties":{},"geometry":{"type":"LineString","coordinates":[[-101.60786,17.7338],[-101.60398,17.74327],[-101.66859,17.77738],[-101.67558,17.78378],[-101.73245,17.8763],[-101.83773,17.95145],[-101.99052,18.03215],[-102.1067,18.02621],[-102.12453,18.01279],[-102.12132,17.988]]}}
L.T. LÁZARO CÁRDENAS POT. - C.H. INFIERNILLO (PITIRERA) 93270 | LineString | 230 kV |  | 45.97 km | 230kV - 1C - 56.8km - 900ACSR - TA | [5 empty] | CONACYT 2024 (oficial) | {"type":"Feature","properties":{},"geometry":{"type":"LineString","coordinates":[[-101.90184,18.27794],[-101.90315,18.2676],[-101.90193,18.25617],[-101.89421,18.23726],[-101.89324,18.20042],[-101.90359,18.16827],[-101.90433,18.12037],[-101.90782,18.11452],[-101.91048,18.11033],[-102.08433,18.02948],[-102.08857,18.02222],[-102.11038,17.9892],[-102.11761,17.98429],[-102.1197,17.98482]]}}
L.T. CARAPAN II - URUAPAN POT. 93390 | LineString | 230 kV |  | 69.03 km | 230kV - 2C - 67.7km - 1113ACSR - TA | [5 empty] | CONACYT 2024 (oficial) | {"type":"Feature","properties":{},"geometry":{"type":"LineString","coordinates":[[-102.08848,19.33111],[-102.10106,19.33326],[-102.13653,19.34864],[-102.16091,19.3626],[-102.17156,19.39309],[-102.17129,19.41217],[-102.1392,19.4435],[-102.14376,19.46411],[-102.09307,19.51244],[-102.07866,19.64731],[-102.02879,19.68499],[-102.02864,19.74772],[-102.02424,19.75118],[-102.01743,19.80341],[-102.00738,19.84881]]}}
L.T. CARAPAN II - ABASOLO II 93210 | LineString | 230 kV |  | 106.66 km | 230kV - 110km - 900ACSR | [5 empty] | CONACYT 2024 (oficial) | {"type":"Feature","properties":{},"geometry":{"type":"LineString","coordinates":[[-101.58927,20.51676],[-101.58919,20.51629],[-101.58379,20.50323],[-101.56859,20.40511],[-101.48011,20.30697],[-101.45833,20.293],[-101.48892,20.2661],[-101.53133,20.24137],[-101.55873,20.21997],[-101.59229,20.19945],[-101.63149,20.13284],[-101.87795,19.94452],[-102.00881,19.86321],[-102.00782,19.84893]]}}
L.T. CARAPAN II - ZAMORA POT. 73100 | LineString | 230 kV |  | 30.01 km | 230kV - 58.8km - 900+1 - 1113ACSR | [5 empty] | CONACYT 2024 (oficial) | {"type":"Feature","properties":{},"geometry":{"type":"LineString","coordinates":[[-102.00858,19.84903],[-102.02373,19.85344],[-102.12353,19.85814],[-102.17732,19.91024],[-102.2216,19.9198],[-102.24307,19.94542],[-102.24346,19.94511]]}}
L.T. FRESNILLO - JERONIMO ORTIZ (DURANGO SUR) 93600 | LineString | 230 kV |  | 199.85 km | 230kV - 1C - 207.2km - 1113ACSR | [5 empty] | CONACYT 2024 (oficial) | {"type":"Feature","properties":{},"geometry":{"type":"LineString","coordinates":[[-102.91792,23.233],[-102.96004,23.29567],[-102.9691,23.34276],[-103.00473,23.35596],[-103.03069,23.40786],[-103.0916,23.46065],[-103.16274,23.53855],[-103.2593,23.54991],[-103.2868,23.59116],[-103.44318,23.65749],[-103.51065,23.65538],[-103.71907,23.70158],[-103.78669,23.74763],[-104.00413,23.74828],[-104.05879,23.75893],[-104.17068,23.8429],[-104.33768,23.92205],[-104.35164,23.96558],[-104.38781,24.00946],[-104.39307,24.0121],[-104.43751,24.00778],[-104.4441,24.01408],[-104.50855,24.02203],[-104.50897,24.01774]]}}
L.T. SAN LUIS I - MEXINOX 93350 | LineString | 230 kV |  | 1.64 km | 230kV - 2C - 1.6km - 900ACSR - TA | [5 empty] | CONACYT 2024 (oficial) | {"type":"Feature","properties":{},"geometry":{"type":"LineString","coordinates":[[-100.89269,22.09265],[-100.90671,22.09448]]}}
L.T. SAN LUIS I - AGUASCALIENTES OTE. 93340 | LineString | 230 kV |  | 147.89 km | 230kV - 1C - 148km - 795ACSR - TA | [5 empty] | CONACYT 2024 (oficial) | {"type":"Feature","properties":{},"geometry":{"type":"LineString","coordinates":[[-102.27285,21.90667],[-102.24474,21.92206],[-101.94999,21.90717],[-101.77437,21.94316],[-101.4557,21.92983],[-101.29625,21.96594],[-101.20958,22.02958],[-101.08322,22.09904],[-100.99903,22.10365],[-100.91441,22.08594],[-100.90724,22.09333],[-100.90759,22.09364]]}}
L.T. SAN LUIS I - ACEROS MEXICO | LineString | 230 kV |  | 2.27 km | 230kV - 2C - 2.5km - 900ACSR - TA - /PA - 93900 | [5 empty] | CONACYT 2024 (oficial) | {"type":"Feature","properties":{},"geometry":{"type":"LineString","coordinates":[[-100.90664,22.09454],[-100.90769,22.09643],[-100.90632,22.09767],[-100.91264,22.10443]]}}
L.T. INDUSTRIA MINERA TAP EL POTOSÍ - SAN LUIS I | LineString | 230 kV |  | 0.74 km | 230kV - 2C - 0.75km - 900ACSR - TA - 93850 | [5 empty] | CONACYT 2024 (oficial) | {"type":"Feature","properties":{},"geometry":{"type":"LineString","coordinates":[[-101.03614,22.17318],[-101.04143,22.17081]]}}
L.T. DURANGO II - CANATLAN | LineString | 230 kV |  | 56.5 km | 230 kV - 2C - 56.7 km - 1113 ACSR/AS | [5 empty] | CONACYT 2024 (oficial) | {"type":"Feature","properties":{},"geometry":{"type":"LineString","coordinates":[[-104.73265,24.51446],[-104.72087,24.53092],[-104.69305,24.52003],[-104.64314,24.40061],[-104.64282,24.16226],[-104.61087,24.08361],[-104.60514,24.07569]]}}
L.T. COLOMO - TAPEIXTLES POT. | LineString | 230 kV |  | 6.43 km | 230kV - 3.8km - 900ACSR | [5 empty] | CONACYT 2024 (oficial) | {"type":"Feature","properties":{},"geometry":{"type":"LineString","coordinates":[[-104.23237,19.05488],[-104.242,19.06632],[-104.2672,19.0652],[-104.27682,19.05132]]}}
L.T. TAPEIXTLES POT. - MELAQUE POT. (FUERA DE SERVICIO) | LineString | 230 kV |  | 5.62 km | 230kV - 2C - 1113ACSR - TA | [5 empty] | CONACYT 2024 (oficial) | {"type":"Feature","properties":{},"geometry":{"type":"LineString","coordinates":[[-104.23188,19.0549],[-104.23169,19.05582],[-104.23819,19.06623],[-104.26718,19.09159]]}}
L.T. VILLA DE REYES - LA PILA 93650 | LineString | 230 kV |  | 33.93 km | 230kV - 2C - 30.1km - 900ACSR - + - 3km - 1113ACSR | [5 empty] | CONACYT 2024 (oficial) | {"type":"Feature","properties":{},"geometry":{"type":"LineString","coordinates":[[-100.84669,22.03132],[-100.8461,22.03147],[-100.81039,22.0336],[-100.7958,21.94679],[-100.8068,21.93248],[-100.8714,21.84446],[-100.89142,21.83138],[-100.89476,21.83114],[-100.93143,21.83155]]}}
L.T. EL POTOSÍ - SAN LUIS I | LineString | 230 kV |  | 41.2 km | 230kV - 2C - 41.1km - 900ACSR + 13.1km - 1113ACSR | [5 empty] | CONACYT 2024 (oficial) | {"type":"Feature","properties":{},"geometry":{"type":"LineString","coordinates":[[-100.99053,22.32787],[-100.99114,22.32755],[-100.99161,22.31083],[-100.97925,22.22687],[-101.00927,22.22119],[-101.03888,22.18729],[-101.04143,22.17081],[-101.0386,22.14274],[-101.0103,22.10628],[-100.91682,22.08864],[-100.90698,22.09526],[-100.90703,22.09492]]}}
L.T. SAN LUIS II - LA PILA | LineString | 230 kV |  | 27.29 km | 230kV - 2C - 27.4km - 1113ACSR - TA | [5 empty] | CONACYT 2024 (oficial) | {"type":"Feature","properties":{},"geometry":{"type":"LineString","coordinates":[[-100.84711,22.03175],[-100.83119,22.04692],[-100.8133,22.04982],[-100.82945,22.14483],[-100.86252,22.20459],[-100.9049,22.22493],[-100.90518,22.22513]]}}
L.T. AGUASCALIENTES POT. - AGUASCALIENTES OTE. 93820 | LineString | 230 kV |  | 17.58 km | 230kV - 2C - 17.54km - 795ACSR - TA. | [5 empty] | CONACYT 2024 (oficial) | {"type":"Feature","properties":{},"geometry":{"type":"LineString","coordinates":[[-102.27291,21.90635],[-102.25947,21.90269],[-102.25917,21.8876],[-102.21929,21.7716],[-102.22071,21.76389]]}}
L.T. AGUASCALIENTES POT. - SAN JUAN DE LOS LAGOS II 73F40 | LineString | 230 kV |  | 54.09 km | 230kV - 2C - 55km - 1113 - KCMACSR/AS - T.A. | [5 empty] | CONACYT 2024 (oficial) | {"type":"Feature","properties":{},"geometry":{"type":"LineString","coordinates":[[-102.42991,21.33359],[-102.42967,21.33428],[-102.41561,21.37421],[-102.34446,21.47215],[-102.33689,21.49389],[-102.32978,21.55123],[-102.28966,21.60457],[-102.2853,21.64301],[-102.25178,21.67128],[-102.23575,21.72434],[-102.22406,21.75115],[-102.22322,21.76365],[-102.22288,21.76338]]}}
L.T. LÁZARO CÁRDENAS POT. - LA VILLITA 93420 | LineString | 230 kV |  | 11.54 km | 230kV - 2C - 11.6km - 900ACSR - TA | [5 empty] | CONACYT 2024 (oficial) | {"type":"Feature","properties":{},"geometry":{"type":"LineString","coordinates":[[-102.12165,17.98712],[-102.16382,18.00238],[-102.16347,18.03841],[-102.18315,18.04818],[-102.18294,18.04795]]}}
L.T. GUADALAJARA OTE. - ZAPOTLANEJO POT. 93790 | LineString | 230 kV |  | 12.27 km | 230kV - 2C - 12.22km - 900ACSR - TA | [5 empty] | CONACYT 2024 (oficial) | {"type":"Feature","properties":{},"geometry":{"type":"LineString","coordinates":[[-103.16678,20.68878],[-103.16923,20.68945],[-103.17905,20.67869],[-103.17391,20.6551],[-103.18055,20.64504],[-103.1839,20.6399],[-103.19146,20.63818],[-103.20761,20.63573],[-103.21522,20.64294],[-103.2344,20.64476],[-103.23492,20.64472]]}}
L.T. C.H. LA VILLITA - SICARTSA I 93410 | LineString | 230 kV |  | 16.99 km | 230kV - 2C - 17.8km - 795ACSR | [5 empty] | CONACYT 2024 (oficial) | {"type":"Feature","properties":{},"geometry":{"type":"LineString","coordinates":[[-102.19713,17.93948],[-102.19702,17.9397],[-102.20321,17.95202],[-102.2148,17.95381],[-102.23753,17.96736],[-102.23194,17.99941],[-102.21885,18.02651],[-102.1843,18.04707],[-102.18396,18.04733]]}}
L.T. C.H. LA VILLITA - SICARTSA I 93420 | LineString | 230 kV |  | 16.99 km | 230kV - 2C - 17.8km - 795ACSR | [5 empty] | CONACYT 2024 (oficial) | {"type":"Feature","properties":{},"geometry":{"type":"LineString","coordinates":[[-102.19705,17.93941],[-102.19702,17.9397],[-102.20321,17.95202],[-102.2148,17.95381],[-102.23753,17.96736],[-102.23194,17.99941],[-102.21885,18.02651],[-102.1843,18.04707],[-102.18393,18.04724]]}}
L.T. LEÓN II - LEÓN IV 93270 | LineString | 230 kV |  | 18.06 km | 230kV - 18km - 1113ACSR - 93280 | [5 empty] | CONACYT 2024 (oficial) | {"type":"Feature","properties":{},"geometry":{"type":"LineString","coordinates":[[-101.60488,21.13646],[-101.60468,21.13659],[-101.59471,21.12876],[-101.59904,21.10816],[-101.59439,21.08464],[-101.60996,21.0565],[-101.63195,21.04791],[-101.67702,21.06969],[-101.67786,21.07215],[-101.67815,21.07221]]}}
L.T. LEÓN II - LEÓN IV 93280 | LineString | 230 kV |  | 18.06 km | 230kV - 18km - 1113ACSR - 93280 | [5 empty] | CONACYT 2024 (oficial) | {"type":"Feature","properties":{},"geometry":{"type":"LineString","coordinates":[[-101.6048,21.13637],[-101.60468,21.13659],[-101.59471,21.12876],[-101.59904,21.10816],[-101.59439,21.08464],[-101.60996,21.0565],[-101.63195,21.04791],[-101.67702,21.06969],[-101.67786,21.07215],[-101.67805,21.07231]]}}
L.T. EL POTOSÍ - SAN LUIS II 93990 | LineString | 230 kV |  | 17.64 km | 230kV - 2C - 0.3km - 900ACSR + 17.8km - 1113ACSR - | [5 empty] | CONACYT 2024 (oficial) | {"type":"Feature","properties":{},"geometry":{"type":"LineString","coordinates":[[-100.99067,22.32846],[-100.97894,22.24759],[-100.95552,22.22852],[-100.92987,22.23166],[-100.90559,22.22603]]}}
L.T. ZACATECAS II - CALERA II 93560 | LineString | 230 kV |  | 35.93 km | 230kV - 2C - 35.9km. - 900ACSR/AS - 1C/F - TA | [5 empty] | CONACYT 2024 (oficial) | {"type":"Feature","properties":{},"geometry":{"type":"LineString","coordinates":[[-102.69344,22.97834],[-102.6929,22.97808],[-102.60609,22.9058],[-102.45216,22.75591],[-102.44722,22.75387],[-102.44696,22.75012]]}}
L.T. ZACATECAS II - CALERA II 93970 | LineString | 230 kV |  | 35.92 km | 230kV - 2C - 35.9km - 1113ACSR/AS - 1C/F - TA | [5 empty] | CONACYT 2024 (oficial) | {"type":"Feature","properties":{},"geometry":{"type":"LineString","coordinates":[[-102.69325,22.97847],[-102.6929,22.97808],[-102.60609,22.9058],[-102.45216,22.75591],[-102.44722,22.75387],[-102.44709,22.75015]]}}
L.T. ZACATECAS II - CRUZ AZUL 93880 | LineString | 230 kV |  | 73.72 km | 230kV - 1C - 68km - 900ACSR - PC | [5 empty] | CONACYT 2024 (oficial) | {"type":"Feature","properties":{},"geometry":{"type":"LineString","coordinates":[[-102.20871,22.18467],[-102.20859,22.18453],[-102.23232,22.18548],[-102.21989,22.34411],[-102.24998,22.47544],[-102.23973,22.53531],[-102.44787,22.74564],[-102.44772,22.74935]]}}
L.T. AGUASCALIENTES POT. - SAN JUAN DE LOS LAGOS II 73F40 | LineString | 230 kV |  | 54.09 km | 230kV - 2C - 55km - 1113 - KCMACSR/AS - T.A. | [5 empty] | CONACYT 2024 (oficial) | {"type":"Feature","properties":{},"geometry":{"type":"LineString","coordinates":[[-102.43027,21.33364],[-102.42967,21.33428],[-102.41561,21.37421],[-102.34446,21.47215],[-102.33689,21.49389],[-102.32978,21.55123],[-102.28966,21.60457],[-102.2853,21.64301],[-102.25178,21.67128],[-102.23575,21.72434],[-102.22406,21.75115],[-102.22322,21.76365],[-102.2231,21.76333]]}}
L.T. LEÓN III - POTRERILLOS | LineString | 230 kV |  | 32.21 km | 230kV - 10.6km - 2C - 795ACSR - 9 - 900+25 - 1113 | [5 empty] | CONACYT 2024 (oficial) | {"type":"Feature","properties":{},"geometry":{"type":"LineString","coordinates":[[-101.72789,21.1431],[-101.72824,21.14299],[-101.72326,21.13546],[-101.75264,21.11368],[-101.69876,21.0888],[-101.68261,21.07426],[-101.68574,21.06263],[-101.69655,21.02653],[-101.7112,21.0084],[-101.75724,20.96328],[-101.78858,20.96496],[-101.79027,20.96565],[-101.79092,20.96586]]}}
L.T. ACATLÁN - CD. GUZMÁN 93520 | LineString | 230 kV |  | 97.26 km | 230kV - 1C - 97.27km - 900ACSR - TA | [5 empty] | CONACYT 2024 (oficial) | {"type":"Feature","properties":{},"geometry":{"type":"LineString","coordinates":[[-103.56308,20.41731],[-103.57144,20.41951],[-103.5864,20.4077],[-103.62338,20.32281],[-103.62314,20.27176],[-103.55565,20.17433],[-103.54753,20.11152],[-103.59198,20.03767],[-103.60541,20.02695],[-103.61303,19.99189],[-103.6297,19.89509],[-103.56286,19.80092],[-103.5181,19.68558],[-103.50019,19.65086],[-103.48827,19.66413],[-103.4872,19.66494]]}}
L.T. ACATLÁN - GUADALAJARA I 93230 | LineString | 230 kV |  | 33.01 km | 230kV - 2C - 33km - 900ACSR - TA | [5 empty] | CONACYT 2024 (oficial) | {"type":"Feature","properties":{},"geometry":{"type":"LineString","coordinates":[[-103.56165,20.41799],[-103.56209,20.4191],[-103.55209,20.42989],[-103.46075,20.45454],[-103.41191,20.46071],[-103.40609,20.54198],[-103.42471,20.59066],[-103.42111,20.60165],[-103.42084,20.60236]]}}
L.T. ACATLÁN - GUADALAJARA I 93360 | LineString | 230 kV |  | 33.01 km | 230kV - 2C - 33km - 900ACSR - TA | [5 empty] | CONACYT 2024 (oficial) | {"type":"Feature","properties":{},"geometry":{"type":"LineString","coordinates":[[-103.56127,20.41819],[-103.56209,20.4191],[-103.55209,20.42989],[-103.46075,20.45454],[-103.41191,20.46071],[-103.40609,20.54198],[-103.42471,20.59066],[-103.42111,20.60165],[-103.42104,20.60239]]}}
L.T. ACATLÁN - TESISTÁN 93370 | LineString | 230 kV |  | 44.66 km | 231kV - 2C - 44.64km - 900ACSR - TA | [5 empty] | CONACYT 2024 (oficial) | {"type":"Feature","properties":{},"geometry":{"type":"LineString","coordinates":[[-103.50356,20.78734],[-103.50427,20.7876],[-103.52788,20.76999],[-103.54888,20.7273],[-103.58049,20.69962],[-103.58765,20.65513],[-103.57703,20.61001],[-103.56526,20.4384],[-103.56275,20.41842],[-103.56249,20.41748]]}}
L.T. ALAMOS - AGUA AZUL | LineString | 230 kV |  | 4.73 km | 230kV - 2C - 4.72 - SUBTERRANEA | [5 empty] | CONACYT 2024 (oficial) | {"type":"Feature","properties":{},"geometry":{"type":"LineString","coordinates":[[-103.31724,20.63469],[-103.32912,20.63365],[-103.34578,20.65748]]}}
L.T. ALAMOS - SAN MARTÍN | LineString | 230 kV |  | 5.67 km | 230kV - 1c/4c - 5.67km - 1113ACSR - PA | [5 empty] | CONACYT 2024 (oficial) | {"type":"Feature","properties":{},"geometry":{"type":"LineString","coordinates":[[-103.27647,20.62101],[-103.27619,20.62209],[-103.29697,20.62867],[-103.31379,20.62765],[-103.31616,20.63301],[-103.31766,20.63383],[-103.31741,20.63436]]}}
L.T. SAN MARTÍN - ZAPOTLANEJO POT. | LineString | 230 kV |  | 17.38 km | 230kV - 2C - 17.37km - 1113ACSR - TA - PA | [5 empty] | CONACYT 2024 (oficial) | {"type":"Feature","properties":{},"geometry":{"type":"LineString","coordinates":[[-103.16704,20.68828],[-103.16923,20.68945],[-103.17902,20.6787],[-103.17396,20.65509],[-103.18055,20.64504],[-103.1839,20.6399],[-103.19146,20.63818],[-103.20719,20.63527],[-103.22534,20.6173],[-103.2409,20.61531],[-103.26631,20.61849],[-103.27619,20.62209],[-103.27631,20.62101]]}}
L.T. ATEQUIZA - OCOTLÁN 93720 | LineString | 230 kV |  | 65.22 km | 230 - Kv - 1C - 65.27km - 900ACSR - TA | [5 empty] | CONACYT 2024 (oficial) | {"type":"Feature","properties":{},"geometry":{"type":"LineString","coordinates":[[-102.68583,20.29651],[-102.68798,20.30576],[-102.72199,20.30868],[-102.82518,20.34773],[-103.07849,20.39505],[-103.12262,20.38685],[-103.17993,20.40225],[-103.22091,20.46035],[-103.22955,20.47538],[-103.23269,20.47732],[-103.23528,20.47722]]}}
L.T. ATEQUIZA - ZAPOTLANEJO | LineString | 230 kV |  | 28.53 km | 230kV - 2C - 19 - 900ACSR + 9.5km - 1113ACSR - TA | [5 empty] | CONACYT 2024 (oficial) | {"type":"Feature","properties":{},"geometry":{"type":"LineString","coordinates":[[-103.16716,20.68801],[-103.16923,20.68945],[-103.17902,20.6787],[-103.17396,20.65509],[-103.18055,20.64504],[-103.1839,20.6399],[-103.19146,20.63818],[-103.20761,20.63573],[-103.19841,20.5865],[-103.20753,20.55833],[-103.21647,20.48192],[-103.22938,20.47583],[-103.23241,20.47764],[-103.23532,20.47781]]}}
L.T. GUADALAJARA I - GUADALAJARA II 93810 | LineString | 230 kV |  | 43.0 km | 230kV - 2C - 43km - 900ACSR - TA | [5 empty] | CONACYT 2024 (oficial) | {"type":"Feature","properties":{},"geometry":{"type":"LineString","coordinates":[[-103.42029,20.60242],[-103.42034,20.60181],[-103.42399,20.59021],[-103.40551,20.54203],[-103.4113,20.4632],[-103.40807,20.46028],[-103.25906,20.47568],[-103.25119,20.48401],[-103.24924,20.51494],[-103.25884,20.53434],[-103.28539,20.55967],[-103.28609,20.5601]]}}
L.T. GUADALAJARA I - COLÓN | LineString | 230 kV |  | 6.52 km | 230 - Kv - 2C - 6.48km - 900ACSR - SUBTERRANEA | [5 empty] | CONACYT 2024 (oficial) | {"type":"Feature","properties":{},"geometry":{"type":"LineString","coordinates":[[-103.39572,20.62897],[-103.39499,20.61204],[-103.39447,20.61122],[-103.39642,20.6067],[-103.39699,20.605],[-103.4033,20.59934],[-103.40636,20.59704],[-103.41994,20.60185],[-103.42034,20.60242]]}}
L.T. GUADALAJARA II - ATEQUIZA 93730 | LineString | 230 kV |  | 15.72 km | 230kV - 2C - 13.6km - 900ACSR - TA | [5 empty] | CONACYT 2024 (oficial) | {"type":"Feature","properties":{},"geometry":{"type":"LineString","coordinates":[[-103.28599,20.56077],[-103.27658,20.56416],[-103.22792,20.53504],[-103.21376,20.51063],[-103.21643,20.48825],[-103.23596,20.47718]]}}
L.T. GUADALAJARA II - ATEQUIZA 93750 | LineString | 230 kV |  | 13.6 km | 230kV - 2C - 15.73km - 900ACSR - TA | [5 empty] | CONACYT 2024 (oficial) | {"type":"Feature","properties":{},"geometry":{"type":"LineString","coordinates":[[-103.2353,20.47745],[-103.23269,20.47732],[-103.22955,20.47538],[-103.22238,20.4909],[-103.27523,20.55757],[-103.28603,20.56049]]}}
L.T. GUADALAJARA NORTE - AGUA PRIETA 93200 | LineString | 230 kV |  | 3.04 km | 230kV - 2C - 3.04km - 900ACSR - TA | [5 empty] | CONACYT 2024 (oficial) | {"type":"Feature","properties":{},"geometry":{"type":"LineString","coordinates":[[-103.32542,20.78518],[-103.35006,20.77754]]}}
L.T. GUADALAJARA NORTE - LA TUZANÍA | LineString | 230 kV |  | 15.72 km | 230kV - 2C - 15.72km - 900ACSR - / - 0.2km - 1113A | [5 empty] | CONACYT 2024 (oficial) | {"type":"Feature","properties":{},"geometry":{"type":"LineString","coordinates":[[-103.35054,20.77778],[-103.35293,20.77555],[-103.36307,20.75987],[-103.38304,20.75993],[-103.39089,20.7895],[-103.4607,20.77691],[-103.46065,20.77667],[-103.45988,20.77609]]}}
L.T. GUADALAJARA OTE. - GUADALAJARA NTE 93770 | LineString | 230 kV |  | 30.17 km | 230kV - 2C - 30.17km - 900ACSR - TA - PA | [5 empty] | CONACYT 2024 (oficial) | {"type":"Feature","properties":{},"geometry":{"type":"LineString","coordinates":[[-103.23466,20.64557],[-103.23434,20.6456],[-103.21504,20.64341],[-103.20249,20.64939],[-103.19495,20.69626],[-103.2254,20.73045],[-103.25923,20.74636],[-103.26925,20.77377],[-103.29421,20.79176],[-103.34996,20.77739]]}}
L.T. GUADALAJARA OTE. - TESISTÁN 93780 | LineString | 230 kV |  | 50.37 km | 230kV - 2C - 50.36km - 93780 - TA - PA | [5 empty] | CONACYT 2024 (oficial) | {"type":"Feature","properties":{},"geometry":{"type":"LineString","coordinates":[[-103.23462,20.64575],[-103.23434,20.6456],[-103.21504,20.64341],[-103.20249,20.64939],[-103.19495,20.69626],[-103.2254,20.73045],[-103.25923,20.74636],[-103.26925,20.77377],[-103.29421,20.79176],[-103.35293,20.77555],[-103.36307,20.75987],[-103.38304,20.75993],[-103.39089,20.7895],[-103.4607,20.77691],[-103.46065,20.77667],[-103.4607,20.77691],[-103.50228,20.78694],[-103.50264,20.78746]]}}
L.T. GUADALAJARA OTE. - ZAPOTLANEJO POT. 93790 | LineString | 230 kV |  | 12.27 km | 230kV - 2C - 12.22km - 900ACSR - TA | [5 empty] | CONACYT 2024 (oficial) | {"type":"Feature","properties":{},"geometry":{"type":"LineString","coordinates":[[-103.16687,20.68855],[-103.16923,20.68945],[-103.17905,20.67869],[-103.17391,20.6551],[-103.18055,20.64504],[-103.1839,20.6399],[-103.19146,20.63818],[-103.20761,20.63573],[-103.21522,20.64294],[-103.2344,20.64476],[-103.23485,20.64494]]}}
L.T. NIÑOS HÉROES - TÉRMICA ZAPOPAN | LineString | 230 kV |  | 4.63 km | 230kV - 2C - 6km - 1113ACSR - PA | [5 empty] | CONACYT 2024 (oficial) | {"type":"Feature","properties":{},"geometry":{"type":"LineString","coordinates":[[-103.4146,20.67978],[-103.37428,20.66469],[-103.3738,20.66537],[-103.37367,20.66545]]}}
L.T. TEPIC II - VALLARTA POT. L2 93940 | LineString | 230 kV |  | 106.5 km | 230kV - 1C - 107km - 1113ACSR - TA | [5 empty] | CONACYT 2024 (oficial) | {"type":"Feature","properties":{},"geometry":{"type":"LineString","coordinates":[[-105.1961,20.72285],[-105.19729,20.73966],[-105.21143,20.76975],[-105.20252,20.82229],[-105.14023,20.92579],[-105.13158,20.99549],[-105.16135,21.07833],[-104.92562,21.42753],[-104.91885,21.49344],[-104.92516,21.51367],[-104.9457,21.5328],[-104.93793,21.58227]]}}
L.T. TESISTÁN - LA TUZANÍA | LineString | 230 kV |  | 4.7 km | 230kV - 2C - 4.7km - 900ACSR +0.2km - 1113ACSR - T | [5 empty] | CONACYT 2024 (oficial) | {"type":"Feature","properties":{},"geometry":{"type":"LineString","coordinates":[[-103.45996,20.77593],[-103.46065,20.77667],[-103.4607,20.77691],[-103.50228,20.78694],[-103.50292,20.78722]]}}
L.T. TESISTÁN - NIÑOS HÉROES 93590 | LineString | 230 kV |  | 23.71 km | 230kV - 2C - 6km - 1113ACSR - +22km - 900ACSR - TA | [5 empty] | CONACYT 2024 (oficial) | {"type":"Feature","properties":{},"geometry":{"type":"LineString","coordinates":[[-103.37383,20.66551],[-103.3738,20.66537],[-103.37428,20.66469],[-103.42458,20.68373],[-103.45985,20.70162],[-103.47175,20.69324],[-103.48197,20.71316],[-103.49888,20.72189],[-103.50697,20.75331],[-103.50062,20.75917],[-103.50316,20.78612],[-103.50359,20.78641]]}}
L.T. TESISTÁN - TÉRMICA ZAPOPAN 63970 | LineString | 230 kV |  | 19.1 km | 230kV - 1C - 19.09km - 900ACSR - TA - PA | [5 empty] | CONACYT 2024 (oficial) | {"type":"Feature","properties":{},"geometry":{"type":"LineString","coordinates":[[-103.41469,20.67977],[-103.42458,20.68373],[-103.45985,20.70162],[-103.47175,20.69324],[-103.48197,20.71316],[-103.49888,20.72189],[-103.50697,20.75331],[-103.50062,20.75917],[-103.50316,20.78612],[-103.50383,20.7862]]}}
L.T. COLIMA II - TAPEIXTLES POT. 93550 | LineString | 230 kV |  | 58.52 km | 230kV - 1C - 58.66km - 900ACSR - TA | [5 empty] | CONACYT 2024 (oficial) | {"type":"Feature","properties":{},"geometry":{"type":"LineString","coordinates":[[-103.77569,19.28005],[-103.78669,19.27972],[-103.84948,19.24335],[-103.89252,19.22077],[-103.98669,19.1636],[-104.02541,19.09813],[-104.1771,19.06827],[-104.23819,19.06623],[-104.23169,19.05582],[-104.23152,19.05487]]}}
L.T. COLIMA II - TAPEIXTLES POT. 93530 | LineString | 230 kV |  | 58.63 km | 230kV - 1C - 58.60km - 900ACSR - TA | [5 empty] | CONACYT 2024 (oficial) | {"type":"Feature","properties":{},"geometry":{"type":"LineString","coordinates":[[-103.77558,19.28046],[-103.77624,19.28086],[-103.80949,19.29204],[-103.85094,19.24445],[-103.89324,19.22234],[-103.98575,19.16637],[-104.02608,19.09833],[-104.11159,19.07048],[-104.14822,19.07728],[-104.20867,19.0679],[-104.23135,19.0549]]}}
L.T. TEPIC II - VALLARTA POT. L1 93930 | LineString | 230 kV |  | 107.08 km | 230kV - 1C - 106.5km - 900ACSR - TA | [5 empty] | CONACYT 2024 (oficial) | {"type":"Feature","properties":{},"geometry":{"type":"LineString","coordinates":[[-105.1958,20.72284],[-105.19578,20.72707],[-105.15196,20.76844],[-105.1383,20.8392],[-105.13093,20.99579],[-105.13256,20.9965],[-105.16224,21.07828],[-105.11946,21.15556],[-105.06707,21.22526],[-104.92661,21.42781],[-104.92038,21.486],[-104.92579,21.51308],[-104.93662,21.51494],[-104.9466,21.52772],[-104.94266,21.58263],[-104.93753,21.58252]]}}
L.T. ZAMORA POT. - OCOTLÁN 93210 | LineString | 230 kV |  | 66.69 km | 230kV - 41km - 900+1 - 1113 | [5 empty] | CONACYT 2024 (oficial) | {"type":"Feature","properties":{},"geometry":{"type":"LineString","coordinates":[[-102.6855,20.29656],[-102.68695,20.30567],[-102.5339,20.29232],[-102.369,20.10941],[-102.27049,20.00511],[-102.26081,19.99138],[-102.25772,19.96197],[-102.24307,19.94542],[-102.24354,19.94523]]}}
L.T. SILAO II - SILAO | LineString | 230 kV |  | 6.94 km | 230kV - 8km - 477ACSR | [5 empty] | CONACYT 2024 (oficial) | {"type":"Feature","properties":{},"geometry":{"type":"LineString","coordinates":[[-101.43709,20.93649],[-101.43066,20.90802],[-101.4652,20.90646]]}}
L.T. SALAMANCA II - ABASOLO 93440 | LineString | 230 kV |  | 66.97 km | 230kV - 66km - 900ACSR - 93440 | [5 empty] | CONACYT 2024 (oficial) | {"type":"Feature","properties":{},"geometry":{"type":"LineString","coordinates":[[-101.58909,20.51674],[-101.58919,20.51629],[-101.58379,20.50323],[-101.56859,20.40511],[-101.48011,20.30697],[-101.45833,20.293],[-101.39513,20.3298],[-101.26023,20.44308],[-101.2322,20.53467],[-101.23027,20.53418]]}}
L.T. APODACA TECNOLOGY PARK TAP ESCOBEDO - ELECTRODOS | LineString | 230 kV |  | 0.17 km | 230KV-1C- 795ACSR-0.17KM -PA | [5 empty] | CONACYT 2024 (oficial) | {"type":"Feature","properties":{},"geometry":{"type":"LineString","coordinates":[[-100.17047,25.7926],[-100.16897,25.79287]]}}
NO DEFINIDO | LineString | 230 kV |  | 0.79 km | NO DEFINIDO | [5 empty] | CONACYT 2024 (oficial) | {"type":"Feature","properties":{},"geometry":{"type":"LineString","coordinates":[[-100.69159,28.48285],[-100.69173,28.48274],[-100.69522,28.48044],[-100.69841,28.48136]]}}
NO DEFINIDO | LineString | 230 kV |  | 0.78 km | NO DEFINIDO | [5 empty] | CONACYT 2024 (oficial) | {"type":"Feature","properties":{},"geometry":{"type":"LineString","coordinates":[[-100.69167,28.48289],[-100.69173,28.48274],[-100.69522,28.48044],[-100.69831,28.48147]]}}
L.T. TORREON SUR - ANDALUCIA | LineString | 230 kV |  | 16.13 km | 230KV-2C-336 ACSR-15.85KM-PC | [5 empty] | CONACYT 2024 (oficial) | {"type":"Feature","properties":{},"geometry":{"type":"LineString","coordinates":[[-103.31001,25.45519],[-103.25922,25.49413],[-103.24932,25.53895],[-103.21994,25.56559]]}}
L.T. SAMALAYUCA-TERRANOVA | LineString | 230 kV |  | 34.83 km | 230KV-1C-900ACSR-34.33KM-PC-PM | [5 empty] | CONACYT 2024 (oficial) | {"type":"Feature","properties":{},"geometry":{"type":"LineString","coordinates":[[-106.48453,31.33031],[-106.47722,31.32981],[-106.45572,31.36118],[-106.46068,31.56946],[-106.4412,31.5806],[-106.41411,31.5546],[-106.40716,31.55533],[-106.40689,31.55594]]}}
LT CAMARGO II - SANTIAGO II | LineString | 230 kV |  | 121.9 km | 230 KV-1C-120KM-795KCM-TA | [5 empty] | CONACYT 2024 (oficial) | {"type":"Feature","properties":{},"geometry":{"type":"LineString","coordinates":[[-105.80794,26.86376],[-105.66107,27.00586],[-105.52334,27.16598],[-105.51667,27.26515],[-105.36503,27.50766],[-105.05195,27.64613],[-105.06429,27.6574]]}}
L.T. FRANCISCO VILLA - CAMARGO II | LineString | 230 kV |  | 67.67 km | 230 KV- 1C- 900ACSR-67.5KM-TA | [5 empty] | CONACYT 2024 (oficial) | {"type":"Feature","properties":{},"geometry":{"type":"LineString","coordinates":[[-105.44467,28.16368],[-105.42059,28.11826],[-105.20245,27.82468],[-105.18621,27.79397],[-105.08723,27.67563],[-105.06473,27.65757]]}}
LT FCO. VILLA - CAMARGO II | LineString | 230 kV |  | 67.53 km | 230 KV- 1C-900ACSR- 67.50KM-TA | [5 empty] | CONACYT 2024 (oficial) | {"type":"Feature","properties":{},"geometry":{"type":"LineString","coordinates":[[-105.06405,27.65826],[-105.10067,27.69395],[-105.43784,28.15343],[-105.44298,28.16448],[-105.44362,28.16425]]}}
LT FCO. VILLA - MINERA HERCULES | LineString | 230 kV |  | 166.03 km | 230 KV- 1C- 900ACSR-165.97KM-TA | [5 empty] | CONACYT 2024 (oficial) | {"type":"Feature","properties":{},"geometry":{"type":"LineString","coordinates":[[-103.83257,28.04792],[-104.03869,28.08312],[-104.36705,28.18605],[-104.60064,28.23239],[-104.72672,28.18075],[-104.94406,28.21171],[-105.19067,28.14908],[-105.25117,28.14526],[-105.39884,28.16654],[-105.42222,28.16019],[-105.43429,28.15124],[-105.44298,28.16448],[-105.44369,28.16473]]}}
L.T. SAMALAYUCA SUR - VALLE DE JUAREZ | LineString | 230 kV |  | 58.3 km | 230KV-1C-1113ACSR-58.37KM-TA/PA | [5 empty] | CONACYT 2024 (oficial) | {"type":"Feature","properties":{},"geometry":{"type":"LineString","coordinates":[[-106.37329,31.70192],[-106.37286,31.70147],[-106.36343,31.70494],[-106.35435,31.69906],[-106.34959,31.69412],[-106.34414,31.68199],[-106.3421,31.67745],[-106.34075,31.67441],[-106.3396,31.67191],[-106.3261,31.65028],[-106.30901,31.62932],[-106.30389,31.61916],[-106.30377,31.61242],[-106.28957,31.58641],[-106.28256,31.56371],[-106.2635,31.55165],[-106.27493,31.53244],[-106.32714,31.46822],[-106.32812,31.467],[-106.46389,31.3013],[-106.47181,31.30146],[-106.49289,31.31066]]}}
L.T. SAMALAYUCA - SAMALAYUCA SUR | LineString | 230 kV |  | 2.86 km | 230KV-1C-900ACSR-2.72KM-TA | [5 empty] | CONACYT 2024 (oficial) | {"type":"Feature","properties":{},"geometry":{"type":"LineString","coordinates":[[-106.49252,31.31128],[-106.49178,31.31075],[-106.48935,31.30979],[-106.48401,31.32986],[-106.48464,31.32994]]}}
L.T. SAMALAYUCA SUR- MOCTEZUMA | LineString | 230 kV |  | 127.56 km | 230KV-1C-900ACSR-127.45KM-TA | [5 empty] | CONACYT 2024 (oficial) | {"type":"Feature","properties":{},"geometry":{"type":"LineString","coordinates":[[-106.49319,31.31039],[-106.49271,31.3099],[-106.49018,31.3087],[-106.503,31.28662],[-106.49825,31.13713],[-106.49513,31.12103],[-106.50149,31.09932],[-106.5421,30.62427],[-106.536,30.3805],[-106.46222,30.19517],[-106.45315,30.17922]]}}
L.T. SAMALAYUCA SUR - MOCTEZUMA | LineString | 230 kV |  | 129.66 km | 230KV-1C-1113ACSR-129.54KM-TA/PA | [5 empty] | CONACYT 2024 (oficial) | {"type":"Feature","properties":{},"geometry":{"type":"LineString","coordinates":[[-106.49373,31.30958],[-106.50535,31.29212],[-106.50232,31.2032],[-106.51268,31.19533],[-106.51018,31.02023],[-106.54394,30.6247],[-106.58795,30.47333],[-106.5495,30.35325],[-106.50019,30.28612],[-106.46082,30.1874],[-106.45413,30.17875]]}}
L.T. SAMALAYUCA - SAMALAYUCA SUR | LineString | 230 kV |  | 2.91 km | 230KV-1C-900ACSR-2.79KM-TA | [5 empty] | CONACYT 2024 (oficial) | {"type":"Feature","properties":{},"geometry":{"type":"LineString","coordinates":[[-106.48458,31.33012],[-106.48401,31.32986],[-106.48935,31.30979],[-106.49178,31.31075],[-106.49264,31.31098]]}}
L.T. SAMALAYUCA SUR - MOCTEZUMA | LineString | 230 kV |  | 127.49 km | 230KV-1C-900ACSR-127.39KM-TA | [5 empty] | CONACYT 2024 (oficial) | {"type":"Feature","properties":{},"geometry":{"type":"LineString","coordinates":[[-106.45331,30.17914],[-106.46277,30.19483],[-106.53655,30.38043],[-106.54253,30.6244],[-106.49883,31.13713],[-106.50373,31.28675],[-106.49018,31.3087],[-106.49271,31.3099],[-106.49348,31.30995]]}}
L.T. SAMALAYUCA-SAMALAYUCA SUR | LineString | 230 kV |  | 2.37 km | 230KV-1C-1113ACSR-2.33KM-TA | [5 empty] | CONACYT 2024 (oficial) | {"type":"Feature","properties":{},"geometry":{"type":"LineString","coordinates":[[-106.4844,31.32915],[-106.48377,31.32878],[-106.48451,31.32519],[-106.49241,31.31153]]}}
L.T. TERRANOVA - VALLE DE JUAREZ | LineString | 230 kV |  | 46.8 km | 230KV-1C-1113ACSR-46.76KM-TA/PA | [5 empty] | CONACYT 2024 (oficial) | {"type":"Feature","properties":{},"geometry":{"type":"LineString","coordinates":[[-106.37343,31.70186],[-106.37286,31.70147],[-106.36343,31.70494],[-106.35435,31.69906],[-106.34959,31.69412],[-106.34414,31.68199],[-106.3421,31.67745],[-106.34075,31.67441],[-106.3396,31.67191],[-106.3261,31.65028],[-106.30901,31.62932],[-106.30389,31.61916],[-106.30377,31.61242],[-106.28957,31.58641],[-106.28256,31.56371],[-106.2635,31.55165],[-106.27493,31.53244],[-106.32714,31.46822],[-106.32824,31.46813],[-106.35979,31.49432],[-106.39934,31.52149],[-106.38934,31.53328],[-106.40652,31.55503],[-106.40592,31.55531]]}}
L.T. SAMALUYA SUR - TERRANOVA | LineString | 230 kV |  | 39.66 km | 230KV-1C-1113ACSR-39.73KM-TA/PA | [5 empty] | CONACYT 2024 (oficial) | {"type":"Feature","properties":{},"geometry":{"type":"LineString","coordinates":[[-106.40614,31.55546],[-106.40652,31.55503],[-106.38934,31.53328],[-106.39934,31.52149],[-106.35979,31.49432],[-106.32824,31.46813],[-106.32812,31.467],[-106.46389,31.3013],[-106.47181,31.30146],[-106.49276,31.31086]]}}
L.T. LERDO - PEÑOLES | LineString | 230 kV |  | 14.82 km | 230KV-1C-900ACSR-14.73KM-TA-PM | [5 empty] | CONACYT 2024 (oficial) | {"type":"Feature","properties":{},"geometry":{"type":"LineString","coordinates":[[-103.44088,25.52251],[-103.4479,25.51821],[-103.47505,25.51808],[-103.49883,25.50178],[-103.50166,25.50136],[-103.54287,25.49674],[-103.56939,25.49132],[-103.5693,25.49199]]}}
L.T. DURANGO II - CANATLAN | LineString | 230 kV |  | 56.6 km | 230KV-1C-1113ACSR-56.57KM-TA | [5 empty] | CONACYT 2024 (oficial) | {"type":"Feature","properties":{},"geometry":{"type":"LineString","coordinates":[[-104.73228,24.51443],[-104.72083,24.53111],[-104.69278,24.51972],[-104.64361,24.40111],[-104.64222,24.16056],[-104.61083,24.08278],[-104.6048,24.07627]]}}
L.T. DURANGO II - JERONIMO ORTIZ | LineString | 230 kV |  | 22.85 km | 230KV-1C-900ACSR-22.77KM-TA | [5 empty] | CONACYT 2024 (oficial) | {"type":"Feature","properties":{},"geometry":{"type":"LineString","coordinates":[[-104.60472,24.07639],[-104.58361,24.07139],[-104.56889,24.03111],[-104.56167,24.02806],[-104.50861,24.02222],[-104.50917,24.0175],[-104.54443,23.97447],[-104.56806,23.96639],[-104.56921,23.96528]]}}
L.T. LERDO - DURANGO II | LineString | 230 kV |  | 211.43 km | 230KV-1C-900ACSR-209.95KM-TA | [5 empty] | CONACYT 2024 (oficial) | {"type":"Feature","properties":{},"geometry":{"type":"LineString","coordinates":[[-103.57047,25.49197],[-103.57051,25.48678],[-103.59976,25.46978],[-103.62498,25.48761],[-103.65166,25.44024],[-103.63049,25.31137],[-103.62008,25.28199],[-103.65382,25.21774],[-103.70799,25.19419],[-103.77597,25.12521],[-103.78328,25.02824],[-103.78152,25.02735],[-103.77483,24.89609],[-103.87083,24.68389],[-103.92278,24.59278],[-104.19694,24.42444],[-104.40806,24.34056],[-104.58778,24.165],[-104.60934,24.11182],[-104.60353,24.09673],[-104.60593,24.07723]]}}
L.T. GOMEZ PALACIO - NAZAS | LineString | 230 kV |  | 13.02 km | 230KV-1C-1113ACSR/900 ACSR-13.02KM-TA | [5 empty] | CONACYT 2024 (oficial) | {"type":"Feature","properties":{},"geometry":{"type":"LineString","coordinates":[[-103.49998,25.50227],[-103.49883,25.50178],[-103.47505,25.51808],[-103.48622,25.5272],[-103.48496,25.54532],[-103.47152,25.58392],[-103.47187,25.59714]]}}
L.T. NAZAS - LERDO | LineString | 230 kV |  | 7.83 km | 230KV-1C-1113/900 ACSR-7.73KM-TA | [5 empty] | CONACYT 2024 (oficial) | {"type":"Feature","properties":{},"geometry":{"type":"LineString","coordinates":[[-103.56954,25.492],[-103.56939,25.49132],[-103.54287,25.49674],[-103.50166,25.50136],[-103.50082,25.50214]]}}
L.T. MESTEÑAS ENTQ. FRANCISCO VILLA -MINERA HERCULES | LineString | 230 kV |  | 26.31 km | 230KV-2C-1113ACSR-26.30KM-TA | [5 empty] | CONACYT 2024 (oficial) | {"type":"Feature","properties":{},"geometry":{"type":"LineString","coordinates":[[-104.46939,28.20656],[-104.46206,28.21112],[-104.47055,28.40146],[-104.4869,28.42735],[-104.49296,28.42973]]}}
L.T. NUEVO CASAS GRANDES II - ASCENCION II | LineString | 230 kV |  | 63.1 km | 230KV- 1C-1113ACSR- 63.13KM- TA | [5 empty] | CONACYT 2024 (oficial) | {"type":"Feature","properties":{},"geometry":{"type":"LineString","coordinates":[[-107.89949,30.52469],[-107.8727,30.52811],[-107.86601,30.53472],[-107.87929,30.61952],[-107.8895,30.62555],[-107.8783,30.71339],[-107.89732,30.90144],[-107.89939,30.96],[-107.95237,31.01716],[-107.96855,31.0445]]}}
L.T. SAMALAYUCA - REFORMA | LineString | 230 kV |  | 29.28 km | 230KV- 2C-1113ACSR- 28.82KM- TA | [5 empty] | CONACYT 2024 (oficial) | {"type":"Feature","properties":{},"geometry":{"type":"LineString","coordinates":[[-106.46352,31.58602],[-106.4635,31.5855],[-106.46651,31.57675],[-106.45749,31.38422],[-106.47594,31.33297],[-106.48308,31.33079],[-106.48435,31.33088]]}}
L.T. SAMALAYUCA - REFORMA | LineString | 230 kV |  | 29.28 km | 230KV- 1C-1113ACSR- 29.29KM- TA | [5 empty] | CONACYT 2024 (oficial) | {"type":"Feature","properties":{},"geometry":{"type":"LineString","coordinates":[[-106.46323,31.58598],[-106.4635,31.5855],[-106.46651,31.57675],[-106.45749,31.38422],[-106.47594,31.33297],[-106.48308,31.33079],[-106.48423,31.33126]]}}
L.T. CUAUHTEMOC II - QUEVEDO | LineString | 230 kV |  | 92.67 km | 230KV- 2C-1113ACSR-92.67KM- TA/PA | [5 empty] | CONACYT 2024 (oficial) | {"type":"Feature","properties":{},"geometry":{"type":"LineString","coordinates":[[-107.41927,29.03622],[-107.41351,29.014],[-107.36195,28.98258],[-107.31768,28.94279],[-107.2693,28.87521],[-107.23792,28.86405],[-107.22043,28.83419],[-107.19641,28.8177],[-107.19474,28.7953],[-107.13053,28.69424],[-107.00324,28.60296],[-106.96518,28.52784],[-106.91496,28.51096],[-106.87502,28.49085],[-106.81314,28.45561],[-106.81245,28.446]]}}
L.T. MOCTEZUMA-NUEVO CASAS GRANDES II | LineString | 230 kV |  | 164.57 km | 230KV-1C-900ACSR-164.56KM-TA | [5 empty] | CONACYT 2024 (oficial) | {"type":"Feature","properties":{},"geometry":{"type":"LineString","coordinates":[[-106.45429,30.17867],[-106.49703,30.17397],[-106.69122,30.14907],[-106.76683,30.15337],[-106.8798,30.13755],[-106.97237,30.11153],[-107.33543,30.11848],[-107.69208,30.21217],[-107.7458,30.24152],[-107.826,30.33377],[-107.83029,30.46197],[-107.89974,30.52377]]}}
L.T. MESTEÑAS ENTQ. FRANCISCO VILLA -MINERA HERCULES | LineString | 230 kV |  | 0.81 km | 230KV-2C-1113ACSR-0.81KM-TA | [5 empty] | CONACYT 2024 (oficial) | {"type":"Feature","properties":{},"geometry":{"type":"LineString","coordinates":[[-104.46023,28.20478],[-104.46206,28.21112]]}}
L.T. EL ENCINO - CUAUHTEMOC II | LineString | 230 kV |  | 114.87 km | 230KV-1C-1113Y900ACSR-114.85KM-TA | [5 empty] | CONACYT 2024 (oficial) | {"type":"Feature","properties":{},"geometry":{"type":"LineString","coordinates":[[-106.81262,28.44588],[-106.80168,28.4351],[-106.77973,28.39427],[-106.72668,28.37844],[-106.68723,28.37844],[-106.58556,28.34955],[-106.53917,28.30872],[-106.48084,28.3026],[-106.36167,28.33205],[-106.25028,28.35705],[-106.21889,28.41954],[-106.19778,28.44649],[-106.17362,28.52315],[-106.15056,28.5526],[-106.00223,28.54843],[-105.91639,28.45371],[-105.91612,28.44815],[-105.91795,28.44724]]}}
L.T. EL ENCINO - CUAUHTEMOC II | LineString | 230 kV |  | 122.16 km | 230KV-1C-1113ACSR-122.14KM-TA | [5 empty] | CONACYT 2024 (oficial) | {"type":"Feature","properties":{},"geometry":{"type":"LineString","coordinates":[[-106.81262,28.44588],[-106.80168,28.4351],[-106.7764,28.37483],[-106.74723,28.35455],[-106.65723,28.36844],[-106.58606,28.34855],[-106.5439,28.30844],[-106.48501,28.30066],[-106.36806,28.32927],[-106.33751,28.31316],[-106.31889,28.31455],[-106.27417,28.32733],[-106.22084,28.33038],[-106.22084,28.41455],[-106.19639,28.44371],[-106.17331,28.52099],[-106.15917,28.54037],[-106.07165,28.5465],[-106.00223,28.54843],[-105.91639,28.4537],[-105.91612,28.44815],[-105.91795,28.44724]]}}
L.T. AVALOS - EL ENCINO | LineString | 230 kV |  | 25.87 km | 230KV-1C-900/1113ACSR-25.86KM -TA/PA | [5 empty] | CONACYT 2024 (oficial) | {"type":"Feature","properties":{},"geometry":{"type":"LineString","coordinates":[[-105.99591,28.61204],[-105.97445,28.60787],[-105.97167,28.58926],[-105.99417,28.57399],[-106.00945,28.57315],[-106.00223,28.5501],[-105.91556,28.45427],[-105.9175,28.44677]]}}
L.T. AVALOS - EL ENCINO | LineString | 230 kV |  | 22.1 km | 230KV-1C-1113 Y900ACSR-22.09KM-TA | [5 empty] | CONACYT 2024 (oficial) | {"type":"Feature","properties":{},"geometry":{"type":"LineString","coordinates":[[-105.99664,28.61194],[-105.99223,28.59704],[-106.00973,28.57371],[-106.00945,28.57315],[-106.00223,28.5501],[-105.91556,28.45427],[-105.9175,28.44677]]}}
L.T. FRANCISCO VILLA - AVALOS | LineString | 230 kV |  | 79.64 km | 230KV-1C-900ACSR-79.67KM-TA | [5 empty] | CONACYT 2024 (oficial) | {"type":"Feature","properties":{},"geometry":{"type":"LineString","coordinates":[[-105.99645,28.61197],[-105.98945,28.58815],[-105.92889,28.51926],[-105.80834,28.46677],[-105.73778,28.45927],[-105.72556,28.45288],[-105.67278,28.39927],[-105.58417,28.29844],[-105.54806,28.20205],[-105.47111,28.15206],[-105.45834,28.15289],[-105.44677,28.16364]]}}
L.T. CHIHUAHUA NORTE - MOCTEZUMA | LineString | 230 kV |  | 165.71 km | 230KV-1C-900ACSR-165.57KM-TA | [5 empty] | CONACYT 2024 (oficial) | {"type":"Feature","properties":{},"geometry":{"type":"LineString","coordinates":[[-106.45314,30.17853],[-106.44445,30.14115],[-106.3886,30.02746],[-106.37223,29.91421],[-106.35501,29.78672],[-106.31973,29.5195],[-106.26306,29.37784],[-106.25001,29.16257],[-106.21667,29.06424],[-106.23112,28.97508],[-106.18945,28.86703],[-106.12847,28.73352],[-106.13319,28.73074]]}}
L.T. CHIHUAHUA NORTE - MOCTEZUMA | LineString | 230 kV |  | 171.14 km | 230KV-1C-900ACSR-171.00KM-TA | [5 empty] | CONACYT 2024 (oficial) | {"type":"Feature","properties":{},"geometry":{"type":"LineString","coordinates":[[-106.45264,30.17876],[-106.44389,30.14143],[-106.38778,30.02754],[-106.37695,29.95643],[-106.36667,29.87171],[-106.35327,29.78403],[-106.31889,29.5195],[-106.26223,29.37701],[-106.24889,29.16007],[-106.13806,28.94869],[-106.11553,28.89199],[-106.10945,28.89453],[-106.06028,28.80036],[-106.06589,28.78791],[-106.09666,28.7443],[-106.13312,28.73058]]}}
L.T. EL ENCINO - DIVISION DEL NORTE | LineString | 230 kV |  | 33.07 km | 230KV-1C-1113 Y 900ACSR-33.07KM-TA | [5 empty] | CONACYT 2024 (oficial) | {"type":"Feature","properties":{},"geometry":{"type":"LineString","coordinates":[[-106.16343,28.58524],[-106.12473,28.56509],[-106.01223,28.57454],[-106.00973,28.57371],[-106.00945,28.57315],[-106.00223,28.5501],[-105.91556,28.45427],[-105.9175,28.44677]]}}
L.T. EL ENCINO - DIVISION DEL NORTE | LineString | 230 kV |  | 35.16 km | 230KV-1C-1113 Y 900ACSR-35.14KM-TA | [5 empty] | CONACYT 2024 (oficial) | {"type":"Feature","properties":{},"geometry":{"type":"LineString","coordinates":[[-106.16368,28.58507],[-106.15806,28.55787],[-106.15056,28.55371],[-106.00945,28.57315],[-106.00223,28.5501],[-105.91556,28.45427],[-105.9175,28.44677]]}}
L.T. FRANCISCO VILLA - CHIHUAHUA NORTE | LineString | 230 kV |  | 104.71 km | 230KV-1C-900ACSR-104.55KM-TA | [5 empty] | CONACYT 2024 (oficial) | {"type":"Feature","properties":{},"geometry":{"type":"LineString","coordinates":[[-106.133,28.73043],[-106.08818,28.74669],[-106.02112,28.72481],[-106.00862,28.70037],[-105.99556,28.6837],[-105.98973,28.66731],[-105.96723,28.6237],[-105.95885,28.59981],[-105.94889,28.54454],[-105.92556,28.51843],[-105.80834,28.4676],[-105.73056,28.45927],[-105.67445,28.40427],[-105.62639,28.35399],[-105.59667,28.3276],[-105.57972,28.29233],[-105.55389,28.22094],[-105.52278,28.194],[-105.50584,28.17539],[-105.50834,28.16594],[-105.47111,28.149],[-105.46195,28.14872],[-105.44667,28.16344]]}}
L.T. AVALOS - CHIHUAHUA NORTE | LineString | 230 kV |  | 37.64 km | 230KV-1C-900ACSR-37.74KM-TA | [5 empty] | CONACYT 2024 (oficial) | {"type":"Feature","properties":{},"geometry":{"type":"LineString","coordinates":[[-106.13312,28.73058],[-106.09666,28.7443],[-106.06589,28.78791],[-106.06028,28.80036],[-105.96806,28.6237],[-105.98195,28.60204],[-105.99609,28.61202]]}}
L.T. TERRANOVA-VALLE DE JUAREZ | LineString | 230 kV |  | 21.16 km | 230KV-1C-900ACSR-21.17KM-TA | [5 empty] | CONACYT 2024 (oficial) | {"type":"Feature","properties":{},"geometry":{"type":"LineString","coordinates":[[-106.37358,31.70194],[-106.37833,31.6985],[-106.38429,31.69769],[-106.38924,31.69213],[-106.38727,31.65502],[-106.39565,31.61539],[-106.4412,31.5806],[-106.41411,31.5546],[-106.40716,31.55533],[-106.40669,31.55588]]}}
L.T. GOMEZ PALACIO - ANDALUCIA | LineString | 230 kV |  | 25.67 km | 230KV-1C-336ACSR-26.49KM-PC | [5 empty] | CONACYT 2024 (oficial) | {"type":"Feature","properties":{},"geometry":{"type":"LineString","coordinates":[[-103.47179,25.59721],[-103.46964,25.59552],[-103.30037,25.58317],[-103.21984,25.56587]]}}
L.T. PASO DEL NORTE- SAMALAYUCA | LineString | 230 kV |  | 48.76 km | 230KV- 1C-1113ACSR- 48.61KM- TA | [5 empty] | CONACYT 2024 (oficial) | {"type":"Feature","properties":{},"geometry":{"type":"LineString","coordinates":[[-106.4845,31.3288],[-106.48377,31.32878],[-106.48451,31.32519],[-106.49192,31.32694],[-106.48277,31.5406],[-106.50301,31.55535],[-106.50217,31.67506],[-106.52966,31.69401],[-106.54476,31.7166],[-106.53938,31.73026],[-106.53791,31.73171]]}}
L.T. REFORMA-VALLE DE JUAREZ | LineString | 230 kV |  | 20.63 km | 230KV-1C-900ACSR-21.10KM-TA/PA | [5 empty] | CONACYT 2024 (oficial) | {"type":"Feature","properties":{},"geometry":{"type":"LineString","coordinates":[[-106.37358,31.70194],[-106.37833,31.6985],[-106.38429,31.69769],[-106.38924,31.69213],[-106.38727,31.65502],[-106.39565,31.61539],[-106.4412,31.5806],[-106.46068,31.56946],[-106.4628,31.5858]]}}
L.T. PASO DEL NORTE-REFORMA | LineString | 230 kV |  | 29.42 km | 230KV- 2C-900ACSR-29.42KM- TA | [5 empty] | CONACYT 2024 (oficial) | {"type":"Feature","properties":{},"geometry":{"type":"LineString","coordinates":[[-106.46412,31.58617],[-106.47444,31.54782],[-106.48277,31.5406],[-106.50301,31.55535],[-106.50217,31.67506],[-106.52966,31.69401],[-106.54476,31.7166],[-106.53938,31.73026],[-106.53801,31.7318]]}}
L.T. MOCTEZUMA - NUEVO CASAS GRANDES | LineString | 230 kV |  | 165.27 km | 230KV-2C-1113ACSR-165.30KM-TA(AISLADA EN 400KV) | [5 empty] | CONACYT 2024 (oficial) | {"type":"Feature","properties":{},"geometry":{"type":"LineString","coordinates":[[-107.89966,30.52408],[-107.81423,30.45589],[-107.82476,30.33335],[-107.74521,30.24199],[-107.69178,30.2128],[-107.4002,30.13634],[-106.97259,30.11224],[-106.88,30.13815],[-106.76681,30.15407],[-106.6906,30.14982],[-106.48385,30.17659],[-106.45397,30.17882]]}}
L.T. GOMEZ PALACIO - LERDO | LineString | 230 kV |  | 29.35 km | 230KV-1C-900 ACSR-28.79KM-TA | [5 empty] | CONACYT 2024 (oficial) | {"type":"Feature","properties":{},"geometry":{"type":"LineString","coordinates":[[-103.47326,25.59717],[-103.47362,25.59747],[-103.47439,25.59814],[-103.50584,25.61012],[-103.51777,25.60394],[-103.53013,25.58412],[-103.58419,25.52118],[-103.61969,25.497],[-103.62498,25.48761],[-103.59976,25.46978],[-103.57051,25.48678],[-103.57047,25.49197]]}}
L.T. TORREON SUR - LERDO | LineString | 230 kV |  | 29.61 km | 230KV-2C-336ACSR-29.74KM-PC | [5 empty] | CONACYT 2024 (oficial) | {"type":"Feature","properties":{},"geometry":{"type":"LineString","coordinates":[[-103.30947,25.45369],[-103.31082,25.45217],[-103.33702,25.43652],[-103.35831,25.43322],[-103.37028,25.44637],[-103.43053,25.46626],[-103.49142,25.49734],[-103.53373,25.49687],[-103.5623,25.4845],[-103.56992,25.49198]]}}
L.T. RIO ESCONDIDO - PIEDRAS NEGRAS POTENCIA | LineString | 230 kV |  | 27.91 km | 230 KV-2C-1113 ACSR- 27.75KM- TA/CS | [5 empty] | CONACYT 2024 (oficial) | {"type":"Feature","properties":{},"geometry":{"type":"LineString","coordinates":[[-100.61425,28.67369],[-100.61719,28.67162],[-100.63345,28.66317],[-100.70273,28.61084],[-100.70936,28.49823],[-100.70813,28.47906],[-100.69109,28.48383]]}}
L.T. ANAHUAC CC - LAURO VILLAR | LineString | 230 kV |  | 38.6 km | 230 KV-2C-1113ACSR- 38.74KM- TA | [5 empty] | CONACYT 2024 (oficial) | {"type":"Feature","properties":{},"geometry":{"type":"LineString","coordinates":[[-97.77767,25.80045],[-97.77734,25.80142],[-97.77323,25.80807],[-97.69911,25.81894],[-97.54361,25.8262],[-97.52454,25.82759],[-97.48958,25.8212],[-97.45488,25.80631],[-97.42228,25.82594],[-97.42119,25.83244],[-97.42102,25.83342]]}}
L.T. AEROPUERTO-RIO BRAVO | LineString | 230 kV |  | 22.85 km | 230 KV-2C-900ACSR-22.78KM-TA | [5 empty] | CONACYT 2024 (oficial) | {"type":"Feature","properties":{},"geometry":{"type":"LineString","coordinates":[[-98.06214,25.98046],[-98.06356,25.97156],[-98.1186,25.98097],[-98.13394,25.97406],[-98.15821,25.97185],[-98.2333,25.97189],[-98.27586,25.97869]]}}
L.T. NAVA-NUEVA ROSITA | LineString | 230 kV |  | 68.81 km | 230 KV-1C-900ACSR-68.79KM-TA | [5 empty] | CONACYT 2024 (oficial) | {"type":"Feature","properties":{},"geometry":{"type":"LineString","coordinates":[[-101.19642,27.9235],[-101.19096,27.95929],[-101.11495,28.14899],[-101.10503,28.1605],[-101.03447,28.22965],[-100.93095,28.30196],[-100.92881,28.30871],[-100.81105,28.41847]]}}
L.T. MATAMOROS POTENCIA-LAURO VILLAR | LineString | 230 kV |  | 23.94 km | 230 KV-2C-795ACSR-23.84KM-TA | [5 empty] | CONACYT 2024 (oficial) | {"type":"Feature","properties":{},"geometry":{"type":"LineString","coordinates":[[-97.42127,25.83344],[-97.42119,25.83244],[-97.42228,25.82594],[-97.45488,25.80631],[-97.48958,25.8212],[-97.52454,25.82759],[-97.54361,25.8262],[-97.54737,25.826],[-97.63284,25.82204],[-97.63517,25.82705]]}}
L.T. ANAHUAC CC - MATAMOROS POTENCIA | LineString | 230 kV |  | 15.56 km | 230KV-2C-900/1113ACSR-15.56 KM-TA | [5 empty] | CONACYT 2024 (oficial) | {"type":"Feature","properties":{},"geometry":{"type":"LineString","coordinates":[[-97.63481,25.82689],[-97.63746,25.82183],[-97.69911,25.81894],[-97.77323,25.80807],[-97.77734,25.80142],[-97.7774,25.80041]]}}
L.T. CD. INDUSTRIAL - LAREDO | LineString | 230 kV |  | 20.16 km | 230KV-1C-1113ACSR-20.14KM-TA | [5 empty] | CONACYT 2024 (oficial) | {"type":"Feature","properties":{},"geometry":{"type":"LineString","coordinates":[[-99.51113,27.56735],[-99.53873,27.56372],[-99.56566,27.54264],[-99.5914,27.53977],[-99.64618,27.50341],[-99.65396,27.49463],[-99.64594,27.47306]]}}
ENLACE C.C.C. RIO BRAVO II - ANAHUAC | LineString | 230 kV |  | 0.19 km | 230KV-1C-1113ACSR-0.18KM | [5 empty] | CONACYT 2024 (oficial) | {"type":"Feature","properties":{},"geometry":{"type":"LineString","coordinates":[[-97.78054,25.80094],[-97.77881,25.80033]]}}
L.T. ANAHUAC CC - MATAMOROS POT. | LineString | 230 kV |  | 25.08 km | 230KV-1C-900/1113ACSR-25.07KM-TA | [5 empty] | CONACYT 2024 (oficial) | {"type":"Feature","properties":{},"geometry":{"type":"LineString","coordinates":[[-97.77812,25.8005],[-97.77863,25.80234],[-97.77856,25.88289],[-97.75373,25.87832],[-97.68115,25.84358],[-97.63832,25.82509],[-97.63597,25.82741]]}}
L.T. ANAHUAC CC. - RIO BRAVO | LineString | 230 kV |  | 41.07 km | 230KV-1C-900/1113ACSR-41.06KM-TA | [5 empty] | CONACYT 2024 (oficial) | {"type":"Feature","properties":{},"geometry":{"type":"LineString","coordinates":[[-98.06215,25.98065],[-98.06228,25.97089],[-98.05037,25.96095],[-97.96878,25.94759],[-97.85849,25.91278],[-97.80368,25.88079],[-97.77856,25.88289],[-97.77863,25.80234],[-97.77854,25.8005]]}}
L.T. ANDALUCIA - SALTILLO | LineString | 230 kV |  | 234.77 km | 230KV-1C-900ACSR-238.75KM-TA | [5 empty] | CONACYT 2024 (oficial) | {"type":"Feature","properties":{},"geometry":{"type":"LineString","coordinates":[[-103.21944,25.56646],[-103.16132,25.55396],[-103.06115,25.54528],[-103.05353,25.54698],[-102.83945,25.64696],[-102.41506,25.67613],[-102.06859,25.64705],[-101.9389,25.65648],[-101.9206,25.6589],[-101.80441,25.66674],[-101.76206,25.66084],[-101.56242,25.66738],[-101.48382,25.60585],[-101.31549,25.45759],[-101.26776,25.43744],[-101.17847,25.45416],[-101.11821,25.45582],[-101.08595,25.45158],[-101.02712,25.45332],[-101.01621,25.44807]]}}
L.T. ESCOBEDO-MONCLOVA | LineString | 230 kV |  | 161.71 km | 230KV-1C-795ACSR-161.66KV-TA | [5 empty] | CONACYT 2024 (oficial) | {"type":"Feature","properties":{},"geometry":{"type":"LineString","coordinates":[[-100.36907,25.86516],[-100.38457,25.89615],[-100.41733,25.94067],[-100.4814,25.97742],[-100.49602,25.99576],[-100.52555,26.00695],[-100.60733,26.06386],[-100.63996,26.09435],[-100.66024,26.15296],[-100.67969,26.2457],[-100.7755,26.30139],[-101.00949,26.44176],[-101.31262,26.6232],[-101.4023,26.74784],[-101.41214,26.77535],[-101.42558,26.87292]]}}
L.T. ARROYO DEL COYOTE-CIUDAD INDUSTRIAL | LineString | 230 kV |  | 17.25 km | 230KV-2C-900ACSR-17.24KM-TA | [5 empty] | CONACYT 2024 (oficial) | {"type":"Feature","properties":{},"geometry":{"type":"LineString","coordinates":[[-99.64568,27.47313],[-99.64475,27.47018],[-99.63912,27.45253],[-99.64513,27.43199],[-99.62358,27.40564],[-99.56623,27.36789],[-99.54976,27.36441],[-99.54873,27.36397]]}}
L.T. AEROPUERTO-EL CUCHILLO | LineString | 230 kV |  | 146.48 km | 230KV-1C-900ACSR-146.38KM-TA | [5 empty] | CONACYT 2024 (oficial) | {"type":"Feature","properties":{},"geometry":{"type":"LineString","coordinates":[[-99.66539,25.60031],[-99.60487,25.63021],[-99.32015,25.7258],[-98.90256,25.86198],[-98.72216,25.90742],[-98.35225,25.97809],[-98.27642,25.97758]]}}
L.T. HYLSA PLANTA NORTE TAP ELECTRODOS-ESCOBEDO | LineString | 230 kV |  | 8.12 km | 230KV-1C-900ACSR-8.10KM-PA | [5 empty] | CONACYT 2024 (oficial) | {"type":"Feature","properties":{},"geometry":{"type":"LineString","coordinates":[[-100.23873,25.74152],[-100.22403,25.78941],[-100.22355,25.81241]]}}
L.T. MONCLOVA-FRONTERA | LineString | 230 kV |  | 14.16 km | 230KV-2C-900ACSR-14.05KM-TA | [5 empty] | CONACYT 2024 (oficial) | {"type":"Feature","properties":{},"geometry":{"type":"LineString","coordinates":[[-101.50301,26.92607],[-101.50142,26.91959],[-101.47973,26.90368],[-101.47693,26.87802],[-101.44274,26.85784],[-101.42813,26.85528],[-101.42557,26.87279]]}}
L.T. HUINALA-ELECTRODOS | LineString | 230 kV |  | 11.59 km | 230KV-2C-900ACSR-11.58KM-TA | [5 empty] | CONACYT 2024 (oficial) | {"type":"Feature","properties":{},"geometry":{"type":"LineString","coordinates":[[-100.10263,25.72361],[-100.10503,25.72577],[-100.15529,25.78588],[-100.17987,25.77669],[-100.17956,25.7763]]}}
L.T. HUINALA-TECNOLOGICO | LineString | 230 kV |  | 30.36 km | 230KV-1C-900ACSR-30.58KM-TA/PA | [5 empty] | CONACYT 2024 (oficial) | {"type":"Feature","properties":{},"geometry":{"type":"LineString","coordinates":[[-100.10306,25.7232],[-100.10095,25.70063],[-100.11531,25.64641],[-100.16854,25.59526],[-100.2136,25.57491],[-100.22511,25.57383],[-100.23539,25.57569],[-100.25146,25.57479],[-100.25802,25.5847],[-100.27526,25.61055],[-100.27379,25.61208]]}}
L.T. NUEVA ROSITA-MONCLOVA | LineString | 230 kV |  | 125.83 km | 230KV-1C-795ACSR-125.81KM-TA | [5 empty] | CONACYT 2024 (oficial) | {"type":"Feature","properties":{},"geometry":{"type":"LineString","coordinates":[[-101.1959,27.92252],[-101.16949,27.89849],[-101.16694,27.84257],[-101.15772,27.77413],[-101.19398,27.63958],[-101.21896,27.36107],[-101.22051,27.1948],[-101.38548,26.96166],[-101.39388,26.9054],[-101.40121,26.8753],[-101.41007,26.86545],[-101.42557,26.87303]]}}
L.T. RIO ESCONDIDO-NAVA | LineString | 230 kV |  | 14.06 km | 230KV-2C-900ACSR-14.06KM-TA | [5 empty] | CONACYT 2024 (oficial) | {"type":"Feature","properties":{},"geometry":{"type":"LineString","coordinates":[[-100.69361,28.48356],[-100.73021,28.44856],[-100.76008,28.43973],[-100.81099,28.41867]]}}
L.T. NAVA-NUEVA ROSITA | LineString | 230 kV |  | 71.86 km | 230KV-2C-900ACSR-71.87KM-TA | [5 empty] | CONACYT 2024 (oficial) | {"type":"Feature","properties":{},"geometry":{"type":"LineString","coordinates":[[-101.19683,27.92349],[-101.19119,27.95903],[-101.20218,27.99019],[-101.10454,28.22364],[-100.93614,28.32102],[-100.83144,28.41853],[-100.81115,28.41892]]}}
L.T. RIO ESCONDIDO-CIUDAD INDUSTRIAL | LineString | 230 kV |  | 165.37 km | 230KV-2C-900ACSR-165.33KM-TA | [5 empty] | CONACYT 2024 (oficial) | {"type":"Feature","properties":{},"geometry":{"type":"LineString","coordinates":[[-99.6458,27.4731],[-99.64475,27.47018],[-99.63912,27.45253],[-99.64513,27.43199],[-99.64572,27.43192],[-99.83238,27.65366],[-99.90304,27.78389],[-99.93092,27.8576],[-99.96072,27.91193],[-100.05043,28.03601],[-100.15952,28.09568],[-100.24041,28.17378],[-100.31776,28.26759],[-100.39291,28.29906],[-100.61123,28.43397],[-100.64321,28.4573],[-100.66745,28.45786],[-100.69384,28.47789],[-100.69201,28.48341]]}}
L.T. RIO ESCONDIDO-ARROYO DEL COYOTE | LineString | 230 kV |  | 173.1 km | 230KV-1C-900ACSR-173.04KM-TA | [5 empty] | CONACYT 2024 (oficial) | {"type":"Feature","properties":{},"geometry":{"type":"LineString","coordinates":[[-99.54862,27.36436],[-99.54976,27.36441],[-99.56623,27.36789],[-99.62365,27.40557],[-99.83281,27.65343],[-99.90357,27.78367],[-99.93139,27.85739],[-99.96115,27.91166],[-100.0509,28.03571],[-100.15977,28.09523],[-100.24049,28.17372],[-100.31783,28.26752],[-100.39298,28.29899],[-100.6113,28.43391],[-100.64325,28.45719],[-100.66756,28.45774],[-100.69398,28.4778],[-100.69221,28.48358]]}}
L.T. VILLA DE GARCIA-SALTILLO | LineString | 230 kV |  | 58.12 km | 230KV-1C.900ACSR-58.01KM-TA | [5 empty] | CONACYT 2024 (oficial) | {"type":"Feature","properties":{},"geometry":{"type":"LineString","coordinates":[[-100.55257,25.7088],[-100.57363,25.69894],[-100.6114,25.70162],[-100.74259,25.65577],[-100.78049,25.63571],[-100.81935,25.62496],[-100.83842,25.61255],[-100.87464,25.59875],[-100.97065,25.54318],[-101.00863,25.47059],[-101.01611,25.44803]]}}
L.T. VILLA DE GARCIA-APASCO | LineString | 230 kV |  | 33.02 km | 230KV-1C-900ACSR-32.93KM-TA | [5 empty] | CONACYT 2024 (oficial) | {"type":"Feature","properties":{},"geometry":{"type":"LineString","coordinates":[[-100.85992,25.61335],[-100.85545,25.61328],[-100.7717,25.64049],[-100.73709,25.65915],[-100.6149,25.70532],[-100.55277,25.70891]]}}
L.T. ESCOBEDO-VILLA DE GARCIA | LineString | 230 kV |  | 27.97 km | 230KV-1C-900ACSR-27.96KM-TA | [5 empty] | CONACYT 2024 (oficial) | {"type":"Feature","properties":{},"geometry":{"type":"LineString","coordinates":[[-100.36867,25.865],[-100.37142,25.80928],[-100.50585,25.7488],[-100.54814,25.71756],[-100.55206,25.70863]]}}
L.T. ESCOBEDO-PARQUE INDUSTRIAL ESCOBEDO | LineString | 230 kV |  | 8.61 km | 230KV-1C-900ACSR-8.51KM-TA | [5 empty] | CONACYT 2024 (oficial) | {"type":"Feature","properties":{},"geometry":{"type":"LineString","coordinates":[[-100.34761,25.80626],[-100.37117,25.80946],[-100.36855,25.86497]]}}
L.T. SAN NICOLAS-PARQUE INDUSTRIAL ESCOBEDO | LineString | 230 kV |  | 6.95 km | 230KV-1C-900ACSR-6.95KM-TA/PA(OPERACION 115KV) | [5 empty] | CONACYT 2024 (oficial) | {"type":"Feature","properties":{},"geometry":{"type":"LineString","coordinates":[[-100.29902,25.76616],[-100.30246,25.77531],[-100.33985,25.80562],[-100.34744,25.80623]]}}
L.T. ESCOBEDO-VILLA DE GARCIA | LineString | 230 kV |  | 26.05 km | 230KV-1C-900ACSR-26.04KM-TA | [5 empty] | CONACYT 2024 (oficial) | {"type":"Feature","properties":{},"geometry":{"type":"LineString","coordinates":[[-100.36889,25.86494],[-100.37008,25.86277],[-100.49132,25.78913],[-100.52691,25.74449],[-100.54644,25.73094],[-100.55216,25.70869]]}}
L.T. HUINALA-REFINERIA CADEREYTA | LineString | 230 kV |  | 23.72 km | 230KV-1C-900ACSR-23.84KM-TA | [5 empty] | CONACYT 2024 (oficial) | {"type":"Feature","properties":{},"geometry":{"type":"LineString","coordinates":[[-100.10261,25.72319],[-100.08259,25.71051],[-99.94823,25.60482],[-99.92676,25.60217],[-99.92691,25.59513]]}}
L.T. CUCHILLO-REFINERIA CADEREYTA | LineString | 230 kV |  | 27.53 km | 230KV-1C-900ACSR-27.51KM-TA | [5 empty] | CONACYT 2024 (oficial) | {"type":"Feature","properties":{},"geometry":{"type":"LineString","coordinates":[[-99.66583,25.6003],[-99.6691,25.59649],[-99.77551,25.58344],[-99.92676,25.60217],[-99.92691,25.59513]]}}
L.T. ESCOBEDO - ELECTRODOS | LineString | 230 kV |  | 26.08 km | 230KV-1C-900ACSR-26.00KM-TA | [5 empty] | CONACYT 2024 (oficial) | {"type":"Feature","properties":{},"geometry":{"type":"LineString","coordinates":[[-100.36812,25.86523],[-100.36779,25.86456],[-100.28573,25.83562],[-100.15893,25.7883],[-100.15529,25.78588],[-100.17987,25.77669],[-100.17966,25.77626]]}}
L.T. ESCOBEDO -HUINALA | LineString | 230 kV |  | 31.88 km | 230KV-1C-900ACSR-31.87KM-TA | [5 empty] | CONACYT 2024 (oficial) | {"type":"Feature","properties":{},"geometry":{"type":"LineString","coordinates":[[-100.10234,25.72392],[-100.10503,25.72577],[-100.15529,25.78588],[-100.15893,25.7883],[-100.22355,25.81241],[-100.28573,25.83562],[-100.36779,25.86456],[-100.36785,25.86534]]}}
L.T. APACO-CEDROS | LineString | 230 kV |  | 15.34 km | 230KV-1C-900ACSR-15.33KM-TA | [5 empty] | CONACYT 2024 (oficial) | {"type":"Feature","properties":{},"geometry":{"type":"LineString","coordinates":[[-100.98114,25.54747],[-100.97735,25.54759],[-100.92522,25.59846],[-100.89812,25.60463],[-100.8932,25.60987],[-100.8599,25.61329]]}}
L.T. SALTILLO-CEDROS | LineString | 230 kV |  | 12.1 km | 230KV-1C-900ACSR-12.09KM-TA | [5 empty] | CONACYT 2024 (oficial) | {"type":"Feature","properties":{},"geometry":{"type":"LineString","coordinates":[[-101.016,25.44799],[-101.00831,25.47098],[-100.97802,25.52896],[-100.98109,25.5472]]}}
L.T. NUEVO CASAS GRANDES II - NACOZARI AISL. | LineString | 230 kV |  | 111.96 km | 230KV-2C-1113ACSR-112.04KM-TA (OPERACION INICIAL 230KV) | [5 empty] | CONACYT 2024 (oficial) | {"type":"Feature","properties":{},"geometry":{"type":"LineString","coordinates":[[-108.92977,30.89692],[-108.84171,30.86556],[-108.70308,30.73405],[-108.5301,30.7356],[-108.43273,30.69222],[-108.28292,30.6839],[-108.0275,30.57865],[-107.98957,30.58253],[-107.93522,30.53723],[-107.90056,30.52394]]}}
L.T. KILOMETRO CERO - CUAHUTEMOC | LineString | 230 kV |  | 1.92 km | SUBTERRANEO | [5 empty] | CONACYT 2024 (oficial) | {"type":"Feature","properties":{},"geometry":{"type":"LineString","coordinates":[[-99.15985,19.43713],[-99.14951,19.45138]]}}
L.T. REMEDIO - AZCAPOTZALCO | LineString | 230 kV |  | 3.74 km | SUBTERRANEO | [5 empty] | CONACYT 2024 (oficial) | {"type":"Feature","properties":{},"geometry":{"type":"LineString","coordinates":[[-99.21489,19.48377],[-99.25044,19.48587]]}}
L.T. AZCAPOTZALCO - POLANCO | LineString | 230 kV |  | 2.06 km | SUBTERRANEO | [5 empty] | CONACYT 2024 (oficial) | {"type":"Feature","properties":{},"geometry":{"type":"LineString","coordinates":[[-99.2111,19.46524],[-99.21424,19.48362]]}}
L.T. TULA - HEROES DE CARRANZA | LineString | 230 kV |  | 25.57 km | 230 KV-2C/1C -25,55 Km-795 ACSR-TA | [5 empty] | CONACYT 2024 (oficial) | {"type":"Feature","properties":{},"geometry":{"type":"LineString","coordinates":[[-99.49223,20.09373],[-99.49282,20.09377],[-99.48198,20.11062],[-99.37094,20.07713],[-99.314,20.07857],[-99.2789,20.06457],[-99.27665,20.05827],[-99.27585,20.05783]]}}
L.T. CELAYA II - QUERETARO POTENCIA | LineString | 230 kV |  | 45.23 km | 230 KV-2C/1C -45.22 Km-795 ACSR-TA | [5 empty] | CONACYT 2024 (oficial) | {"type":"Feature","properties":{},"geometry":{"type":"LineString","coordinates":[[-100.48784,20.52168],[-100.47754,20.53741],[-100.48034,20.55938],[-100.50438,20.61736],[-100.56071,20.59855],[-100.66709,20.57162],[-100.74601,20.56968],[-100.81963,20.57467]]}}
L.T. CELAYA II - QUERETARO POTENCIA | LineString | 230 kV |  | 46.74 km | 230 KV-2C/1C -46.73 Km-795 ACSR-TA | [5 empty] | CONACYT 2024 (oficial) | {"type":"Feature","properties":{},"geometry":{"type":"LineString","coordinates":[[-100.48784,20.52168],[-100.47754,20.53741],[-100.48034,20.55938],[-100.50438,20.61736],[-100.51319,20.63179],[-100.51549,20.63302],[-100.67676,20.57093],[-100.74258,20.56913],[-100.81973,20.57445]]}}
L.T. JASSO - CEMENTOS | LineString | 230 kV |  | 4.79 km | 230 KV-2C/1C -4.79 Km-900 ACSR-TA | [5 empty] | CONACYT 2024 (oficial) | {"type":"Feature","properties":{},"geometry":{"type":"LineString","coordinates":[[-99.31575,20.01655],[-99.32253,20.00665],[-99.34099,20.03088]]}}
L.T. JASSO - CEMENTOS | LineString | 230 kV |  | 4.2 km | 230 KV-2C/1C -4.21 Km-900 ACSR-TA | [5 empty] | CONACYT 2024 (oficial) | {"type":"Feature","properties":{},"geometry":{"type":"LineString","coordinates":[[-99.31575,20.01655],[-99.32253,20.00665],[-99.33072,19.98592]]}}
L.T. APASCO - LAFARGE | LineString | 230 kV |  | 11.32 km | 230 KV-1C/2C -11.33 Km-900 ACSR-TA | [5 empty] | CONACYT 2024 (oficial) | {"type":"Feature","properties":{},"geometry":{"type":"LineString","coordinates":[[-99.17297,20.01276],[-99.17264,20.01278],[-99.16977,20.02082],[-99.15417,20.01414],[-99.10142,19.95784],[-99.10168,19.95759],[-99.10198,19.95738]]}}
L.T. CEYLAN - VALLEJO | LineString | 230 kV |  | 4.09 km | SUBTERRANEO | [5 empty] | CONACYT 2024 (oficial) | {"type":"Feature","properties":{},"geometry":{"type":"LineString","coordinates":[[-99.18386,19.55305],[-99.17672,19.51669]]}}
L.T. TULA - REFINERIA | LineString | 230 kV |  | 2.59 km | 230 KV-4C-2.4 Km-1113 ACSR-PA | [5 empty] | CONACYT 2024 (oficial) | {"type":"Feature","properties":{},"geometry":{"type":"LineString","coordinates":[[-99.29067,20.05345],[-99.29107,20.05368],[-99.27459,20.06117],[-99.27465,20.05862]]}}
L.T. LAS DELICIAS - QUERETARO POTENCIA | LineString | 230 kV |  | 93.0 km | 230 KV-2C-92.8 Km-1113 ACSR-TA | [5 empty] | CONACYT 2024 (oficial) | {"type":"Feature","properties":{},"geometry":{"type":"LineString","coordinates":[[-100.48816,20.52163],[-100.51772,20.5282],[-100.52451,20.54831],[-100.53162,20.5538],[-100.56275,20.55129],[-100.5713,20.55617],[-100.58122,20.63378],[-100.58345,20.68167],[-100.60022,20.772],[-100.60446,20.86575],[-100.61355,20.87988],[-100.6227,20.90521],[-100.62052,20.92089],[-100.62651,20.99037],[-100.63889,20.99684],[-100.67841,21.06242],[-100.67104,21.12263],[-100.67653,21.16224],[-100.63359,21.23841],[-100.61275,21.24641]]}}
L.T. EL SAUZ - LA MANGA | LineString | 230 kV |  | 24.5 km | 230 KV-1C-24.53 Km-900 ACSR-TA | [5 empty] | CONACYT 2024 (oficial) | {"type":"Feature","properties":{},"geometry":{"type":"LineString","coordinates":[[-99.96176,20.32043],[-100.11205,20.46893],[-100.12172,20.45917]]}}
L.T. TULA - CRUZ AZUL | LineString | 230 kV |  | 10.43 km | 230 KV-1C/2C -10.42 Km-1113 ACSS-TA | [5 empty] | CONACYT 2024 (oficial) | {"type":"Feature","properties":{},"geometry":{"type":"LineString","coordinates":[[-99.30609,19.98369],[-99.30628,19.98364],[-99.30931,20.01431],[-99.29323,20.05632],[-99.27586,20.05745]]}}
L.T. LAS DELICIAS - SANTA FE | LineString | 230 kV |  | 40.83 km | 230 KV-2C-40.7 Km-1113 ACSR-TA | [5 empty] | CONACYT 2024 (oficial) | {"type":"Feature","properties":{},"geometry":{"type":"LineString","coordinates":[[-100.57824,20.9104],[-100.55757,20.91708],[-100.57281,20.95886],[-100.62797,21.24116],[-100.61806,21.24499],[-100.61487,21.24603],[-100.61301,21.24698]]}}
L.T. LAS DELICIAS - QUERETARO I | LineString | 230 kV |  | 77.09 km | 230 KV-2C-76.9 Km-1113 ACSR-TA | [5 empty] | CONACYT 2024 (oficial) | {"type":"Feature","properties":{},"geometry":{"type":"LineString","coordinates":[[-100.43734,20.64319],[-100.42667,20.65489],[-100.43656,20.74516],[-100.46905,20.78495],[-100.40758,20.90478],[-100.45152,21.01621],[-100.53727,21.09059],[-100.61487,21.24603],[-100.61291,21.24673]]}}
L.T. QUERETARO I - SANTA FE | LineString | 230 kV |  | 35.13 km | 230 KV-2C-35 Km-1113 ACSR-TA | [5 empty] | CONACYT 2024 (oficial) | {"type":"Feature","properties":{},"geometry":{"type":"LineString","coordinates":[[-100.57824,20.9104],[-100.55757,20.91708],[-100.54213,20.88005],[-100.4395,20.64321],[-100.43892,20.64309]]}}
L.T. EL QUEMADO - LOS AMATES | LineString | 230 kV |  | 19.61 km | 230 KV-2C-19.60 Km-900 ACSR-TA | [5 empty] | CONACYT 2024 (oficial) | {"type":"Feature","properties":{},"geometry":{"type":"LineString","coordinates":[[-99.81094,16.83909],[-99.81027,16.83916],[-99.80631,16.83912],[-99.77124,16.87883],[-99.77292,16.88628],[-99.8147,16.94006],[-99.82389,16.94178],[-99.83009,16.93957],[-99.83398,16.91177],[-99.83455,16.91128]]}}
L.T. YAUTEPEC POTENCIA - EMILIANO ZAPATA | LineString | 230 kV |  | 24.7 km | 230 KV-1C/2C-24.81 Km-900 ACSR-TA | [5 empty] | CONACYT 2024 (oficial) | {"type":"Feature","properties":{},"geometry":{"type":"LineString","coordinates":[[-99.2035,18.844],[-99.19958,18.84052],[-99.19135,18.82283],[-99.1686,18.82391],[-99.15758,18.82507],[-99.12596,18.8563],[-99.10563,18.85996],[-99.09099,18.85637],[-99.0212,18.85424],[-98.99958,18.84998],[-98.99919,18.8498]]}}
L.T. TULA - NOCHISTONGO | LineString | 230 kV |  | 20.89 km | 230 KV-2C-20.77 Km-900 ACSR-TA | [5 empty] | CONACYT 2024 (oficial) | {"type":"Feature","properties":{},"geometry":{"type":"LineString","coordinates":[[-99.27604,19.89479],[-99.27598,19.89564],[-99.2785,19.91324],[-99.29484,19.95132],[-99.30529,19.96885],[-99.30931,20.01431],[-99.29323,20.05632],[-99.27586,20.05745]]}}
L.T. JILOTEPEC POTENCIA - DAÑU | LineString | 230 kV |  | 37.22 km | 230 KV-2C-37 Km-1113 ACSR-TA | [5 empty] | CONACYT 2024 (oficial) | {"type":"Feature","properties":{},"geometry":{"type":"LineString","coordinates":[[-99.71717,20.21227],[-99.70155,20.19721],[-99.6619,20.17107],[-99.63488,20.15917],[-99.62912,20.14291],[-99.62432,20.09445],[-99.58704,20.07652],[-99.51295,20.0344],[-99.49531,20.00484],[-99.49478,19.98462]]}}
L.T. SAN LUIS DE LA PAZ II - LAS DELICIAS (L1) | LineString | 230 kV |  | 4.66 km | 230 KV-1C-4.71 Km-900 ACSR-TA | [5 empty] | CONACYT 2024 (oficial) | {"type":"Feature","properties":{},"geometry":{"type":"LineString","coordinates":[[-100.61333,21.24739],[-100.61497,21.24634],[-100.63347,21.28258]]}}
L.T. SAN LUIS DE LA PAZ II - LAS DELICIAS (L2) | LineString | 230 kV |  | 6.49 km | 230 KV-1C-6.53 Km-900 ACSR-TA | [5 empty] | CONACYT 2024 (oficial) | {"type":"Feature","properties":{},"geometry":{"type":"LineString","coordinates":[[-100.61319,21.24716],[-100.61497,21.24634],[-100.61806,21.24499],[-100.62797,21.24116],[-100.63427,21.28227]]}}
L.T. LEON III - LEON II (L2) | LineString | 230 kV |  | 11.65 km | 230 KV-2C-11.69 Km-900 ACSR-TA/PA | [5 empty] | CONACYT 2024 (oficial) | {"type":"Feature","properties":{},"geometry":{"type":"LineString","coordinates":[[-101.67944,21.07169],[-101.68241,21.07349],[-101.69505,21.08777],[-101.71358,21.09558],[-101.71917,21.11082],[-101.7419,21.13252],[-101.72834,21.14364]]}}
L.T. LEON III - LEON II (L1) | LineString | 230 kV |  | 14.45 km | 230 KV-2C-14.49 Km-900 ACSR-TA/PA | [5 empty] | CONACYT 2024 (oficial) | {"type":"Feature","properties":{},"geometry":{"type":"LineString","coordinates":[[-101.67958,21.07153],[-101.68241,21.07349],[-101.69872,21.08877],[-101.74353,21.10101],[-101.75263,21.11362],[-101.72323,21.1354],[-101.72801,21.14285]]}}
L.T. SALAMANCA PV - SALAMANCA II | LineString | 230 kV |  | 13.61 km | 230 KV-1C-13.66 Km-900 ACSR-TA | [5 empty] | CONACYT 2024 (oficial) | {"type":"Feature","properties":{},"geometry":{"type":"LineString","coordinates":[[-101.17074,20.57139],[-101.16653,20.58394],[-101.18298,20.59757],[-101.21502,20.58739],[-101.23162,20.53674],[-101.22965,20.53467]]}}
L.T. PIE DE LA CUESTA - EL QUEMADO | LineString | 230 kV |  | 23.88 km | 230 KV-2C-23.89 Km-1113 ACSR-TA | [5 empty] | CONACYT 2024 (oficial) | {"type":"Feature","properties":{},"geometry":{"type":"LineString","coordinates":[[-99.83474,16.91142],[-99.83398,16.91177],[-99.83009,16.93957],[-99.8399,16.93517],[-99.96685,16.9995],[-99.99897,16.98246],[-99.99952,16.98108]]}}
L.T. EL ALAMO ENTQ. AGUILAS - CONTRERAS | LineString | 230 kV |  | 3.86 km | 230 KV-2C-3.6 Km-TA | [5 empty] | CONACYT 2024 (oficial) | {"type":"Feature","properties":{},"geometry":{"type":"LineString","coordinates":[[-99.24673,19.33134],[-99.24653,19.33104],[-99.24461,19.33145],[-99.23066,19.33509],[-99.22217,19.33696],[-99.21253,19.33934],[-99.21141,19.33984]]}}
L.T. CERRO GORDO - AZTECA | LineString | 230 kV |  | 4.67 km | 230 KV-1C -4.67 Km-900 ACSR-TA | [5 empty] | CONACYT 2024 (oficial) | {"type":"Feature","properties":{},"geometry":{"type":"LineString","coordinates":[[-99.06054,19.52618],[-99.06108,19.52654],[-99.05688,19.53291],[-99.04862,19.54408],[-99.05891,19.55494]]}}
L.T. SAN BERNABE - OLIVAR | LineString | 230 kV |  | 17.53 km | 230 KV-2C -17.52 Km-900 ACSR-TA/PA/SUBTERRANEA | [5 empty] | CONACYT 2024 (oficial) | {"type":"Feature","properties":{},"geometry":{"type":"LineString","coordinates":[[-99.34387,19.30672],[-99.34345,19.30634],[-99.34201,19.30715],[-99.34132,19.30739],[-99.33796,19.31098],[-99.33742,19.31154],[-99.3355,19.314],[-99.33329,19.31706],[-99.33277,19.31793],[-99.33195,19.32002],[-99.33196,19.32017],[-99.33157,19.32071],[-99.33141,19.32098],[-99.33135,19.32116],[-99.33085,19.3218],[-99.33031,19.32374],[-99.3299,19.32536],[-99.32944,19.32749],[-99.32856,19.32917],[-99.32635,19.33649],[-99.32253,19.34796],[-99.30296,19.34509],[-99.30208,19.345],[-99.27295,19.33563],[-99.25465,19.33014],[-99.2467,19.33085],[-99.24653,19.33104],[-99.24461,19.33145],[-99.22217,19.33696],[-99.21253,19.33934],[-99.21162,19.33973],[-99.21133,19.33975]]}}
L.T. SAN BERNABE ENTQ. AGUILAS - CONTRERAS | LineString | 230 kV |  | 8.35 km | 230 KV-2C-8.31 Km-TA/CS | [5 empty] | CONACYT 2024 (oficial) | {"type":"Feature","properties":{},"geometry":{"type":"LineString","coordinates":[[-99.2467,19.33085],[-99.25251,19.32936],[-99.25465,19.33014],[-99.27295,19.33563],[-99.30208,19.345],[-99.30296,19.34509],[-99.32253,19.34796]]}}
L.T. MEZCALA - LOS AMATES | LineString | 230 kV |  | 140.31 km | 230 KV-2C-140.22 Km-795/1113 ACSR-TA | [5 empty] | CONACYT 2024 (oficial) | {"type":"Feature","properties":{},"geometry":{"type":"LineString","coordinates":[[-99.81094,16.83896],[-99.80626,16.83902],[-99.77112,16.87883],[-99.7615,16.93738],[-99.78634,17.01255],[-99.78539,17.03382],[-99.69803,17.11541],[-99.67001,17.13375],[-99.59769,17.17353],[-99.4877,17.32461],[-99.48342,17.35417],[-99.48028,17.44544],[-99.48069,17.4831],[-99.53153,17.53011],[-99.53426,17.5384],[-99.5305,17.5671],[-99.54001,17.64011],[-99.54474,17.68704],[-99.57031,17.71393],[-99.57718,17.79387],[-99.59827,17.89122],[-99.60054,17.92561]]}}
L.T. LEON II - LEON IV | LineString | 230 kV |  | 18.05 km | 230 KV-2C/4C-18.05 Km-1113 ACSR-TA/PA | [5 empty] | CONACYT 2024 (oficial) | {"type":"Feature","properties":{},"geometry":{"type":"LineString","coordinates":[[-101.67863,21.07172],[-101.67702,21.06969],[-101.63201,21.04796],[-101.60998,21.05654],[-101.59431,21.08461],[-101.59905,21.10815],[-101.59472,21.1289],[-101.60497,21.13625]]}}
L.T. SALAMANCA PV - IRAPUATO II | LineString | 230 kV |  | 20.58 km | 230 KV-1C-20.58 Km-795 ACSR-TA | [5 empty] | CONACYT 2024 (oficial) | {"type":"Feature","properties":{},"geometry":{"type":"LineString","coordinates":[[-101.1695,20.57101],[-101.16551,20.58629],[-101.18015,20.60398],[-101.29696,20.70052],[-101.29775,20.69976]]}}
L.T. CELAYA III ENTQ, SALAMANCA PV - CELAYA II | LineString | 230 kV |  | 0.01 km | 230 KV-2C-7.2 Km-900 ACSR-TA/PA | [5 empty] | CONACYT 2024 (oficial) | {"type":"Feature","properties":{},"geometry":{"type":"LineString","coordinates":[[-100.93261,20.57572],[-100.93264,20.57571],[-100.93266,20.57573]]}}
L.T. TULA - JOROBAS | LineString | 230 kV |  | 27.55 km | 230 KV-2C-27.4 Km-1113 ACSR-TA/PA | [5 empty] | CONACYT 2024 (oficial) | {"type":"Feature","properties":{},"geometry":{"type":"LineString","coordinates":[[-99.28065,19.85597],[-99.27223,19.86863],[-99.28454,19.89908],[-99.30541,19.92958],[-99.30577,19.95812],[-99.2941,19.96941],[-99.29458,19.99703],[-99.3102,20.01374],[-99.30437,20.02906],[-99.29483,20.03479],[-99.29107,20.05368],[-99.27459,20.06117],[-99.2752,20.05852]]}}
L.T. TEXCOCO - VALLE DE MEXICO | LineString | 230 kV |  | 20.17 km | 230 KV-2C-20.07 Km-TA | [5 empty] | CONACYT 2024 (oficial) | {"type":"Feature","properties":{},"geometry":{"type":"LineString","coordinates":[[-98.84103,19.54553],[-98.86449,19.55766],[-98.88181,19.5721],[-98.90131,19.61527],[-98.9306,19.63168],[-98.95342,19.62532],[-98.97104,19.63374],[-98.97472,19.61998]]}}
L.T. IRAPUATO II - SILAO II | LineString | 230 kV |  | 32.71 km | 230 KV-2C-8.39 Km-900 ACSR-TA | [5 empty] | CONACYT 2024 (oficial) | {"type":"Feature","properties":{},"geometry":{"type":"LineString","coordinates":[[-101.29816,20.70011],[-101.35233,20.7227],[-101.36723,20.7116],[-101.37547,20.72022],[-101.42208,20.80805],[-101.43199,20.82219],[-101.46665,20.90687]]}}
L.T. SALAMANCA II - ABASOLO II | LineString | 230 kV |  | 67.11 km | 230 KV-1C-67.05 Km-TA | [5 empty] | CONACYT 2024 (oficial) | {"type":"Feature","properties":{},"geometry":{"type":"LineString","coordinates":[[-101.5892,20.51702],[-101.58378,20.5032],[-101.56861,20.40507],[-101.4801,20.30699],[-101.45833,20.293],[-101.39515,20.3298],[-101.26022,20.44307],[-101.23223,20.53466],[-101.22978,20.53451]]}}
L.T. EL VIDRIO - JOROBAS | LineString | 230 kV |  | 28.24 km | 230 KV-1C-26.53 Km-900 ACSR-TA | [5 empty] | CONACYT 2024 (oficial) | {"type":"Feature","properties":{},"geometry":{"type":"LineString","coordinates":[[-99.28099,19.85546],[-99.28214,19.85646],[-99.335,19.78233],[-99.36704,19.73404],[-99.36889,19.6588],[-99.37974,19.6474],[-99.36731,19.63639]]}}
L.T. CELAYA III - CRIOYNFRA | LineString | 230 kV |  | 3.66 km | 230 KV-2C/1C-3.67 Km-1113 ACSR-TA | [5 empty] | CONACYT 2024 (oficial) | {"type":"Feature","properties":{},"geometry":{"type":"LineString","coordinates":[[-100.92384,20.51972],[-100.92364,20.5197],[-100.90866,20.52969],[-100.89627,20.53286],[-100.89563,20.53288]]}}
L.T. CELAYA III - SIBASA | LineString | 230 kV |  | 2.6 km | 230 KV-2C/1C-2.3 Km-1113 ACSR-TA | [5 empty] | CONACYT 2024 (oficial) | {"type":"Feature","properties":{},"geometry":{"type":"LineString","coordinates":[[-100.91315,20.52155],[-100.90866,20.52969],[-100.89627,20.53286],[-100.89568,20.53263]]}}
L.T. CRIOYNFRA - DEACERO | LineString | 230 kV |  | 0.76 km | 230 KV-1C-0.71 Km-1113 ACSR-TA | [5 empty] | CONACYT 2024 (oficial) | {"type":"Feature","properties":{},"geometry":{"type":"LineString","coordinates":[[-100.92679,20.52056],[-100.92364,20.5197]]}}
L.T. VALLE DE MEXICO - VICTORIA | LineString | 230 kV |  | 22.46 km | 230 KV-1C - 22.49 Km-900 ACSR-TA | [5 empty] | CONACYT 2024 (oficial) | {"type":"Feature","properties":{},"geometry":{"type":"LineString","coordinates":[[-99.18668,19.63653],[-99.1855,19.63622],[-99.18112,19.63711],[-99.09671,19.64323],[-99.07385,19.63989],[-99.01166,19.63066],[-99.01115,19.63058],[-98.97706,19.62123],[-98.97687,19.62031]]}}
L.T. SAN BERNABE -CONTRERAS | LineString | 230 kV |  | 18.98 km | 230 KV-1C -18.94 Km-900 ACSR-TA/SUBTERRANEA | [5 empty] | CONACYT 2024 (oficial) | {"type":"Feature","properties":{},"geometry":{"type":"LineString","coordinates":[[-99.34387,19.30672],[-99.34286,19.30637],[-99.34201,19.30715],[-99.34144,19.30731],[-99.34132,19.30739],[-99.33796,19.31098],[-99.33742,19.31154],[-99.3355,19.314],[-99.33195,19.32002],[-99.33135,19.32116],[-99.33085,19.3218],[-99.32974,19.32631],[-99.32944,19.32749],[-99.32856,19.32917],[-99.32609,19.33767],[-99.32435,19.34341],[-99.32253,19.34796],[-99.30296,19.34509],[-99.30208,19.345],[-99.27295,19.33563],[-99.25251,19.32936],[-99.2467,19.33085],[-99.25472,19.30269],[-99.24396,19.28989]]}}
L.T. SAN JUAN DEL RIO II - DAÑU | LineString | 230 kV |  | 43.12 km | 230 KV-1C -43.19 Km-900 ACSR-TA | [5 empty] | CONACYT 2024 (oficial) | {"type":"Feature","properties":{},"geometry":{"type":"LineString","coordinates":[[-99.96792,20.42849],[-99.96734,20.42858],[-99.96365,20.41949],[-99.96699,20.41456],[-99.85881,20.30136],[-99.71435,20.24778],[-99.68703,20.23484],[-99.68761,20.2259],[-99.7079,20.21139],[-99.71699,20.21253]]}}
L.T. TEXCOCO - CHAPINGO | LineString | 230 kV |  | 12.8 km | 230 KV-2C -12.74 Km-900 ACSR-TA | [5 empty] | CONACYT 2024 (oficial) | {"type":"Feature","properties":{},"geometry":{"type":"LineString","coordinates":[[-98.90419,19.50665],[-98.86329,19.49224],[-98.85247,19.5022],[-98.85946,19.51828],[-98.8524,19.54123],[-98.8414,19.54452]]}}
L.T. TOPILEJO - CONTRERAS | LineString | 230 kV |  | 23.49 km | 230 KV-1C/2C/4C -23.51 Km-900 ACSR-TA | [5 empty] | CONACYT 2024 (oficial) | {"type":"Feature","properties":{},"geometry":{"type":"LineString","coordinates":[[-99.16067,19.15856],[-99.15919,19.16379],[-99.1594,19.17196],[-99.14411,19.22832],[-99.1427,19.261],[-99.14269,19.26506],[-99.17338,19.25954],[-99.24368,19.28933],[-99.24354,19.28988]]}}
L.T. TOPILEJO - PARRES (MOVIL) | LineString | 230 kV |  | 15.15 km | 230 KV-1C/2C/4C -15.14 Km-900 ACSR-TA | [5 empty] | CONACYT 2024 (oficial) | {"type":"Feature","properties":{},"geometry":{"type":"LineString","coordinates":[[-99.17166,19.25983],[-99.14269,19.26506],[-99.1427,19.261],[-99.14411,19.22832],[-99.1594,19.17196],[-99.15919,19.16379],[-99.16088,19.15862]]}}
L.T. PARRES (MOVIL) - CONTRERAS | LineString | 230 kV |  | 8.31 km | 230 KV-1C/2C -8.34 Km-900 ACSR-TA | [5 empty] | CONACYT 2024 (oficial) | {"type":"Feature","properties":{},"geometry":{"type":"LineString","coordinates":[[-99.24374,19.28988],[-99.24368,19.28933],[-99.17338,19.25954],[-99.17188,19.2598]]}}
L.T. TEOTIHUACAN - IROLO | LineString | 230 kV |  | 31.24 km | 230 KV-2C -31.23 Km-900 ACSR-TA | [5 empty] | CONACYT 2024 (oficial) | {"type":"Feature","properties":{},"geometry":{"type":"LineString","coordinates":[[-98.59225,19.76625],[-98.72524,19.73015],[-98.80229,19.69628],[-98.8516,19.66882],[-98.86586,19.66309]]}}
L.T. IROLO - KM 110 | LineString | 230 kV |  | 39.14 km | 230 KV-2C -39.21 Km-900 ACSR-TA | [5 empty] | CONACYT 2024 (oficial) | {"type":"Feature","properties":{},"geometry":{"type":"LineString","coordinates":[[-98.30256,19.97924],[-98.39858,19.87229],[-98.55097,19.77945],[-98.58623,19.76881],[-98.59195,19.76633]]}}
L.T. KM 110 - EL SALTO | LineString | 230 kV |  | 42.55 km | 230 KV-2C -42.55 Km-900 ACSR-TA | [5 empty] | CONACYT 2024 (oficial) | {"type":"Feature","properties":{},"geometry":{"type":"LineString","coordinates":[[-97.98938,20.21151],[-98.00509,20.20718],[-98.02103,20.19513],[-98.07625,20.16344],[-98.1006,20.11498],[-98.12501,20.09321],[-98.18231,20.03787],[-98.24541,20.00496],[-98.28394,19.991],[-98.30038,19.98048]]}}
L.T. SIN NOMBRE TAP IROLO - KM 110 | LineString | 230 kV |  | 2.02 km | 230 KV-1C -2.02 Km-900 ACSR-TA | [5 empty] | CONACYT 2024 (oficial) | {"type":"Feature","properties":{},"geometry":{"type":"LineString","coordinates":[[-98.58856,19.75078],[-98.58879,19.75149],[-98.58623,19.76881]]}}
L.T. ECATEPEC - CERRO GORDO | LineString | 230 kV |  | 6.15 km | 230 KV-1C -6.18 Km-900 ACSR-TA | [5 empty] | CONACYT 2024 (oficial) | {"type":"Feature","properties":{},"geometry":{"type":"LineString","coordinates":[[-99.059,19.55571],[-99.06176,19.59791],[-99.05665,19.61011]]}}
L.T. VALLE DE MEXICO - CERRO GORDO | LineString | 230 kV |  | 15.19 km | 230 KV-1C -15.09 Km-900 ACSR-TA | [5 empty] | CONACYT 2024 (oficial) | {"type":"Feature","properties":{},"geometry":{"type":"LineString","coordinates":[[-98.97767,19.62035],[-98.97782,19.62151],[-98.99826,19.62854],[-99.01696,19.6276],[-99.05661,19.61033],[-99.05665,19.61011],[-99.06176,19.59791],[-99.059,19.55571]]}}
L.T. VALLE DE MEXICO - CERRO GORDO | LineString | 230 kV |  | 11.2 km | 230 KV-1C -11.16 Km-900 ACSR-TA | [5 empty] | CONACYT 2024 (oficial) | {"type":"Feature","properties":{},"geometry":{"type":"LineString","coordinates":[[-99.0573,19.55567],[-99.05662,19.55561],[-99.0498,19.56008],[-99.01647,19.60321],[-98.9796,19.62019]]}}
L.T. VALLE DE MEXICO - CERRO GORDO | LineString | 230 kV |  | 11.17 km | 230 KV-2C -11.14 Km-900 ACSR-TA | [5 empty] | CONACYT 2024 (oficial) | {"type":"Feature","properties":{},"geometry":{"type":"LineString","coordinates":[[-98.97963,19.62002],[-99.011,19.60679],[-99.01876,19.60011],[-99.04696,19.56279],[-99.05662,19.55561],[-99.05738,19.55548]]}}
L.T. CERRO GORDO - CARTON Y PAPEL | LineString | 230 kV |  | 3.92 km | 230 KV-2C - 3.92 Km-900 ACSR-TA | [5 empty] | CONACYT 2024 (oficial) | {"type":"Feature","properties":{},"geometry":{"type":"LineString","coordinates":[[-99.05805,19.53367],[-99.05688,19.53291],[-99.04862,19.54408],[-99.05891,19.55494]]}}
L.T. AZTECA - MADERO | LineString | 230 kV |  | 5.6 km | 230 KV-1C - 5.60 Km-900 ACSR-TA | [5 empty] | CONACYT 2024 (oficial) | {"type":"Feature","properties":{},"geometry":{"type":"LineString","coordinates":[[-99.05263,19.49542],[-99.07526,19.50603],[-99.07298,19.51009],[-99.06108,19.52654],[-99.06054,19.52618]]}}
L.T. CARTON Y PAPEL - JABON LA CORONA | LineString | 230 kV |  | 3.89 km | 230 KV-2C -3.89 Km-900 ACSR-TA | [5 empty] | CONACYT 2024 (oficial) | {"type":"Feature","properties":{},"geometry":{"type":"LineString","coordinates":[[-99.07588,19.51405],[-99.07627,19.51208],[-99.07298,19.51009],[-99.06108,19.52654],[-99.05688,19.53291],[-99.05805,19.53367]]}}
L.T. ESMERALDA - XALOSTOC | LineString | 230 kV |  | 6.62 km | 230 KV-2C -6.62 Km-900 ACSR-TA | [5 empty] | CONACYT 2024 (oficial) | {"type":"Feature","properties":{},"geometry":{"type":"LineString","coordinates":[[-99.09189,19.47397],[-99.08567,19.4932],[-99.07526,19.50603],[-99.07298,19.51009],[-99.07627,19.51208],[-99.08949,19.51364]]}}
L.T. CERRO GORDO - KILOMETRO CERO | LineString | 230 kV |  | 14.93 km | 230 KV-2C -14.92 Km-900 ACSR-TA | [5 empty] | CONACYT 2024 (oficial) | {"type":"Feature","properties":{},"geometry":{"type":"LineString","coordinates":[[-99.14944,19.45297],[-99.14667,19.45999],[-99.11682,19.49618],[-99.07598,19.53499],[-99.05936,19.55532]]}}
L.T. SALAMANCA PV - CELAYA III | LineString | 230 kV |  | 33.58 km | 230 KV-1C/4C -35.58 Km-795 ACSR-TA | [5 empty] | CONACYT 2024 (oficial) | {"type":"Feature","properties":{},"geometry":{"type":"LineString","coordinates":[[-100.89558,20.53324],[-100.89628,20.53345],[-100.93412,20.54971],[-100.93266,20.57573],[-100.93317,20.57669],[-101.12684,20.59794],[-101.15559,20.58958],[-101.17051,20.57139]]}}
L.T. MAGDALENA - JAMAICA | LineString | 230 kV |  | 6.23 km | 230 KV-2C -6.22 Km-900 ACSR-TA | [5 empty] | CONACYT 2024 (oficial) | {"type":"Feature","properties":{},"geometry":{"type":"LineString","coordinates":[[-99.09288,19.38206],[-99.09316,19.38299],[-99.12932,19.39051],[-99.12877,19.4067],[-99.13098,19.40911]]}}
L.T. SANTA CRUZ - JAMAICA | LineString | 230 kV |  | 10.23 km | 230 KV-1C -10.23 Km-900 ACSR-TA | [5 empty] | CONACYT 2024 (oficial) | {"type":"Feature","properties":{},"geometry":{"type":"LineString","coordinates":[[-99.06134,19.3646],[-99.07811,19.37051],[-99.09316,19.38299],[-99.12932,19.39051],[-99.12877,19.4067],[-99.13051,19.40915]]}}
L.T. SANTA CRUZ - MAGDALENA | LineString | 230 kV |  | 3.85 km | 230 KV-2C -3.85 Km-900 ACSR-TA | [5 empty] | CONACYT 2024 (oficial) | {"type":"Feature","properties":{},"geometry":{"type":"LineString","coordinates":[[-99.06135,19.36414],[-99.09242,19.38086]]}}
L.T. ODON DE BUEN - TAXQUEÑA | LineString | 230 kV |  | 5.7 km | 230 KV-1C -5.73 Km-900 ACSR-TA/PA/SUBTERRANEA | [5 empty] | CONACYT 2024 (oficial) | {"type":"Feature","properties":{},"geometry":{"type":"LineString","coordinates":[[-99.1881,19.30985],[-99.16894,19.31312],[-99.1492,19.33689]]}}
L.T. AGUILAS - ODON DE BUEN | LineString | 230 kV |  | 10.43 km | 230 KV-1C -10.42 Km-900 ACSR-TA/PA | [5 empty] | CONACYT 2024 (oficial) | {"type":"Feature","properties":{},"geometry":{"type":"LineString","coordinates":[[-99.24319,19.35464],[-99.24673,19.33134],[-99.24653,19.33104],[-99.2467,19.33085],[-99.23235,19.31422],[-99.20814,19.30582],[-99.18824,19.30986]]}}
L.T. AGUILAS - CUAJIMALPA | LineString | 230 kV |  | 8.92 km | 230 KV-1C -8.94 Km-900 ACSR-TA | [5 empty] | CONACYT 2024 (oficial) | {"type":"Feature","properties":{},"geometry":{"type":"LineString","coordinates":[[-99.30218,19.34531],[-99.30208,19.345],[-99.27295,19.33563],[-99.25465,19.33014],[-99.25251,19.32936],[-99.2467,19.33085],[-99.24673,19.33134],[-99.24319,19.35464]]}}
L.T. AGUILAS - OLIVAR | LineString | 230 kV |  | 6.52 km | 230 KV-1C -8.52 Km-900 ACSR-TA/PA/SUBTERRANEA | [5 empty] | CONACYT 2024 (oficial) | {"type":"Feature","properties":{},"geometry":{"type":"LineString","coordinates":[[-99.24313,19.35452],[-99.24673,19.33134],[-99.24653,19.33104],[-99.23066,19.33509],[-99.22217,19.33696],[-99.21253,19.33934],[-99.21162,19.33973],[-99.21135,19.3398]]}}
L.T. BOSQUES - AGUILAS | LineString | 230 kV |  | 6.43 km | 230 KV-1C -6.45 Km-900 ACSR-TA/PA/SUBTERRANEA | [5 empty] | CONACYT 2024 (oficial) | {"type":"Feature","properties":{},"geometry":{"type":"LineString","coordinates":[[-99.2434,19.35499],[-99.24447,19.35417],[-99.24557,19.36419],[-99.25739,19.39514],[-99.25889,19.40828]]}}
L.T. AGUILAS - SAN ANGEL | LineString | 230 kV |  | 4.46 km | 230 KV-1C -4.53 Km-900 ACSR-TA | [5 empty] | CONACYT 2024 (oficial) | {"type":"Feature","properties":{},"geometry":{"type":"LineString","coordinates":[[-99.20531,19.36562],[-99.2053,19.36537],[-99.2335,19.35352],[-99.24251,19.35508],[-99.24271,19.35491]]}}
L.T. SAN ANGEL - TACUBAYA | LineString | 230 kV |  | 3.44 km | 230 KV-1C -3.43Km-900 ACSR-TA | [5 empty] | CONACYT 2024 (oficial) | {"type":"Feature","properties":{},"geometry":{"type":"LineString","coordinates":[[-99.19203,19.39378],[-99.20033,19.37953],[-99.20469,19.36717],[-99.20503,19.36617]]}}
L.T. AGUILAS - TACUBAYA | LineString | 230 kV |  | 7.96 km | 230 KV-1C -7.96 Km-900 ACSR-TA | [5 empty] | CONACYT 2024 (oficial) | {"type":"Feature","properties":{},"geometry":{"type":"LineString","coordinates":[[-99.24273,19.35499],[-99.24251,19.35508],[-99.2335,19.35352],[-99.2053,19.36537],[-99.20503,19.36617],[-99.20469,19.36717],[-99.20033,19.37953],[-99.19203,19.39378]]}}
L.T. VICTORIA - PUNTA NORTE (MOVIL) | LineString | 230 kV |  | 4.99 km | 230 KV-1C -4.99 Km-900 ACSR-TA | [5 empty] | CONACYT 2024 (oficial) | {"type":"Feature","properties":{},"geometry":{"type":"LineString","coordinates":[[-99.22999,19.61532],[-99.20737,19.63453],[-99.19024,19.63592]]}}
L.T. PUNTA NORTE (MOVIL) - ATIZAPAN | LineString | 230 kV |  | 9.66 km | 230 KV-1C -9.66 Km-900 ACSR-TA | [5 empty] | CONACYT 2024 (oficial) | {"type":"Feature","properties":{},"geometry":{"type":"LineString","coordinates":[[-99.25716,19.56136],[-99.27518,19.56258],[-99.26644,19.58642],[-99.25132,19.59502],[-99.23034,19.61501]]}}
L.T. ATIZAPAN - REMEDIOS | LineString | 230 kV |  | 12.97 km | 230 KV-1C -12.99 Km-900 ACSR-TA | [5 empty] | CONACYT 2024 (oficial) | {"type":"Feature","properties":{},"geometry":{"type":"LineString","coordinates":[[-99.25314,19.48575],[-99.27268,19.48566],[-99.28117,19.49586],[-99.28096,19.53984],[-99.27518,19.56258],[-99.25716,19.56136]]}}
L.T. CARTAGENA - VICTORIA | LineString | 230 kV |  | 0.88 km | 230 KV-1C -0.90 Km-900 ACSR-TA | [5 empty] | CONACYT 2024 (oficial) | {"type":"Feature","properties":{},"geometry":{"type":"LineString","coordinates":[[-99.18044,19.63901],[-99.18112,19.63711],[-99.1855,19.63622],[-99.18671,19.63621]]}}
L.T. TECAMAC - CARTAGENA | LineString | 230 kV |  | 18.19 km | 230 KV-1C -18.18 Km-900 ACSR-TA | [5 empty] | CONACYT 2024 (oficial) | {"type":"Feature","properties":{},"geometry":{"type":"LineString","coordinates":[[-99.01166,19.63066],[-99.07385,19.63989],[-99.09671,19.64323],[-99.18112,19.63711],[-99.18044,19.63901]]}}
L.T. VALLE DE MEXICO - TECAMAC | LineString | 230 kV |  | 3.89 km | 230 KV-1C -3.85 Km-900 ACSR-TA | [5 empty] | CONACYT 2024 (oficial) | {"type":"Feature","properties":{},"geometry":{"type":"LineString","coordinates":[[-98.97716,19.62031],[-98.97706,19.62123],[-99.01115,19.63058]]}}
L.T. ZIMAPAN P.H. - DAÑU | LineString | 230 kV |  | 83.19 km | 230 KV-1C -83.30 Km-900 ACSR-TA | [5 empty] | CONACYT 2024 (oficial) | {"type":"Feature","properties":{},"geometry":{"type":"LineString","coordinates":[[-99.71739,20.21177],[-99.70713,20.20762],[-99.68687,20.22322],[-99.67201,20.24926],[-99.5776,20.37494],[-99.57147,20.48356],[-99.54724,20.54055],[-99.53152,20.56492],[-99.50556,20.59235],[-99.47943,20.62972],[-99.45564,20.64202],[-99.45702,20.75552],[-99.4664,20.78971],[-99.46675,20.8151],[-99.44509,20.84111],[-99.45826,20.8485]]}}
L.T. DAÑU - HEROES DE CARRANZA | LineString | 230 kV |  | 32.57 km | 230 KV-2C -32.44 Km-900 ACSR-TA | [5 empty] | CONACYT 2024 (oficial) | {"type":"Feature","properties":{},"geometry":{"type":"LineString","coordinates":[[-99.49226,20.09341],[-99.49282,20.09377],[-99.48198,20.11062],[-99.66651,20.22426],[-99.68687,20.22478],[-99.70721,20.21027],[-99.71727,20.212]]}}
L.T. DAÑU - CEMEX | LineString | 230 kV |  | 21.25 km | 230 KV-2C -21.10 Km-900 ACSR-TA | [5 empty] | CONACYT 2024 (oficial) | {"type":"Feature","properties":{},"geometry":{"type":"LineString","coordinates":[[-99.69217,20.38464],[-99.69871,20.34834],[-99.69231,20.33577],[-99.70183,20.29318],[-99.69352,20.24681],[-99.69789,20.21728],[-99.71707,20.21241]]}}
L.T. TEXCOCO - ZOCAC | LineString | 230 kV |  | 91.24 km | 230 KV-2C -92 Km-900 ACSR-TA | [5 empty] | CONACYT 2024 (oficial) | {"type":"Feature","properties":{},"geometry":{"type":"LineString","coordinates":[[-98.0469,19.49856],[-98.04789,19.49873],[-98.05013,19.49992],[-98.17021,19.51948],[-98.17592,19.49758],[-98.19767,19.5007],[-98.19415,19.5229],[-98.29792,19.53767],[-98.57473,19.59699],[-98.67557,19.61017],[-98.78452,19.57043],[-98.84141,19.55161],[-98.84064,19.54629]]}}
L.T. EL SAUZ - SAN JUAN DEL RIO II | LineString | 230 kV |  | 21.48 km | 230 KV-1C -21.50 Km-900 ACSR-TA | [5 empty] | CONACYT 2024 (oficial) | {"type":"Feature","properties":{},"geometry":{"type":"LineString","coordinates":[[-100.11973,20.45894],[-100.11519,20.46646],[-100.0804,20.4578],[-100.07903,20.44449],[-100.06783,20.43373],[-100.05399,20.43246],[-100.03648,20.43955],[-99.96365,20.41949],[-99.96734,20.42858],[-99.96791,20.42824]]}}
L.T. CONIN - EL SAUZ | LineString | 230 kV |  | 27.35 km | 230 KV-1C -27.42 Km-900 ACSR-TA | [5 empty] | CONACYT 2024 (oficial) | {"type":"Feature","properties":{},"geometry":{"type":"LineString","coordinates":[[-100.2892,20.58106],[-100.29013,20.58132],[-100.28492,20.60267],[-100.25756,20.57654],[-100.238,20.57219],[-100.14142,20.50818],[-100.12722,20.49735],[-100.12721,20.47641],[-100.12041,20.45904]]}}
L.T. QUERETARO I - CONIN | LineString | 230 kV |  | 19.49 km | 230 KV-1C -19.53 Km-900 ACSR-TA | [5 empty] | CONACYT 2024 (oficial) | {"type":"Feature","properties":{},"geometry":{"type":"LineString","coordinates":[[-100.43738,20.64297],[-100.42217,20.64334],[-100.33345,20.63101],[-100.31279,20.62402],[-100.28492,20.60267],[-100.29013,20.58132],[-100.28931,20.58091]]}}
L.T. SOSA - CHAPINGO | LineString | 230 kV |  | 13.13 km | 230 KV-1C/2C -13.11 Km-900 ACSR-TA | [5 empty] | CONACYT 2024 (oficial) | {"type":"Feature","properties":{},"geometry":{"type":"LineString","coordinates":[[-98.90511,19.50777],[-98.9056,19.50819],[-98.90992,19.51334],[-98.96795,19.61011]]}}
L.T. SALAMANCA PV - IRAPUATO II | LineString | 230 kV |  | 22.38 km | 230 KV-1C -22.38 Km-795/900 ACSR-TA | [5 empty] | CONACYT 2024 (oficial) | {"type":"Feature","properties":{},"geometry":{"type":"LineString","coordinates":[[-101.29714,20.69937],[-101.29696,20.69967],[-101.29649,20.69775],[-101.3014,20.69429],[-101.30842,20.68706],[-101.2771,20.66583],[-101.19465,20.60031],[-101.17517,20.59593],[-101.16787,20.58699],[-101.17119,20.57154]]}}
L.T. SALAMANCA PV - CELAYA III | LineString | 230 kV |  | 33.45 km | 230 KV-1C/4C -33.45 Km-795 ACSR-TA | [5 empty] | CONACYT 2024 (oficial) | {"type":"Feature","properties":{},"geometry":{"type":"LineString","coordinates":[[-100.89563,20.53297],[-100.89628,20.53345],[-100.93412,20.54971],[-100.93264,20.57571],[-101.12774,20.59712],[-101.15531,20.58912],[-101.17026,20.57133]]}}
L.T. CELAYA III - CELAYA II | LineString | 230 kV |  | 19.03 km | 230 KV-4C/1C -19.03 Km-900 ACSR-TA | [5 empty] | CONACYT 2024 (oficial) | {"type":"Feature","properties":{},"geometry":{"type":"LineString","coordinates":[[-100.89549,20.53367],[-100.89628,20.53345],[-100.93412,20.54971],[-100.93264,20.57571],[-100.89617,20.57385],[-100.82088,20.57395]]}}
L.T. VALLE DE MEXICO - TEOTIHUACAN | LineString | 230 kV |  | 12.71 km | 230 KV-2C -12.96 Km-900 ACSR-TA | [5 empty] | CONACYT 2024 (oficial) | {"type":"Feature","properties":{},"geometry":{"type":"LineString","coordinates":[[-98.86615,19.66305],[-98.94232,19.63597],[-98.97669,19.62025]]}}
L.T. VALLE DE MEXICO - TEOTIHUACAN | LineString | 230 kV |  | 0.12 km | 230 KV-2C -12.96 Km-900 ACSR-TA | [5 empty] | CONACYT 2024 (oficial) | {"type":"Feature","properties":{},"geometry":{"type":"LineString","coordinates":[[-98.97658,19.6202],[-98.97655,19.6213]]}}
L.T. QUERETARO POTENCIA - QUERETARO I | LineString | 230 kV |  | 18.89 km | 230 KV-2C/1C -18.83 Km-900 ACSR-TA | [5 empty] | CONACYT 2024 (oficial) | {"type":"Feature","properties":{},"geometry":{"type":"LineString","coordinates":[[-100.48748,20.52183],[-100.47642,20.53724],[-100.47989,20.56039],[-100.50369,20.61746],[-100.43887,20.64187]]}}
L.T. VALLE DE MEXICO - ECATEPEC | LineString | 230 kV |  | 9.01 km | 230 KV-2C-8.9 Km-TA | [5 empty] | CONACYT 2024 (oficial) | {"type":"Feature","properties":{},"geometry":{"type":"LineString","coordinates":[[-98.97796,19.62035],[-98.97782,19.62151],[-98.99826,19.62854],[-99.01696,19.6276],[-99.05661,19.61033]]}}
L.T. ESTADIO - TOLUCA | LineString | 230 kV |  | 8.74 km | 230 KV-3C/2C -6.71 Km-1113 ACSR-TA/PA | [5 empty] | CONACYT 2024 (oficial) | {"type":"Feature","properties":{},"geometry":{"type":"LineString","coordinates":[[-99.63221,19.29432],[-99.63104,19.27378],[-99.65448,19.26742],[-99.68043,19.2768]]}}
L.T. ATENCO - EL CERRILLO | LineString | 230 kV |  | 4.59 km | 230 KV-2C -4.68 Km-1113 ACSR-TA | [5 empty] | CONACYT 2024 (oficial) | {"type":"Feature","properties":{},"geometry":{"type":"LineString","coordinates":[[-99.54322,19.31392],[-99.54345,19.3143],[-99.55609,19.30436],[-99.56869,19.28199]]}}
L.T. APASCO - TIZAYUCA | LineString | 230 kV |  | 18.8 km | 230 KV-2C -18.80 Km-900 ACSR-TA | [5 empty] | CONACYT 2024 (oficial) | {"type":"Feature","properties":{},"geometry":{"type":"LineString","coordinates":[[-98.99024,19.82565],[-99.08295,19.93929],[-99.10142,19.95784],[-99.10168,19.95759],[-99.10188,19.95728]]}}
L.T. HUIXQUILUCAN - BOSQUES | LineString | 230 kV |  | 5.14 km | 230 KV-2C -5.11 Km-900 ACSR-TA | [5 empty] | CONACYT 2024 (oficial) | {"type":"Feature","properties":{},"geometry":{"type":"LineString","coordinates":[[-99.25893,19.40837],[-99.26865,19.42772],[-99.27146,19.45097],[-99.27143,19.45072]]}}
L.T. BOSQUES - CONTADERO | LineString | 230 kV |  | 2.92 km | 230 KV-2C -2.91 Km-900 ACSR-TA | [5 empty] | CONACYT 2024 (oficial) | {"type":"Feature","properties":{},"geometry":{"type":"LineString","coordinates":[[-99.25173,19.38368],[-99.25884,19.40834]]}}
L.T. CONTADERO - AGUILAS | LineString | 230 kV |  | 3.49 km | 230 KV-2C -3.49 Km-900 ACSR-TA | [5 empty] | CONACYT 2024 (oficial) | {"type":"Feature","properties":{},"geometry":{"type":"LineString","coordinates":[[-99.24334,19.35487],[-99.24447,19.35417],[-99.24557,19.36419],[-99.25166,19.38351]]}}
L.T. TIZAYUCA - TEOTIHUACAN | LineString | 230 kV |  | 22.78 km | 230 KV-1C -22.79 Km-900 ACSR-TA | [5 empty] | CONACYT 2024 (oficial) | {"type":"Feature","properties":{},"geometry":{"type":"LineString","coordinates":[[-98.86837,19.66263],[-98.87712,19.65969],[-98.91714,19.70736],[-98.96877,19.79831],[-98.98937,19.82453]]}}
L.T. TEOTIHUACAN - TEXCOCO | LineString | 230 kV |  | 15.47 km | 230 KV-1C -15.54 Km-900 ACSR-TA | [5 empty] | CONACYT 2024 (oficial) | {"type":"Feature","properties":{},"geometry":{"type":"LineString","coordinates":[[-98.84098,19.54564],[-98.84183,19.55816],[-98.83086,19.59346],[-98.84681,19.62123],[-98.87712,19.65969],[-98.86822,19.66226]]}}
L.T. LA MANGA - VALLE DE MEXICO | LineString | 230 kV |  | 144.97 km | 230 KV-1C -144.95 Km-900 ACSR-TA | [5 empty] | CONACYT 2024 (oficial) | {"type":"Feature","properties":{},"geometry":{"type":"LineString","coordinates":[[-99.96082,20.31967],[-99.92153,20.28112],[-99.85483,20.2493],[-99.7796,20.18437],[-99.76651,20.17454],[-99.71406,20.09918],[-99.69636,20.05661],[-99.65403,19.99908],[-99.54114,19.8682],[-99.53234,19.83402],[-99.48103,19.75687],[-99.45474,19.73403],[-99.42394,19.65517],[-99.37974,19.6474],[-99.26176,19.64648],[-99.22821,19.63333],[-99.20774,19.63922],[-99.17191,19.63796],[-99.08653,19.64447],[-99.01479,19.64773],[-98.98387,19.63178],[-98.9751,19.62002]]}}
L.T. VALLE DE MEXICO - TEXCOCO | LineString | 230 kV |  | 23.21 km | 230 KV-2C -23.09 Km-900 ACSR-TA | [5 empty] | CONACYT 2024 (oficial) | {"type":"Feature","properties":{},"geometry":{"type":"LineString","coordinates":[[-98.97617,19.62015],[-98.97401,19.62069],[-98.90967,19.51344],[-98.90226,19.50779],[-98.8658,19.54187],[-98.84133,19.5447]]}}
L.T. SALAMANCA PV - IRAPUATO II | LineString | 230 kV |  | 20.39 km | 230 KV-1C -20.39 Km-900 ACSR-TA | [5 empty] | CONACYT 2024 (oficial) | {"type":"Feature","properties":{},"geometry":{"type":"LineString","coordinates":[[-101.16976,20.57114],[-101.16611,20.5862],[-101.18128,20.60431],[-101.29744,20.69961]]}}
L.T. CRUZ AZUL - NOCHISTONGO | LineString | 230 kV |  | 10.53 km | 230 KV-1C/2C -10.52 Km-1113 ACSS-TA | [5 empty] | CONACYT 2024 (oficial) | {"type":"Feature","properties":{},"geometry":{"type":"LineString","coordinates":[[-99.2758,19.8949],[-99.27598,19.89564],[-99.2785,19.91324],[-99.29484,19.95132],[-99.30529,19.96885],[-99.30628,19.98364],[-99.30607,19.98359]]}}
L.T. LOS AMATES - PIE DE LA CUESTA | LineString | 230 kV |  | 36.75 km | 230 KV-1C/2C-36.73 Km-1113/795 ACSR-TA | [5 empty] | CONACYT 2024 (oficial) | {"type":"Feature","properties":{},"geometry":{"type":"LineString","coordinates":[[-99.81095,16.83929],[-99.81027,16.83916],[-99.80631,16.83912],[-99.77124,16.87883],[-99.77292,16.88628],[-99.8147,16.94006],[-99.82389,16.94178],[-99.8399,16.93517],[-99.96685,16.9995],[-99.99897,16.98246],[-99.99935,16.98106]]}}
L.T. SANTA CRUZ - AURORA | LineString | 230 kV |  | 12.7 km | 230 KV-1C/2C -12.69 Km-900 ACSR-TA | [5 empty] | CONACYT 2024 (oficial) | {"type":"Feature","properties":{},"geometry":{"type":"LineString","coordinates":[[-98.97668,19.39781],[-98.98819,19.41274],[-99.00696,19.38061],[-99.0271,19.36146],[-99.0602,19.3654]]}}
L.T. AURORA - CHAPINGO | LineString | 230 kV |  | 15.82 km | 230 KV-1C/2C -15.81 Km-900 ACSR-TA | [5 empty] | CONACYT 2024 (oficial) | {"type":"Feature","properties":{},"geometry":{"type":"LineString","coordinates":[[-98.90433,19.50652],[-98.96752,19.44647],[-98.98799,19.41299],[-98.97629,19.3978]]}}
L.T. LA PAZ - AURORA | LineString | 230 kV |  | 6.85 km | 230 KV-2C/4C -6.85 Km-900 ACSR-TA | [5 empty] | CONACYT 2024 (oficial) | {"type":"Feature","properties":{},"geometry":{"type":"LineString","coordinates":[[-98.95726,19.34741],[-98.97573,19.39666]]}}
L.T. LA PAZ - IXTAPALUCA | LineString | 230 kV |  | 5.28 km | 230 KV-1C/2C -5.28 Km-900 ACSR-TA | [5 empty] | CONACYT 2024 (oficial) | {"type":"Feature","properties":{},"geometry":{"type":"LineString","coordinates":[[-98.92037,19.32746],[-98.93421,19.33671],[-98.95146,19.33334],[-98.95661,19.34417],[-98.95578,19.34562]]}}
L.T. LA PAZ - AYOTLA | LineString | 230 kV |  | 5.22 km | 230 KV-1C/2C -5.21 Km-900 ACSR-TA | [5 empty] | CONACYT 2024 (oficial) | {"type":"Feature","properties":{},"geometry":{"type":"LineString","coordinates":[[-98.95307,19.30296],[-98.95769,19.30667],[-98.95146,19.33334],[-98.95661,19.34417],[-98.95668,19.34531]]}}
L.T. TOPILEJO - IXTAPALAPA | LineString | 230 kV |  | 25.0 km | 230 KV-1C/2C/4C -25.00 Km-900 ACSR-TA/PA | [5 empty] | CONACYT 2024 (oficial) | {"type":"Feature","properties":{},"geometry":{"type":"LineString","coordinates":[[-99.16037,19.15844],[-99.15919,19.16379],[-99.1594,19.17196],[-99.14411,19.22832],[-99.1427,19.261],[-99.12686,19.2692],[-99.10076,19.28635],[-99.09204,19.28531],[-99.06468,19.3231],[-99.06453,19.33059],[-99.06538,19.332],[-99.0731,19.33385]]}}
L.T. TOPILEJO - COAPA | LineString | 230 kV |  | 13.85 km | 230 KV-1C/2C/4C -13.86 Km-900 ACSR-TA | [5 empty] | CONACYT 2024 (oficial) | {"type":"Feature","properties":{},"geometry":{"type":"LineString","coordinates":[[-99.12735,19.26965],[-99.12686,19.2692],[-99.1427,19.261],[-99.14411,19.22832],[-99.1594,19.17196],[-99.15919,19.16379],[-99.16054,19.1585]]}}
L.T. COAPA - XOCHIMILCO | LineString | 230 kV |  | 6.11 km | 230 KV-1C/2C -6.11 Km-900 ACSR-TA/PA | [5 empty] | CONACYT 2024 (oficial) | {"type":"Feature","properties":{},"geometry":{"type":"LineString","coordinates":[[-99.08409,19.29915],[-99.08385,19.2991],[-99.09204,19.28531],[-99.10076,19.28636],[-99.12713,19.26971]]}}
L.T. XOCHIMILCO - SANTA CRUZ | LineString | 230 kV |  | 8.37 km | 230 KV-1C/2C -8.37 Km-900 ACSR-TA | [5 empty] | CONACYT 2024 (oficial) | {"type":"Feature","properties":{},"geometry":{"type":"LineString","coordinates":[[-99.0615,19.36395],[-99.06448,19.33442],[-99.06453,19.33059],[-99.06468,19.3231],[-99.08385,19.2991],[-99.08402,19.2992]]}}
L.T. IXTAPALAPA - SANTA CRUZ | LineString | 230 kV |  | 4.89 km | 230 KV-1C/2C -4.88 Km-900 ACSR-TA | [5 empty] | CONACYT 2024 (oficial) | {"type":"Feature","properties":{},"geometry":{"type":"LineString","coordinates":[[-99.0731,19.33385],[-99.06538,19.332],[-99.06448,19.33442],[-99.0615,19.36395]]}}
L.T. TOLUCA 2000 - EL CERRILLO | LineString | 230 kV |  | 8.8 km | 230 KV-1C/2C -8.80 Km-1113 ACSR-TA/PA | [5 empty] | CONACYT 2024 (oficial) | {"type":"Feature","properties":{},"geometry":{"type":"LineString","coordinates":[[-99.54322,19.31392],[-99.54345,19.3143],[-99.53618,19.32638],[-99.53945,19.36231],[-99.54606,19.36805],[-99.55509,19.37768],[-99.56007,19.37369],[-99.56083,19.37438]]}}
L.T. ATENCO - TIANGUISTENGO | LineString | 230 kV |  | 17.04 km | 230 KV-1C -17.03 Km-900 ACSR-TA | [5 empty] | CONACYT 2024 (oficial) | {"type":"Feature","properties":{},"geometry":{"type":"LineString","coordinates":[[-99.46723,19.16465],[-99.46769,19.16449],[-99.52091,19.24265],[-99.56803,19.27355],[-99.56898,19.27935]]}}
L.T. TIANGUISTENGO - E. ZAPATA | LineString | 230 kV |  | 47.96 km | 230 KV-1C -47.55 Km-900 ACSR-TA | [5 empty] | CONACYT 2024 (oficial) | {"type":"Feature","properties":{},"geometry":{"type":"LineString","coordinates":[[-99.20443,18.84432],[-99.21592,18.83756],[-99.23452,18.84402],[-99.25159,18.87668],[-99.28227,18.91579],[-99.359,18.97158],[-99.39902,19.08522],[-99.45341,19.14335],[-99.46769,19.16449],[-99.46723,19.16465]]}}
L.T. MEZCALA EL CARACOL L1 | LineString | 230 kV |  | 53.75 km | 230 KV-1C -53.47 Km-900 ACSR-TA | [5 empty] | CONACYT 2024 (oficial) | {"type":"Feature","properties":{},"geometry":{"type":"LineString","coordinates":[[-99.99123,17.9533],[-99.98314,17.95857],[-99.95592,18.02086],[-99.91164,18.04429],[-99.79403,18.05555],[-99.73311,18.02266],[-99.59734,17.94493],[-99.59002,17.93033],[-99.60045,17.92598]]}}
L.T. MEZCALA EL CARACOL L2 | LineString | 230 kV |  | 52.18 km | 230 KV-1C -51.93 Km-900 ACSR-TA | [5 empty] | CONACYT 2024 (oficial) | {"type":"Feature","properties":{},"geometry":{"type":"LineString","coordinates":[[-99.99116,17.95319],[-99.98267,17.95811],[-99.9558,18.02026],[-99.9117,18.04364],[-99.79788,18.05448],[-99.79422,18.05685],[-99.73332,18.02584],[-99.73,18.02107],[-99.68214,17.99212],[-99.64021,17.96874],[-99.61209,17.92789],[-99.60034,17.92673]]}}
L.T. LEON II - IRAPUATO II | LineString | 230 kV |  | 60.1 km | 230 KV-1C -60.12 Km-900 ACSR-TA | [5 empty] | CONACYT 2024 (oficial) | {"type":"Feature","properties":{},"geometry":{"type":"LineString","coordinates":[[-101.67883,21.07153],[-101.67717,21.06948],[-101.58311,20.99726],[-101.49068,20.89678],[-101.39498,20.7495],[-101.30842,20.68704],[-101.29649,20.69775],[-101.29696,20.69967],[-101.29728,20.69945]]}}
L.T. LEON II - IRAPUATO II | LineString | 230 kV |  | 59.12 km | 230 KV-1C/4C -59.15 Km-900 ACSR-TA | [5 empty] | CONACYT 2024 (oficial) | {"type":"Feature","properties":{},"geometry":{"type":"LineString","coordinates":[[-101.29828,20.70024],[-101.29797,20.70062],[-101.35361,20.72181],[-101.42243,20.80802],[-101.43208,20.82173],[-101.47011,20.9124],[-101.51432,20.96459],[-101.62118,21.04268],[-101.63195,21.04791],[-101.67703,21.06969],[-101.6786,21.07154],[-101.67871,21.07162]]}}
L.T. LEON II - SILAO II | LineString | 230 kV |  | 29.05 km | 230 KV-1C/4C -29.06 Km-795 ACSR-TA | [5 empty] | CONACYT 2024 (oficial) | {"type":"Feature","properties":{},"geometry":{"type":"LineString","coordinates":[[-101.67854,21.07184],[-101.67849,21.07167],[-101.67703,21.06969],[-101.63195,21.04791],[-101.62096,21.04319],[-101.51386,20.96494],[-101.46926,20.91239],[-101.46704,20.90709],[-101.46665,20.90718]]}}
L.T. POTRERILLOS - LEON II | LineString | 230 kV |  | 18.75 km | 230 KV-1C -20.56 Km-900 ACSR-TA | [5 empty] | CONACYT 2024 (oficial) | {"type":"Feature","properties":{},"geometry":{"type":"LineString","coordinates":[[-101.7909,20.9657],[-101.78858,20.96496],[-101.75724,20.96328],[-101.7112,21.0084],[-101.69655,21.02653],[-101.68574,21.06263],[-101.68241,21.07349],[-101.67966,21.07146]]}}
L.T. VICTORIA - CEYLAN | LineString | 230 kV |  | 12.17 km | 230 KV-2C -12.14 Km-900 ACSR-TA | [5 empty] | CONACYT 2024 (oficial) | {"type":"Feature","properties":{},"geometry":{"type":"LineString","coordinates":[[-99.18431,19.55341],[-99.1654,19.57922],[-99.15412,19.61615],[-99.17802,19.63706],[-99.18674,19.63581]]}}
L.T. REMEDIOS - EL VIDRIO | LineString | 230 kV |  | 23.29 km | 230 KV-1C/2C -23.27 Km-900 ACSR-TA | [5 empty] | CONACYT 2024 (oficial) | {"type":"Feature","properties":{},"geometry":{"type":"LineString","coordinates":[[-99.25315,19.48552],[-99.25661,19.48592],[-99.27108,19.48216],[-99.28846,19.49207],[-99.31401,19.54369],[-99.33908,19.60978],[-99.36627,19.63538]]}}
L.T. REMEDIOS - HUIXQUILUCAN | LineString | 230 kV |  | 4.7 km | 230 KV-2C -4.67 Km-900 ACSR-TA | [5 empty] | CONACYT 2024 (oficial) | {"type":"Feature","properties":{},"geometry":{"type":"LineString","coordinates":[[-99.27134,19.45072],[-99.27146,19.45097],[-99.2586,19.48546],[-99.25313,19.48499]]}}
L.T. NOPALA - REMEDIOS | LineString | 230 kV |  | 3.23 km | 230 KV-2C -3.22 Km-900 ACSR-TA | [5 empty] | CONACYT 2024 (oficial) | {"type":"Feature","properties":{},"geometry":{"type":"LineString","coordinates":[[-99.25315,19.4868],[-99.28305,19.48259]]}}
L.T. NOPALA - REMEDIOS | LineString | 230 kV |  | 3.17 km | 230 KV-1C -3.17 Km-900 ACSR-TA | [5 empty] | CONACYT 2024 (oficial) | {"type":"Feature","properties":{},"geometry":{"type":"LineString","coordinates":[[-99.28242,19.48223],[-99.25315,19.48644]]}}
L.T. TOLUCA 2000 - REMEDIOS | LineString | 230 kV |  | 39.58 km | 230 KV-1C/2C -39.83 Km-900 ACSR-PA/TA | [5 empty] | CONACYT 2024 (oficial) | {"type":"Feature","properties":{},"geometry":{"type":"LineString","coordinates":[[-99.56083,19.37438],[-99.56007,19.37369],[-99.55509,19.37768],[-99.54606,19.36805],[-99.53945,19.36231],[-99.49391,19.41046],[-99.45384,19.41957],[-99.40006,19.42142],[-99.38025,19.4178],[-99.33788,19.42297],[-99.27108,19.48216],[-99.25661,19.48592],[-99.25316,19.48538]]}}
L.T. NOCHISTONGO - JOROBAS | LineString | 230 kV |  | 5.74 km | 230 KV-2C/1C -5.74 Km-900 ACSR-TA | [5 empty] | CONACYT 2024 (oficial) | {"type":"Feature","properties":{},"geometry":{"type":"LineString","coordinates":[[-99.28082,19.85572],[-99.28214,19.85646],[-99.26157,19.88234],[-99.27554,19.8936],[-99.27571,19.89378]]}}
L.T. QUERETARO POTENCIA - QUERETARO I | LineString | 230 kV |  | 21.41 km | 230 KV-2C/1C -21.41 Km-900 ACSR-TA | [5 empty] | CONACYT 2024 (oficial) | {"type":"Feature","properties":{},"geometry":{"type":"LineString","coordinates":[[-100.48748,20.52183],[-100.47642,20.53724],[-100.47989,20.56039],[-100.50369,20.61746],[-100.51319,20.63179],[-100.47592,20.64162],[-100.43887,20.64232]]}}
LT MOCHIS II - MOCHIS I | LineString | 230 kV |  | 40.7 km | 230 KV - 1C - 40.71KM - 795 ACSR - TA | [5 empty] | CONACYT 2024 (oficial) | {"type":"Feature","properties":{},"geometry":{"type":"LineString","coordinates":[[-108.96663,25.77174],[-108.96606,25.77238],[-108.9609,25.78135],[-108.94898,25.80204],[-108.94877,25.80354],[-108.9482,25.80407],[-108.94112,25.80579],[-108.92438,25.83835],[-108.81729,26.02172],[-108.78805,26.05469],[-108.75452,26.0759],[-108.75372,26.07599]]}}
L.T. CULIACÁN POTENCIA - EL HABAL | LineString | 230 kV |  | 210.82 km | 230KV-2C-210.82KM-900ACSR-TA | [5 empty] | CONACYT 2024 (oficial) | {"type":"Feature","properties":{},"geometry":{"type":"LineString","coordinates":[[-106.41001,23.29178],[-106.4093,23.29186],[-106.39622,23.29497],[-106.39069,23.30026],[-106.34566,23.37471],[-106.37753,23.42002],[-106.39007,23.45549],[-106.39305,23.50021],[-106.42289,23.52619],[-106.43197,23.54263],[-106.4478,23.60497],[-106.5114,23.67667],[-106.52569,23.74214],[-106.51871,23.78989],[-106.53417,23.82704],[-106.52799,23.8401],[-106.51158,23.85668],[-106.51909,23.88203],[-106.59612,23.90135],[-106.64151,23.90142],[-106.76696,24.01341],[-106.82461,24.1048],[-107.01564,24.17393],[-107.08396,24.26056],[-107.09708,24.33723],[-107.10125,24.4744],[-107.18364,24.5616],[-107.33973,24.72783],[-107.34094,24.73156],[-107.34027,24.73168]]}}
L.T. CULIACÁN 3 - CULIACÁN POTENCIA | LineString | 230 kV |  | 11.19 km | 230KV-1C-11.19KM-1113ACSR-TA | [5 empty] | CONACYT 2024 (oficial) | {"type":"Feature","properties":{},"geometry":{"type":"LineString","coordinates":[[-107.36126,24.82946],[-107.34091,24.73243],[-107.34042,24.73239]]}}
L.T. CULIACÁN 3 - CULIACÁN POTENCIA | LineString | 230 kV |  | 11.17 km | 230KV-1C-11.17KM-1113ACSR-TA | [5 empty] | CONACYT 2024 (oficial) | {"type":"Feature","properties":{},"geometry":{"type":"LineString","coordinates":[[-107.3614,24.82917],[-107.3509,24.77296],[-107.34091,24.73243],[-107.34047,24.73255]]}}
L.T. CULIACÁN 3 - LA HIGUERA | LineString | 230 kV |  | 45.66 km | 230KV-2C-45.67KM-1113ACSR-TA | [5 empty] | CONACYT 2024 (oficial) | {"type":"Feature","properties":{},"geometry":{"type":"LineString","coordinates":[[-107.50712,24.6993],[-107.50756,24.70209],[-107.5095,24.70571],[-107.50985,24.72042],[-107.53086,24.76884],[-107.54458,24.79158],[-107.53691,24.80872],[-107.52365,24.81572],[-107.52285,24.82654],[-107.52969,24.8786],[-107.49546,24.90198],[-107.39107,24.89712],[-107.36412,24.86977],[-107.36846,24.86328],[-107.36204,24.83113],[-107.36144,24.8309]]}}
LT GUAMUCHIL II - CULIACAN 3 | LineString | 230 kV |  | 104.44 km | 230KV-2C-104.49KM-1113ACSR-TA | [5 empty] | CONACYT 2024 (oficial) | {"type":"Feature","properties":{},"geometry":{"type":"LineString","coordinates":[[-107.36163,24.83026],[-107.37014,24.84582],[-107.50669,24.9408],[-107.6162,25.05177],[-107.85085,25.2081],[-107.94489,25.33515],[-107.988,25.36935],[-108.01602,25.38612],[-108.03325,25.43014],[-108.03956,25.43965],[-108.0815,25.48571],[-108.08234,25.48641]]}}
L.T. MAZATLÁN II - EL HABAL | LineString | 230 kV |  | 14.51 km | 230KV-1C-14.51KM-900ACSR-TA | [5 empty] | CONACYT 2024 (oficial) | {"type":"Feature","properties":{},"geometry":{"type":"LineString","coordinates":[[-106.41026,23.29124],[-106.38297,23.28907],[-106.36383,23.26039],[-106.3492,23.20171],[-106.35442,23.19131]]}}
L.T. CULIACÁN POTENCIA - LA HIGUERA | LineString | 230 kV |  | 22.27 km | 230KV-2C-22.27KM-1113ACSR-TA | [5 empty] | CONACYT 2024 (oficial) | {"type":"Feature","properties":{},"geometry":{"type":"LineString","coordinates":[[-107.34041,24.73202],[-107.34105,24.73192],[-107.32913,24.71208],[-107.33733,24.70549],[-107.39855,24.69351],[-107.46134,24.705],[-107.49377,24.70465],[-107.50612,24.69627],[-107.50613,24.69859]]}}
L.T. EL FRESNAL - NACOZARI | LineString | 230 kV |  | 98.94 km | 230KV-1C-1113ACSR-TA (OP. INICIAL EN 230 KV) | [5 empty] | CONACYT 2024 (oficial) | {"type":"Feature","properties":{},"geometry":{"type":"LineString","coordinates":[[-109.67801,30.36943],[-109.67797,30.36967],[-109.62208,30.45076],[-109.56257,30.7201],[-109.56463,30.8478],[-109.52693,30.94957],[-109.56099,31.03305],[-109.61799,31.22204],[-109.61419,31.22328]]}}
LT SE EL FRESNAL - CC NACO NOGALES | LineString | 230 kV |  | 0.03 km | 230 KV DE MARCO A MARCO | [5 empty] | CONACYT 2024 (oficial) | {"type":"Feature","properties":{},"geometry":{"type":"LineString","coordinates":[[-109.61375,31.22328],[-109.61409,31.22328]]}}
LT HERMOSILLO CC - LOMA | LineString | 230 kV |  | 17.09 km | 230KV-2C-1113ACSR-TA | [5 empty] | CONACYT 2024 (oficial) | {"type":"Feature","properties":{},"geometry":{"type":"LineString","coordinates":[[-111.00401,29.2005],[-111.00374,29.19942],[-111.02621,29.1814],[-111.02599,29.15962],[-111.06944,29.14426],[-111.07823,29.11692],[-111.08927,29.11963],[-111.09781,29.09805],[-111.09816,29.09818]]}}
LT NOGALES AEROPUERTO - NOGALES NORTE | LineString | 230 kV |  | 23.93 km | 230KV-1C-1113ACSR-TA (OP. INICIAL EN 230 KV) | [5 empty] | CONACYT 2024 (oficial) | {"type":"Feature","properties":{},"geometry":{"type":"LineString","coordinates":[[-110.96166,31.31043],[-110.99031,31.29065],[-111.01237,31.26208],[-111.03632,31.21932],[-111.02312,31.17888],[-110.99616,31.16905],[-110.97353,31.17149],[-110.97122,31.16155]]}}
LT OBREGON 3 - OBREGON 4 | LineString | 230 kV |  | 24.62 km | 230KV-1C-1113ACSR-TA | [5 empty] | CONACYT 2024 (oficial) | {"type":"Feature","properties":{},"geometry":{"type":"LineString","coordinates":[[-109.93343,27.42814],[-109.93349,27.42747],[-109.89179,27.4272],[-109.88819,27.43293],[-109.83589,27.43441],[-109.90304,27.52727],[-109.90498,27.52769],[-109.91244,27.52633],[-109.91936,27.52501],[-109.9215,27.52442],[-109.92367,27.52386],[-109.92419,27.52365]]}}
LT LOMA - HERMOSILLO 3 | LineString | 230 kV |  | 14.29 km | 230KV-2C-1113ACSR-TA | [5 empty] | CONACYT 2024 (oficial) | {"type":"Feature","properties":{},"geometry":{"type":"LineString","coordinates":[[-110.88644,29.17739],[-110.887,29.17722],[-110.88836,29.17702],[-110.89286,29.17716],[-110.92523,29.2045],[-110.96665,29.22208],[-110.98194,29.2207],[-111.00374,29.20202],[-111.00362,29.20131]]}}
LT HERMOSILLO 5 - HERMOSILLO 3 | LineString | 230 kV |  | 18.3 km | 230KV-2C-900ACSR-TA | [5 empty] | CONACYT 2024 (oficial) | {"type":"Feature","properties":{},"geometry":{"type":"LineString","coordinates":[[-110.83263,29.03429],[-110.83204,29.03412],[-110.82094,29.09969],[-110.86805,29.16778],[-110.88484,29.1763],[-110.88585,29.17638]]}}
LT HERMOSILLO 5 - HERMOSILLO 3 | LineString | 230 kV |  | 18.16 km | 230KV-2C-900ACSR-TA | [5 empty] | CONACYT 2024 (oficial) | {"type":"Feature","properties":{},"geometry":{"type":"LineString","coordinates":[[-110.88587,29.17622],[-110.88484,29.1763],[-110.86484,29.16261],[-110.82149,29.09971],[-110.8301,29.03963],[-110.83267,29.03439]]}}
LT SANTA ANA - NOGALES AEROPUERTO | LineString | 230 kV |  | 103.93 km | 230KV-2C-1113ACSR-TAPA (OP. INICIAL EN 230 kv) | [5 empty] | CONACYT 2024 (oficial) | {"type":"Feature","properties":{},"geometry":{"type":"LineString","coordinates":[[-110.97079,31.16168],[-110.97072,31.16127],[-110.96943,31.16157],[-110.95599,31.16666],[-110.95545,31.16735],[-110.95291,31.16767],[-110.90015,31.12387],[-110.86421,30.98204],[-110.84891,30.95457],[-110.85359,30.90721],[-110.82775,30.84997],[-110.77586,30.83373],[-110.76063,30.8007],[-110.85611,30.71758],[-110.90551,30.58654],[-111.0616,30.58022],[-111.10616,30.51784],[-111.12944,30.52527],[-111.13053,30.52516]]}}
L.T. SEIS DE ABRIL - INDUSTRIAL CABORCA | LineString | 230 kV |  | 48.31 km | 230KV-1C-900 ACSR -TA | [5 empty] | CONACYT 2024 (oficial) | {"type":"Feature","properties":{},"geometry":{"type":"LineString","coordinates":[[-112.67687,30.80271],[-112.61711,30.8006],[-112.31894,30.71273],[-112.21203,30.73096],[-112.20792,30.71344]]}}
LT SEIS DE ABRIL - PUERTO PEÑASCO | LineString | 230 kV |  | 111.12 km | 230KV- 1C -900 ACSR-TA | [5 empty] | CONACYT 2024 (oficial) | {"type":"Feature","properties":{},"geometry":{"type":"LineString","coordinates":[[-113.52071,31.31125],[-113.52037,31.31116],[-113.51966,31.31023],[-113.38462,31.33714],[-113.24285,31.29854],[-113.0406,31.19161],[-112.99031,31.12919],[-112.98418,31.12799],[-112.92604,31.06026],[-112.88072,30.9936],[-112.81979,30.91767],[-112.75511,30.91278],[-112.67645,30.87737],[-112.6639,30.85777],[-112.67684,30.8029]]}}
LT SE EL FRESNAL - CC NACO NOGALES | LineString | 230 kV |  | 0.03 km | 230 KV DE MARCO A MARCO | [5 empty] | CONACYT 2024 (oficial) | {"type":"Feature","properties":{},"geometry":{"type":"LineString","coordinates":[[-109.61375,31.22328],[-109.61409,31.22328]]}}
LT HERMOSILLO 5 - CEMENTOS DEL YAQUI | LineString | 230 kV |  | 11.75 km | 230KV-1C-4773ACSR-TA | [5 empty] | CONACYT 2024 (oficial) | {"type":"Feature","properties":{},"geometry":{"type":"LineString","coordinates":[[-110.83262,29.03388],[-110.83204,29.03412],[-110.83315,28.96608],[-110.82909,28.93043]]}}
LT CANANEA - OBSERVATORIO | LineString | 230 kV |  | 13.28 km | 230KV-2C-1113ACSR-TA | [5 empty] | CONACYT 2024 (oficial) | {"type":"Feature","properties":{},"geometry":{"type":"LineString","coordinates":[[-110.41368,31.01666],[-110.37021,31.0303],[-110.36894,31.0228],[-110.33861,31.00442],[-110.29766,31.00455]]}}
LT NACOZARI - FUNDICION | LineString | 230 kV |  | 14.8 km | 230KV-1C-900 ACSR-TA | [5 empty] | CONACYT 2024 (oficial) | {"type":"Feature","properties":{},"geometry":{"type":"LineString","coordinates":[[-109.67855,30.36951],[-109.66171,30.39858],[-109.62471,30.45056],[-109.63369,30.48892]]}}
LT PUEBLO NUEVO - OBREGON 4 | LineString | 230 kV |  | 71.53 km | 230KV-1C-1113ACSR-TA | [5 empty] | CONACYT 2024 (oficial) | {"type":"Feature","properties":{},"geometry":{"type":"LineString","coordinates":[[-109.93397,27.42814],[-109.93416,27.42726],[-109.89115,27.42653],[-109.88804,27.4318],[-109.83496,27.4329],[-109.81,27.39745],[-109.61888,27.24871],[-109.48523,27.1449],[-109.42079,27.10956],[-109.37371,27.07071],[-109.37383,27.06991]]}}
LT CANANEA - CANANEA MINERA | LineString | 230 kV |  | 7.04 km | 230KV-1C-1113ACSR-TA | [5 empty] | CONACYT 2024 (oficial) | {"type":"Feature","properties":{},"geometry":{"type":"LineString","coordinates":[[-110.29766,31.00351],[-110.33289,30.9951],[-110.3155,30.97041]]}}
LT LOMA - HERMOSILLO 3 | LineString | 230 kV |  | 14.28 km | 230KV-2C-1113ACSR-TA | [5 empty] | CONACYT 2024 (oficial) | {"type":"Feature","properties":{},"geometry":{"type":"LineString","coordinates":[[-110.88648,29.17718],[-110.887,29.17722],[-110.88836,29.17702],[-110.89286,29.17716],[-110.92523,29.2045],[-110.96665,29.22208],[-110.98194,29.2207],[-111.00374,29.20202],[-111.0038,29.20129]]}}
LT CANANEA - SANTA ANA | LineString | 230 kV |  | 106.9 km | 230KV-2C-900 ACSR-TA | [5 empty] | CONACYT 2024 (oficial) | {"type":"Feature","properties":{},"geometry":{"type":"LineString","coordinates":[[-110.2977,31.00393],[-110.30021,31.00409],[-110.33378,30.99847],[-110.36921,31.02257],[-110.39494,31.02367],[-110.42342,31.00908],[-110.51159,31.01248],[-110.56641,30.99545],[-110.57568,30.97739],[-110.58828,30.9683],[-110.60713,30.93792],[-110.61848,30.90626],[-110.66047,30.87774],[-110.68743,30.88412],[-110.84424,30.75769],[-110.86124,30.71223],[-110.91532,30.66626],[-110.9322,30.65667],[-110.96583,30.61054],[-111.06337,30.58543],[-111.1155,30.5302],[-111.12946,30.52572],[-111.13059,30.52537]]}}
LT OBSERVATORIO - MILPILLAS | LineString | 230 kV |  | 12.54 km | 230KV-2C-1113ACSR-TA | [5 empty] | CONACYT 2024 (oficial) | {"type":"Feature","properties":{},"geometry":{"type":"LineString","coordinates":[[-110.41382,31.01694],[-110.40091,31.04647],[-110.41745,31.08014],[-110.42339,31.10143],[-110.44001,31.11016]]}}
LT NACOZARI - LA CARIDAD | LineString | 230 kV |  | 14.34 km | 230KV-1C-900 ACSR-TA | [5 empty] | CONACYT 2024 (oficial) | {"type":"Feature","properties":{},"geometry":{"type":"LineString","coordinates":[[-109.67886,30.36909],[-109.65388,30.35402],[-109.58342,30.35743],[-109.54259,30.34092]]}}
LT HUITES - PUEBLO NUEVO | LineString | 230 kV |  | 108.49 km | 230KV-2C-1113ACSR-TA | [5 empty] | CONACYT 2024 (oficial) | {"type":"Feature","properties":{},"geometry":{"type":"LineString","coordinates":[[-108.37138,26.84525],[-108.38033,26.8386],[-108.64922,26.9118],[-108.83305,26.97182],[-108.92379,27.06581],[-108.94569,27.07744],[-109.03874,27.07347],[-109.12713,27.10536],[-109.31109,27.07204],[-109.36383,27.06567],[-109.3729,27.06844],[-109.37274,27.06932]]}}
LT HERMOSILLO CC - LOMA | LineString | 230 kV |  | 17.09 km | 230KV-2C-1113ACSR-TA | [5 empty] | CONACYT 2024 (oficial) | {"type":"Feature","properties":{},"geometry":{"type":"LineString","coordinates":[[-111.00379,29.20051],[-111.00374,29.19942],[-111.02621,29.1814],[-111.02599,29.15962],[-111.06944,29.14426],[-111.07823,29.11692],[-111.08927,29.11963],[-111.09781,29.09805],[-111.09818,29.09811]]}}
LT PLANTA GUAYMAS II - HERMOSILLO 5 | LineString | 230 kV |  | 129.36 km | 230KV-2C-900ACSR-TA | [5 empty] | CONACYT 2024 (oficial) | {"type":"Feature","properties":{},"geometry":{"type":"LineString","coordinates":[[-110.83256,29.03341],[-110.83168,29.03354],[-110.83084,29.03336],[-110.84082,29.01632],[-110.97947,28.71488],[-111.02754,28.57621],[-111.04479,28.46568],[-111.03834,28.28064],[-110.98022,28.16275],[-110.95569,28.08885],[-110.89383,27.99734],[-110.89185,27.98566],[-110.88821,27.97076],[-110.86476,27.93785],[-110.86437,27.93721]]}}
LT PLANTA GUAYMAS II - HERMOSILLO 5 | LineString | 230 kV |  | 129.31 km | 230KV-2C-900ACSR-TA | [5 empty] | CONACYT 2024 (oficial) | {"type":"Feature","properties":{},"geometry":{"type":"LineString","coordinates":[[-110.83258,29.03359],[-110.83168,29.03354],[-110.83084,29.03336],[-110.84025,29.01622],[-110.97867,28.71525],[-111.02693,28.5761],[-111.04416,28.46663],[-111.03775,28.28041],[-110.97812,28.15969],[-110.95473,28.08921],[-110.89285,27.99746],[-110.89072,27.98853],[-110.89074,27.98754],[-110.8854,27.96802],[-110.86618,27.93967],[-110.86453,27.93793],[-110.86405,27.93738]]}}
LT HERMOSILLO CC - PUERTO LIBERTAD | LineString | 230 kV |  | 192.43 km | 230KV-1C-1113ACSR-TA | [5 empty] | CONACYT 2024 (oficial) | {"type":"Feature","properties":{},"geometry":{"type":"LineString","coordinates":[[-111.09923,29.09751],[-111.10077,29.09799],[-111.10879,29.09692],[-111.12946,29.06432],[-111.26375,29.08241],[-111.3977,29.0903],[-111.67895,29.1674],[-111.81145,29.24126],[-111.85723,29.29571],[-112.10415,29.4236],[-112.18334,29.48363],[-112.22306,29.575],[-112.27912,29.61891],[-112.31868,29.66087],[-112.3849,29.68601],[-112.4611,29.73909],[-112.56386,29.81435],[-112.59661,29.85138],[-112.65031,29.89229],[-112.68328,29.92045],[-112.69049,29.91123],[-112.69161,29.90941]]}}
LT SEIS DE ABRIL - PUERTO LIBERTAD | LineString | 230 kV |  | 100.27 km | 230KV-2C-1113ACSR-TA | [5 empty] | CONACYT 2024 (oficial) | {"type":"Feature","properties":{},"geometry":{"type":"LineString","coordinates":[[-112.69204,29.90963],[-112.69049,29.91123],[-112.68328,29.92045],[-112.67733,29.93197],[-112.63297,30.10759],[-112.69156,30.7128],[-112.67594,30.80201],[-112.67688,30.80189]]}}
LT SANTA ANA - PUERTO LIBERTAD | LineString | 230 kV |  | 171.21 km | 230KV-2C-1113ACSR-TA | [5 empty] | CONACYT 2024 (oficial) | {"type":"Feature","properties":{},"geometry":{"type":"LineString","coordinates":[[-111.13106,30.52438],[-111.13199,30.52441],[-111.18001,30.47359],[-111.37467,30.3586],[-111.70566,30.33878],[-111.75746,30.32249],[-112.02878,30.15589],[-112.20438,30.09053],[-112.39766,29.98046],[-112.64368,29.96207],[-112.65803,29.94965],[-112.69008,29.91009],[-112.69112,29.90915]]}}
LT PLANTA GUAYMAS II - OBREGON 3 L1 | LineString | 230 kV |  | 119.55 km | 230KV-1C-900ACSR-TA | [5 empty] | CONACYT 2024 (oficial) | {"type":"Feature","properties":{},"geometry":{"type":"LineString","coordinates":[[-110.86378,27.93754],[-110.86411,27.93791],[-110.88264,27.96649],[-110.88074,27.98169],[-110.86049,27.99613],[-110.80338,27.99413],[-110.65356,27.95191],[-110.47965,27.88154],[-110.36029,27.69778],[-110.21072,27.62315],[-110.0705,27.59706],[-110.01089,27.56849],[-109.93312,27.53429],[-109.92421,27.52473]]}}
LT PLANTA GUAYMAS II - OBREGON 3 L2 | LineString | 230 kV |  | 120.12 km | 230KV-1C-900ACSR-TA | [5 empty] | CONACYT 2024 (oficial) | {"type":"Feature","properties":{},"geometry":{"type":"LineString","coordinates":[[-110.86372,27.93758],[-110.86411,27.93791],[-110.88264,27.96649],[-110.88122,27.98187],[-110.85948,27.99746],[-110.80325,27.99461],[-110.71972,27.97912],[-110.4793,27.88194],[-110.35987,27.69811],[-110.21411,27.62539],[-110.07587,27.60063],[-110.01008,27.56862],[-109.9329,27.53472],[-109.9242,27.52462]]}}
LT HUITES - PUEBLO NUEVO | LineString | 230 kV |  | 108.55 km | 230KV-2C-1113ACSR-TA | [5 empty] | CONACYT 2024 (oficial) | {"type":"Feature","properties":{},"geometry":{"type":"LineString","coordinates":[[-109.37348,27.06934],[-109.37377,27.06877],[-109.3729,27.06844],[-109.36383,27.06567],[-109.3112,27.07161],[-109.12713,27.10536],[-109.03874,27.07347],[-108.94569,27.07744],[-108.92379,27.06581],[-108.83305,26.97182],[-108.64922,26.9118],[-108.38033,26.8386],[-108.37138,26.84525]]}}
LT INDUSTRIAL CABORCA - SANTA ANA | LineString | 230 kV |  | 107.62 km | 230KV-1C-900 CSR-TA | [5 empty] | CONACYT 2024 (oficial) | {"type":"Feature","properties":{},"geometry":{"type":"LineString","coordinates":[[-111.13164,30.52527],[-111.1342,30.52467],[-111.20428,30.55929],[-111.53853,30.59089],[-111.97507,30.69208],[-112.07222,30.72375],[-112.17343,30.73781],[-112.20759,30.71349]]}}
LT HERMOSILLO 4 - PLANTA GUAYMAS II | LineString | 230 kV |  | 134.16 km | 230KV-1C-1113ACSR-TA | [5 empty] | CONACYT 2024 (oficial) | {"type":"Feature","properties":{},"geometry":{"type":"LineString","coordinates":[[-111.02389,29.08059],[-111.02398,29.08005],[-111.02064,29.05698],[-111.04469,29.0521],[-111.03566,29.00012],[-111.00704,28.65673],[-111.05328,28.51305],[-111.05874,28.46291],[-111.04427,28.29832],[-111.04797,28.2907],[-110.95154,28.06671],[-110.93737,28.06102],[-110.89477,27.99785],[-110.89185,27.98566],[-110.88821,27.97076],[-110.86476,27.93785],[-110.86428,27.93724]]}}
LT HERMOSILLO 4 - HERMOSILLO 5 | LineString | 230 kV |  | 36.25 km | 230KV-1C-1113ACSR-TA | [5 empty] | CONACYT 2024 (oficial) | {"type":"Feature","properties":{},"geometry":{"type":"LineString","coordinates":[[-111.02373,29.0806],[-111.02398,29.08005],[-111.02063,29.05698],[-111.04468,29.0521],[-111.03688,29.01268],[-110.98974,28.98464],[-110.98552,28.96908],[-110.87235,28.96997],[-110.86027,28.97539],[-110.83262,29.03323]]}}
LT HERMOSILLO 4 - HERMOSILLO CC | LineString | 230 kV |  | 18.57 km | 230KV-2C-1113ACSR-TA | [5 empty] | CONACYT 2024 (oficial) | {"type":"Feature","properties":{},"geometry":{"type":"LineString","coordinates":[[-111.0243,29.08058],[-111.02398,29.08005],[-111.02064,29.05698],[-111.04469,29.0521],[-111.12946,29.06432],[-111.10879,29.09692],[-111.10077,29.09799],[-111.09919,29.0976]]}}
LT OBREGON 3 - OBREGON 4 | LineString | 230 kV |  | 24.77 km | 230KV-2C-1113ACSR-TA | [5 empty] | CONACYT 2024 (oficial) | {"type":"Feature","properties":{},"geometry":{"type":"LineString","coordinates":[[-109.93361,27.42815],[-109.93349,27.42747],[-109.89179,27.4272],[-109.88819,27.43293],[-109.83589,27.43441],[-109.90201,27.52725],[-109.92165,27.52499],[-109.92367,27.52386],[-109.92419,27.52381]]}}
LT PUEBLO NUEVO - OBREGON 3 | LineString | 230 kV |  | 78.76 km | 230KV-1C-1113ACSR-TA | [5 empty] | CONACYT 2024 (oficial) | {"type":"Feature","properties":{},"geometry":{"type":"LineString","coordinates":[[-109.92423,27.52417],[-109.92165,27.52499],[-109.90201,27.52725],[-109.88991,27.51859],[-109.85919,27.51247],[-109.79982,27.42553],[-109.80246,27.40727],[-109.7981,27.39436],[-109.76449,27.36678],[-109.7082,27.32651],[-109.68459,27.30124],[-109.55407,27.21311],[-109.47753,27.17706],[-109.39328,27.12036],[-109.37329,27.06992]]}}
LT SANTA ANA - PUERTO LIBERTAD | LineString | 230 kV |  | 171.19 km | 230KV-2C-1113ACSR-TA | [5 empty] | CONACYT 2024 (oficial) | {"type":"Feature","properties":{},"geometry":{"type":"LineString","coordinates":[[-111.13133,30.52473],[-111.13199,30.52441],[-111.18001,30.47359],[-111.37467,30.3586],[-111.70566,30.33878],[-111.75746,30.32249],[-112.02878,30.15589],[-112.20438,30.09053],[-112.39766,29.98046],[-112.64368,29.96207],[-112.65803,29.94965],[-112.69008,29.91009],[-112.69073,29.9089]]}}
LT SEIS DE ABRIL - PUERTO LIBERTAD | LineString | 230 kV |  | 100.26 km | 230KV-2C-1113ACSR-TA | [5 empty] | CONACYT 2024 (oficial) | {"type":"Feature","properties":{},"geometry":{"type":"LineString","coordinates":[[-112.69255,29.90979],[-112.67733,29.93197],[-112.63297,30.10759],[-112.69156,30.7128],[-112.67594,30.80201],[-112.67683,30.80211]]}}
LT CANANEA - SANTA ANA | LineString | 230 kV |  | 106.9 km | 230KV-2C-900 ACSR-TA | [5 empty] | CONACYT 2024 (oficial) | {"type":"Feature","properties":{},"geometry":{"type":"LineString","coordinates":[[-110.29771,31.00415],[-110.30021,31.00409],[-110.33378,30.99847],[-110.36921,31.02257],[-110.39494,31.02367],[-110.42342,31.00908],[-110.51159,31.01248],[-110.56641,30.99545],[-110.57568,30.97739],[-110.58828,30.9683],[-110.60713,30.93792],[-110.61848,30.90626],[-110.66047,30.87774],[-110.68743,30.88412],[-110.84424,30.75769],[-110.86124,30.71223],[-110.91532,30.66626],[-110.9322,30.65667],[-110.96583,30.61054],[-111.06337,30.58543],[-111.1155,30.5302],[-111.12946,30.52572],[-111.13074,30.52561]]}}
LT SANTA ANA - NOGALES AEROPUERTO | LineString | 230 kV |  | 103.93 km | 230KV-2C-1113ACSR-TAPA (OP. INICIAL EN 230 kv) | [5 empty] | CONACYT 2024 (oficial) | {"type":"Feature","properties":{},"geometry":{"type":"LineString","coordinates":[[-110.97089,31.16166],[-110.97072,31.16127],[-110.96943,31.16157],[-110.95599,31.16666],[-110.95545,31.16735],[-110.95291,31.16767],[-110.90015,31.12387],[-110.86421,30.98204],[-110.84891,30.95457],[-110.85359,30.90721],[-110.82775,30.84997],[-110.77586,30.83373],[-110.76063,30.8007],[-110.85611,30.71758],[-110.90551,30.58654],[-111.0616,30.58022],[-111.10616,30.51784],[-111.12944,30.52527],[-111.13046,30.52497]]}}
LT SE EL FRESNAL - CC NACO NOGALES | LineString | 230 kV |  | 0.03 km | 230 KV DE MARCO A MARCO | [5 empty] | CONACYT 2024 (oficial) | {"type":"Feature","properties":{},"geometry":{"type":"LineString","coordinates":[[-109.61375,31.22326],[-109.61409,31.22327]]}}
LT LOUSIANA (MOCHIS NORTE) - MOCHIS INDUSTRIAL | LineString | 230 kV |  | 37.17 km | 230 KV - 2C - 37.17KM - 795 ACSR - TA | [5 empty] | CONACYT 2024 (oficial) | {"type":"Feature","properties":{},"geometry":{"type":"LineString","coordinates":[[-108.90173,25.81792],[-108.90125,25.81779],[-108.9089,25.80277],[-108.90269,25.79703],[-108.97102,25.69667],[-108.99703,25.68157],[-109.00525,25.68326],[-109.01295,25.68785],[-109.03314,25.7185],[-109.07325,25.73936],[-109.10109,25.76617],[-109.08543,25.78792],[-109.07776,25.7853],[-109.07716,25.7852]]}}
LT TOPOLOBAMPO II - MOCHIS INDUSTRIAL | LineString | 230 kV |  | 29.77 km | 230 KV - 1C - 29.78KM - 1113 ACSR - TA | [5 empty] | CONACYT 2024 (oficial) | {"type":"Feature","properties":{},"geometry":{"type":"LineString","coordinates":[[-108.90167,25.81805],[-108.90125,25.81779],[-108.9089,25.80277],[-108.90269,25.79703],[-108.97102,25.69667],[-108.99703,25.68157],[-109.00525,25.68326],[-109.01119,25.68275],[-109.04364,25.62615],[-109.04799,25.60989],[-109.0505,25.60911]]}}
LT TOPOLOBAMPO II - LOUISIANA (MOCHIS NORTE) | LineString | 230 kV |  | 29.44 km | 230 KV - 1C - 29.44KM - 1113 ACSR - TA | [5 empty] | CONACYT 2024 (oficial) | {"type":"Feature","properties":{},"geometry":{"type":"LineString","coordinates":[[-109.07726,25.78496],[-109.07776,25.7853],[-109.08543,25.78792],[-109.10109,25.76617],[-109.07325,25.73936],[-109.03314,25.7185],[-109.01295,25.68785],[-109.00525,25.68326],[-108.99703,25.68157],[-109.00525,25.68326],[-109.01119,25.68275],[-109.04364,25.62615],[-109.04799,25.60989],[-109.05052,25.6091]]}}
LT MOCHIS INDUSTRIAL - MOCHIS II | LineString | 230 kV |  | 33.25 km | 230 KV - 1C - 33.26KM - 1113 ACSR - TA | [5 empty] | CONACYT 2024 (oficial) | {"type":"Feature","properties":{},"geometry":{"type":"LineString","coordinates":[[-108.75232,26.07546],[-108.75148,26.07527],[-108.74818,26.07042],[-108.82107,25.94945],[-108.82753,25.94291],[-108.86673,25.87284],[-108.88804,25.84064],[-108.90095,25.81848],[-108.90134,25.81867]]}}
LT MOCHIS II - GUAMUCHIL II | LineString | 230 kV |  | 93.95 km | 230 KV - 1C - 93.99KM - 900 ACSR - TA | [5 empty] | CONACYT 2024 (oficial) | {"type":"Feature","properties":{},"geometry":{"type":"LineString","coordinates":[[-108.08294,25.48729],[-108.08352,25.48764],[-108.33472,25.7077],[-108.65694,25.95933],[-108.74722,26.07361],[-108.75149,26.07569],[-108.75229,26.07585]]}}
LT MOCHIS II - GUAMUCHIL II | LineString | 230 kV |  | 93.94 km | 230 KV - 1C - 93.98KM - 900 ACSR - TA | [5 empty] | CONACYT 2024 (oficial) | {"type":"Feature","properties":{},"geometry":{"type":"LineString","coordinates":[[-108.08312,25.48719],[-108.08352,25.48764],[-108.08764,25.49068],[-108.33503,25.70737],[-108.65725,25.959],[-108.74752,26.07328],[-108.75149,26.07569],[-108.75234,26.07567]]}}
LT LOUSIANA (MOCHIS NORTE) - MOCHIS INDUSTRIAL | LineString | 230 kV |  | 59.54 km | 230 KV - 1C - 59.55KM - 1113ACSR - TA | [5 empty] | CONACYT 2024 (oficial) | {"type":"Feature","properties":{},"geometry":{"type":"LineString","coordinates":[[-109.07698,25.78549],[-109.0775,25.78586],[-109.0899,25.79137],[-109.06485,25.83153],[-109.035,25.84448],[-109.02299,25.85963],[-109.00853,25.85178],[-108.98615,25.8821],[-108.9283,25.84911],[-108.91122,25.85374],[-108.88804,25.84064],[-108.86673,25.87284],[-108.82753,25.94291],[-108.82107,25.94945],[-108.74818,26.07042],[-108.75148,26.07527],[-108.75231,26.07525]]}}
L.T. CENTRAL PUNTA PRIETA I - CENTRAL PUNTA PRIETA II | LineString | 230 kV |  | 0.3 km | 230 KV - 1C - 0.300 KM - 1113 ACSR - TA | [5 empty] | CONACYT 2024 (oficial) | {"type":"Feature","properties":{},"geometry":{"type":"LineString","coordinates":[[-110.30925,24.22182],[-110.30837,24.22304]]}}
L.T. COROMUEL - OLAS ALTAS | LineString | 230 kV |  | 24.17 km | 230 KV - 2C - 24.16 KM - 1113 ACSR - TA | [5 empty] | CONACYT 2024 (oficial) | {"type":"Feature","properties":{},"geometry":{"type":"LineString","coordinates":[[-110.25438,24.19685],[-110.25354,24.19666],[-110.25493,24.18083],[-110.23912,24.12754],[-110.2618,24.08322],[-110.2992,24.03742],[-110.33164,24.02947],[-110.33605,24.03374],[-110.3364,24.03462]]}}
L.T. EL PALMAR - OLAS ALTAS | LineString | 230 kV |  | 163.55 km | 230 KV - 2C - 163.51KM - 1113 ACSR - TA/PM | [5 empty] | CONACYT 2024 (oficial) | {"type":"Feature","properties":{},"geometry":{"type":"LineString","coordinates":[[-110.33671,24.03448],[-110.33652,24.03392],[-110.33593,24.02707],[-110.28148,23.92068],[-110.18499,23.82871],[-110.13127,23.77522],[-110.05672,23.80007],[-110.02603,23.80772],[-109.95737,23.7725],[-109.95088,23.76264],[-109.80047,23.71344],[-109.73671,23.65837],[-109.69688,23.55819],[-109.69041,23.53239],[-109.70146,23.47234],[-109.7962,23.36597],[-109.74018,23.15244],[-109.73623,23.06029],[-109.76826,23.03809],[-109.77495,23.04017],[-109.81561,23.02494],[-109.81753,23.02102],[-109.81789,23.02064]]}}
L.T. COROMUEL - OLAS ALTAS | LineString | 230 kV |  | 24.16 km | 230 KV - 2C - 24.16 KM - 1113 ACSR - TA | [5 empty] | CONACYT 2024 (oficial) | {"type":"Feature","properties":{},"geometry":{"type":"LineString","coordinates":[[-110.25432,24.19699],[-110.25354,24.19666],[-110.25493,24.18083],[-110.23912,24.12754],[-110.2618,24.08322],[-110.2992,24.03742],[-110.33164,24.02947],[-110.33605,24.03374],[-110.33654,24.03454]]}}
L.T. EL PALMAR - OLAS ALTAS | LineString | 230 kV |  | 163.55 km | 230 KV - 2C- 163.51KM - 1113 ACSR - TA/PM | [5 empty] | CONACYT 2024 (oficial) | {"type":"Feature","properties":{},"geometry":{"type":"LineString","coordinates":[[-110.33686,24.03441],[-110.33652,24.03392],[-110.33593,24.02707],[-110.28148,23.92068],[-110.18499,23.82871],[-110.13127,23.77522],[-110.05672,23.80007],[-110.02603,23.80772],[-109.95737,23.7725],[-109.95088,23.76264],[-109.80047,23.71344],[-109.73671,23.65837],[-109.69688,23.55819],[-109.69041,23.53239],[-109.70146,23.47234],[-109.7962,23.36597],[-109.74018,23.15244],[-109.73623,23.06029],[-109.76826,23.03809],[-109.77495,23.04017],[-109.81561,23.02494],[-109.81753,23.02102],[-109.81764,23.02055]]}}
LT PRESIDENTE JUAREZ - METROPOLI POTENCIA | LineString | 230 kV |  | 20.66 km | 230 KV - 2C - 20.65 KM - 1113 ACSR - TA | [5 empty] | CONACYT 2024 (oficial) | {"type":"Feature","properties":{},"geometry":{"type":"LineString","coordinates":[[-116.87896,32.44455],[-116.87937,32.44443],[-116.87973,32.44376],[-116.88158,32.42714],[-116.90939,32.4222],[-116.91708,32.42124],[-117.06277,32.37143],[-117.06404,32.36965],[-117.06479,32.36918],[-117.06574,32.36942]]}}
LT PRESIDENTE JUAREZ - EL RUBÍ | LineString | 230 kV |  | 13.99 km | 230 KV - 2/4C - 13.99 KM - 1113 ACSR - TA/PA | [5 empty] | CONACYT 2024 (oficial) | {"type":"Feature","properties":{},"geometry":{"type":"LineString","coordinates":[[-117.07198,32.47539],[-117.07262,32.47452],[-117.10105,32.46388],[-117.0666,32.37782],[-117.06605,32.37199],[-117.06695,32.37064]]}}
LT TIJUANA I - MIGUEL (EUA) | LineString | 230 kV |  | 5.08 km | 230 KV - 1C - 5.07 KM - 900 ACSR - TA | [5 empty] | CONACYT 2024 (oficial) | {"type":"Feature","properties":{},"geometry":{"type":"LineString","coordinates":[[-116.90104,32.55944],[-116.88448,32.52858],[-116.88359,32.51676]]}}
LT METROPOLI POTENCIA - TIJUANA I | LineString | 230 kV |  | 8.22 km | 230 KV - 2C - 8.21 KM - 1113 ACSR - TA | [5 empty] | CONACYT 2024 (oficial) | {"type":"Feature","properties":{},"geometry":{"type":"LineString","coordinates":[[-116.88281,32.51676],[-116.88303,32.51726],[-116.8765,32.49021],[-116.87942,32.44694],[-116.87954,32.44568],[-116.87911,32.44562]]}}
LT PRESIDENTE JUAREZ - PANAMERICANA POTENCIA | LineString | 230 kV |  | 13.28 km | 230 KV - 2/4C - 13.28 KM - 1113 ACSR - TA/PA | [5 empty] | CONACYT 2024 (oficial) | {"type":"Feature","properties":{},"geometry":{"type":"LineString","coordinates":[[-117.06677,32.36998],[-117.06632,32.37008],[-117.0601,32.39612],[-117.01199,32.43544],[-116.98632,32.43391],[-116.98396,32.44528],[-116.98558,32.44621],[-116.98524,32.44654]]}}
LT PANAMERICANA POTENCIA - TIJUANA I | LineString | 230 kV |  | 22.35 km | 230 KV - 2C - 22.34 KM - 1113 ACSR - TAPA | [5 empty] | CONACYT 2024 (oficial) | {"type":"Feature","properties":{},"geometry":{"type":"LineString","coordinates":[[-116.98467,32.44617],[-116.98487,32.44581],[-116.98396,32.44528],[-116.98632,32.43391],[-116.97893,32.43389],[-116.90188,32.45982],[-116.84513,32.46384],[-116.85344,32.49343],[-116.88253,32.51427],[-116.88315,32.51409]]}}
LT METROPOLI POTENCIA - SAMSUNG | LineString | 230 kV |  | 1.6 km | 230 KV - 1C - 1.60 KM - 1113 ACSR - TA | [5 empty] | CONACYT 2024 (oficial) | {"type":"Feature","properties":{},"geometry":{"type":"LineString","coordinates":[[-116.86347,32.45042],[-116.87859,32.44611]]}}
LT PRESIDENTE JUAREZ - TIJUANA I | LineString | 230 kV |  | 35.83 km | 230 KV - 2C - 35.81 KM - 1113 ACSR - TA | [5 empty] | CONACYT 2024 (oficial) | {"type":"Feature","properties":{},"geometry":{"type":"LineString","coordinates":[[-117.06542,32.3682],[-117.06462,32.36825],[-117.06404,32.36965],[-117.06277,32.37143],[-116.91708,32.42124],[-116.90939,32.4222],[-116.89292,32.41757],[-116.87974,32.41723],[-116.86194,32.41678],[-116.84125,32.42687],[-116.82469,32.44468],[-116.8324,32.45398],[-116.84455,32.46389],[-116.85306,32.49364],[-116.88325,32.51772],[-116.8834,32.51676]]}}
LT CETYS - AEROPUERTO | LineString | 230 kV |  | 5.31 km | 230 KV - 1/2C - 5.31 KM - 900 ACSR - TA | [5 empty] | CONACYT 2024 (oficial) | {"type":"Feature","properties":{},"geometry":{"type":"LineString","coordinates":[[-115.39866,32.63992],[-115.39973,32.64023],[-115.40084,32.6592],[-115.42884,32.6629]]}}
LT CC MEXICALI - LA ROSITA | LineString | 230 kV |  | 5.25 km | 230 KV - 2C - 5.25 KM - 1113 ACSR - TA | [5 empty] | CONACYT 2024 (oficial) | {"type":"Feature","properties":{},"geometry":{"type":"LineString","coordinates":[[-115.63098,32.59713],[-115.63308,32.59617],[-115.65681,32.59167],[-115.675,32.59765],[-115.67604,32.5974]]}}
LT IMPERIAL VALEY - LA ROSITA | LineString | 230 kV |  | 6.51 km | 230 KV-1C - 6.51 KM - 900 ACSR - TA | [5 empty] | CONACYT 2024 (oficial) | {"type":"Feature","properties":{},"geometry":{"type":"LineString","coordinates":[[-115.68222,32.65159],[-115.66833,32.60625],[-115.67613,32.59762]]}}
LT LOMAS - CIPRES | LineString | 230 kV |  | 12.97 km | 230 KV - 1C - 12.97 KM - 1113 ACSR - TA | [5 empty] | CONACYT 2024 (oficial) | {"type":"Feature","properties":{},"geometry":{"type":"LineString","coordinates":[[-116.55974,31.87323],[-116.56031,31.87246],[-116.54154,31.85456],[-116.54094,31.85309],[-116.57887,31.77834],[-116.58468,31.77635],[-116.58541,31.77633]]}}
LT ORIZABA - CENTRO | LineString | 230 kV |  | 7.25 km | 230 KV - 1C - 7.25 KM - 1113 ACSR - TA | [5 empty] | CONACYT 2024 (oficial) | {"type":"Feature","properties":{},"geometry":{"type":"LineString","coordinates":[[-115.47779,32.64476],[-115.48287,32.64523],[-115.52765,32.64653],[-115.52755,32.63112],[-115.52126,32.62996]]}}
LT DAEWOOD - SANCHEZ TABOADA | LineString | 230 kV |  | 2.53 km | 230 KV - 1C - 2.53 KM - 1113ACSR - TA | [5 empty] | CONACYT 2024 (oficial) | {"type":"Feature","properties":{},"geometry":{"type":"LineString","coordinates":[[-115.42231,32.58834],[-115.4224,32.60445]]}}
LT MELCO DISPLAY - ORIZABA | LineString | 230 kV |  | 0.85 km | 230 KV - 1C - 0.85 KM - 1113ACSR - TA | [5 empty] | CONACYT 2024 (oficial) | {"type":"Feature","properties":{},"geometry":{"type":"LineString","coordinates":[[-115.5212,32.62966],[-115.52167,32.62964],[-115.52629,32.62965],[-115.52946,32.6292]]}}
LT TOYOTA - LA HERRADURA | LineString | 230 kV |  | 6.55 km | 230 KV - 1C - 6.55 KM - 1113 ACSR - TA | [5 empty] | CONACYT 2024 (oficial) | {"type":"Feature","properties":{},"geometry":{"type":"LineString","coordinates":[[-116.74845,32.52348],[-116.74808,32.52301],[-116.74738,32.52249],[-116.71935,32.52466],[-116.70562,32.51811],[-116.71325,32.50313],[-116.71481,32.50331],[-116.71589,32.5034]]}}
LT METROPOLI POTENCIA - LA HERRADURA | LineString | 230 kV |  | 33.4 km | 230 KV - 1C - 33.39 KM - 1113 ACSR - TA | [5 empty] | CONACYT 2024 (oficial) | {"type":"Feature","properties":{},"geometry":{"type":"LineString","coordinates":[[-116.74861,32.5234],[-116.74808,32.52301],[-116.74738,32.52249],[-116.71935,32.52466],[-116.70562,32.51811],[-116.71325,32.50313],[-116.73584,32.47135],[-116.84455,32.46389],[-116.8324,32.45398],[-116.82469,32.44468],[-116.84125,32.42687],[-116.86194,32.41678],[-116.87974,32.41723],[-116.88158,32.42714],[-116.87973,32.44376],[-116.87943,32.44528],[-116.87911,32.4452]]}}
LT PRESIDENTE JUAREZ - PANAMERICANA POTENCIA | LineString | 230 kV |  | 13.28 km | 230 KV - 2/4C - 13.28 KM - 1113 ACSR - TA/PA | [5 empty] | CONACYT 2024 (oficial) | {"type":"Feature","properties":{},"geometry":{"type":"LineString","coordinates":[[-117.06673,32.36983],[-117.06632,32.37008],[-117.0601,32.39612],[-117.01199,32.43544],[-116.98632,32.43391],[-116.98396,32.44528],[-116.98558,32.44621],[-116.9854,32.44658]]}}
LT IMPERIAL VALEY-MEXICALI II | LineString | 230 kV |  | 6.23 km | 230 KV - 2C - 6.23 KM - 900 ACSAR-TA | [5 empty] | CONACYT 2024 (oficial) | {"type":"Feature","properties":{},"geometry":{"type":"LineString","coordinates":[[-115.68156,32.65204],[-115.66263,32.59949]]}}
LT PLANTA MEXICALI-IMPERIALVALEY | LineString | 230 kV |  | 10.47 km | 230 KV - 2C - 10.47 KM - 900 ACSAR - TA | [5 empty] | CONACYT 2024 (oficial) | {"type":"Feature","properties":{},"geometry":{"type":"LineString","coordinates":[[-115.63094,32.59745],[-115.64144,32.58995],[-115.66438,32.59612],[-115.68188,32.65182]]}}
LT LA ROSITA - CENTRO | LineString | 230 kV |  | 24.83 km | 230 KV - 1C - 24.83 KM - 1113 ACSR - TA | [5 empty] | CONACYT 2024 (oficial) | {"type":"Feature","properties":{},"geometry":{"type":"LineString","coordinates":[[-115.47775,32.64491],[-115.48287,32.64523],[-115.52765,32.64653],[-115.52755,32.63112],[-115.52912,32.62968],[-115.527,32.60378],[-115.57839,32.57911],[-115.65697,32.59127],[-115.6752,32.59722],[-115.67588,32.59706]]}}
LT LA ROSITA - CERRO PRIETO II | LineString | 230 kV |  | 50.08 km | 230 KV - 1C - 50.07 KM - 1113 ACSR - TA | [5 empty] | CONACYT 2024 (oficial) | {"type":"Feature","properties":{},"geometry":{"type":"LineString","coordinates":[[-115.22714,32.39123],[-115.2586,32.42351],[-115.46461,32.53481],[-115.51814,32.56015],[-115.60811,32.5609],[-115.67949,32.5917],[-115.67753,32.59624],[-115.67696,32.59638]]}}
LT CETYS - TECNOLOGICO | LineString | 230 kV |  | 13.58 km | 230 KV - 2C - 13.5 KM - 900 ACSR - TA | [5 empty] | CONACYT 2024 (oficial) | {"type":"Feature","properties":{},"geometry":{"type":"LineString","coordinates":[[-115.39801,32.63982],[-115.39671,32.63977],[-115.38577,32.63499],[-115.37664,32.63402],[-115.3396,32.60361],[-115.33662,32.58373],[-115.34834,32.58513],[-115.37015,32.59949],[-115.37074,32.59858]]}}
LT ORIZABA - WISTERIA | LineString | 230 kV |  | 4.13 km | 230 KV - 1C - 4.13 KM - 1113 ACSR - TA | [5 empty] | CONACYT 2024 (oficial) | {"type":"Feature","properties":{},"geometry":{"type":"LineString","coordinates":[[-115.5221,32.60332],[-115.52228,32.60375],[-115.527,32.60378],[-115.52912,32.62968],[-115.52629,32.62965],[-115.52167,32.62964],[-115.52123,32.62955]]}}
LT LA ROSITA - LA RUMOROSA | LineString | 230 kV |  | 26.12 km | 230 KV - 1/2C - 26.12 KM - 1113 ACSR - TA | [5 empty] | CONACYT 2024 (oficial) | {"type":"Feature","properties":{},"geometry":{"type":"LineString","coordinates":[[-115.93998,32.56767],[-115.94005,32.56698],[-115.94291,32.56283],[-115.87,32.56325],[-115.73428,32.57658],[-115.6777,32.59653],[-115.67712,32.59666]]}}
LT AEROPUERTO II - CERRO PRIETO III | LineString | 230 kV |  | 38.23 km | 230 KV - 1/2C - 38.23 KM - 900 ACSR - TA | [5 empty] | CONACYT 2024 (oficial) | {"type":"Feature","properties":{},"geometry":{"type":"LineString","coordinates":[[-115.24521,32.41137],[-115.24569,32.4113],[-115.25809,32.42389],[-115.34323,32.51065],[-115.34539,32.51488],[-115.35647,32.53492],[-115.33662,32.58373],[-115.3396,32.60361],[-115.37664,32.63402],[-115.38577,32.63499],[-115.39671,32.63977],[-115.39973,32.64023],[-115.40084,32.6592],[-115.42884,32.6629]]}}
LT CERRO PRIETO II - CERRO PRIETO III | LineString | 230 kV |  | 2.77 km | 230 KV - 1C - 2.77 KM - 900 ACSR - TA | [5 empty] | CONACYT 2024 (oficial) | {"type":"Feature","properties":{},"geometry":{"type":"LineString","coordinates":[[-115.24497,32.41106],[-115.22704,32.39131]]}}
LT HIDALGO - PARQUE INDUSTRIAL SAN LUIS | LineString | 230 kV |  | 30.07 km | 230 KV - 2C - 30.10 KM - 795 ACSR - PA/TA (OP. INICIAL EN 161 KV) | [5 empty] | CONACYT 2024 (oficial) | {"type":"Feature","properties":{},"geometry":{"type":"LineString","coordinates":[[-114.7121,32.43621],[-114.71197,32.43548],[-114.72825,32.39272],[-114.75148,32.39811],[-114.77245,32.41082],[-114.82164,32.40964],[-114.84047,32.42219],[-114.83319,32.43304],[-114.82563,32.47003],[-114.81128,32.4921],[-114.81058,32.49189],[-114.79668,32.47946],[-114.77828,32.47886],[-114.77822,32.47901]]}}
LT CHAPULTEPEC ENTQ. CERRO PRIETO I - HIDALGO | LineString | 230 kV |  | 4.35 km | 230 KV - 1C - 4.36 KM - 795 ACSR - TA | [5 empty] | CONACYT 2024 (oficial) | {"type":"Feature","properties":{},"geometry":{"type":"LineString","coordinates":[[-115.02729,32.38286],[-115.02538,32.39631],[-115.04284,32.4173]]}}
LT CHAPULTEPEC - PARQUE INDUSTRIAL SAN LUIS | LineString | 230 kV |  | 38.46 km | 230 KV - 1C - 38.47 KM - 1113 ACSR - TA | [5 empty] | CONACYT 2024 (oficial) | {"type":"Feature","properties":{},"geometry":{"type":"LineString","coordinates":[[-115.06,32.36177],[-115.05909,32.36201],[-115.05235,32.36205],[-115.0298,32.38077],[-115.02747,32.38078],[-114.89683,32.36821],[-114.86339,32.37279],[-114.83688,32.39581],[-114.74662,32.39785],[-114.72792,32.39221],[-114.71102,32.4348],[-114.71123,32.43533]]}}
LT MEXICALI II - SIC | LineString | 230 kV |  | 17.97 km | 230 KV - 1/2C - 17.97 KM - 900 ACSR - TA | [5 empty] | CONACYT 2024 (oficial) | {"type":"Feature","properties":{},"geometry":{"type":"LineString","coordinates":[[-115.34731,32.51446],[-115.34554,32.51483],[-115.34539,32.51488],[-115.35647,32.53492],[-115.36743,32.5331],[-115.42895,32.53364],[-115.43478,32.53622],[-115.4505,32.57932],[-115.45935,32.60351],[-115.45943,32.60412]]}}
LT MEXICALI II - SANCHEZ TABOADA | LineString | 230 kV |  | 6.49 km | 230 KV - 1/2C - 6.50 KM - 900 ACSR - TA | [5 empty] | CONACYT 2024 (oficial) | {"type":"Feature","properties":{},"geometry":{"type":"LineString","coordinates":[[-115.45923,32.60413],[-115.45935,32.60351],[-115.4505,32.57932],[-115.43178,32.5754],[-115.4225,32.58729],[-115.42239,32.58791]]}}
LT MEXICALI II - WISTERIA | LineString | 230 kV |  | 5.97 km | 230 KV - 2C - 5.98 KM - 1113 ACSR - TA | [5 empty] | CONACYT 2024 (oficial) | {"type":"Feature","properties":{},"geometry":{"type":"LineString","coordinates":[[-115.52193,32.60334],[-115.52187,32.60377],[-115.45969,32.60344],[-115.4596,32.6041]]}}
LT SANCHEZ TABOADA - TECNOLOGICO | LineString | 230 kV |  | 25.63 km | 230 KV - 1C - 25.63 KM - 900 ACSR - TA | [5 empty] | CONACYT 2024 (oficial) | {"type":"Feature","properties":{},"geometry":{"type":"LineString","coordinates":[[-115.42206,32.58781],[-115.4225,32.58729],[-115.43178,32.5754],[-115.4505,32.57932],[-115.43478,32.53622],[-115.42895,32.53364],[-115.36743,32.5331],[-115.35647,32.53492],[-115.33662,32.58373],[-115.34834,32.58513],[-115.37015,32.59949],[-115.37104,32.59871]]}}
LT CERRO PRIETO III - SIC | LineString | 230 kV |  | 15.1 km | 230 KV - 1C - 15.10 KM - 900 ACSR - TA | [5 empty] | CONACYT 2024 (oficial) | {"type":"Feature","properties":{},"geometry":{"type":"LineString","coordinates":[[-115.24549,32.41166],[-115.24569,32.4113],[-115.25809,32.42389],[-115.34323,32.51065],[-115.34539,32.51488],[-115.34554,32.51483],[-115.34726,32.5142]]}}
LT MEXICALI II - WISTERIA | LineString | 230 kV |  | 5.97 km | 230 KV - 2C - 5.97 KM - 1113 ACSR - TA | [5 empty] | CONACYT 2024 (oficial) | {"type":"Feature","properties":{},"geometry":{"type":"LineString","coordinates":[[-115.52177,32.60335],[-115.52187,32.60377],[-115.45969,32.60344],[-115.45976,32.60412]]}}
LT LA ROSITA - WISTERIA | LineString | 230 kV |  | 15.58 km | 230 KV - 1C - 15.58 KM - 1113 ACSR - TA | [5 empty] | CONACYT 2024 (oficial) | {"type":"Feature","properties":{},"geometry":{"type":"LineString","coordinates":[[-115.5223,32.60332],[-115.52228,32.60375],[-115.527,32.60378],[-115.57839,32.57911],[-115.65697,32.59127],[-115.6752,32.59722],[-115.67575,32.59694]]}}
LT TOYOTA - METROPOLI POTENCIA | LineString | 230 kV |  | 27.34 km | 230 KV - 1C - 27.33 KM - 1113 ACSR - TA | [5 empty] | CONACYT 2024 (oficial) | {"type":"Feature","properties":{},"geometry":{"type":"LineString","coordinates":[[-116.71577,32.5031],[-116.71481,32.50331],[-116.71325,32.50313],[-116.73584,32.47135],[-116.84455,32.46389],[-116.8324,32.45398],[-116.82469,32.44468],[-116.84125,32.42687],[-116.86194,32.41678],[-116.87974,32.41723],[-116.88158,32.42714],[-116.87973,32.44376],[-116.87943,32.44528],[-116.87908,32.44534]]}}
LT TIJUANA I - LA ROSITA | LineString | 230 kV |  | 108.78 km | 230 KV - 1/2C - 10.88 KM - 1113 ACSR - TA | [5 empty] | CONACYT 2024 (oficial) | {"type":"Feature","properties":{},"geometry":{"type":"LineString","coordinates":[[-115.67731,32.5968],[-115.6777,32.59653],[-115.73428,32.57658],[-115.87,32.56325],[-115.94291,32.56283],[-115.95092,32.56278],[-115.99048,32.53936],[-116.01643,32.54379],[-116.09984,32.50189],[-116.14567,32.47601],[-116.24235,32.50871],[-116.3271,32.52501],[-116.42283,32.54044],[-116.4814,32.56791],[-116.53918,32.55783],[-116.59719,32.56965],[-116.65521,32.55775],[-116.67951,32.54458],[-116.70562,32.51811],[-116.71935,32.52466],[-116.74738,32.52249],[-116.74776,32.5232],[-116.74824,32.52358]]}}
LT CERRO PRIETO II - CHAPULTEPEC | LineString | 230 kV |  | 22.95 km | 230 KV - 1C - 22.95 KM - 1113 ACSR - TA | [5 empty] | CONACYT 2024 (oficial) | {"type":"Feature","properties":{},"geometry":{"type":"LineString","coordinates":[[-115.06001,32.3622],[-115.05909,32.36201],[-115.05235,32.36205],[-115.0298,32.38077],[-115.02988,32.38101],[-115.04889,32.38282],[-115.1178,32.37871],[-115.16885,32.3852],[-115.21778,32.38153],[-115.22634,32.39066]]}}
LT CC MEXICALI - LA ROSITA | LineString | 230 kV |  | 5.44 km | 230 KV - 2C - 5.44 KM - 1113 ACSR - TA | [5 empty] | CONACYT 2024 (oficial) | {"type":"Feature","properties":{},"geometry":{"type":"LineString","coordinates":[[-115.67587,32.59728],[-115.675,32.59765],[-115.65681,32.59167],[-115.63308,32.59617],[-115.62938,32.59651]]}}
LT PRESIDENTE JUAREZ - METROPOLI POTENCIA | LineString | 230 kV |  | 20.65 km | 230 KV - 2C - 20.64 KM - 1113 ACSR - TA | [5 empty] | CONACYT 2024 (oficial) | {"type":"Feature","properties":{},"geometry":{"type":"LineString","coordinates":[[-116.87895,32.44439],[-116.87937,32.44443],[-116.87973,32.44376],[-116.88158,32.42714],[-116.90939,32.4222],[-116.91708,32.42124],[-117.06277,32.37143],[-117.06404,32.36965],[-117.06479,32.36918],[-117.06559,32.36887]]}}
LT PRESIDENTE JUAREZ - EL RUBÍ | LineString | 230 kV |  | 14.01 km | 230 KV - 2/4C - 14.0 KM - 1113 ACSR - TA/PA | [5 empty] | CONACYT 2024 (oficial) | {"type":"Feature","properties":{},"geometry":{"type":"LineString","coordinates":[[-117.07254,32.47543],[-117.07262,32.47452],[-117.10105,32.46388],[-117.0666,32.37782],[-117.06605,32.37199],[-117.06682,32.37014]]}}
LT PRESIDENTE JUAREZ - TIJUANA I | LineString | 230 kV |  | 35.82 km | 230 KV - 2C - 35.81 KM - 1113 ACSR - TA | [5 empty] | CONACYT 2024 (oficial) | {"type":"Feature","properties":{},"geometry":{"type":"LineString","coordinates":[[-117.06535,32.368],[-117.06462,32.36825],[-117.06404,32.36965],[-117.06277,32.37143],[-116.91708,32.42124],[-116.90939,32.4222],[-116.89292,32.41757],[-116.86194,32.41678],[-116.84125,32.42687],[-116.82469,32.44468],[-116.8324,32.45398],[-116.84455,32.46389],[-116.85306,32.49364],[-116.88325,32.51772],[-116.88322,32.51677]]}}
LT LA HERRADURA - LA RUMOROSA | LineString | 230 kV |  | 83.89 km | 230 KV - 1/2C - 83.86 KM - 1113 ACSR - TA | [5 empty] | CONACYT 2024 (oficial) | {"type":"Feature","properties":{},"geometry":{"type":"LineString","coordinates":[[-115.94031,32.56763],[-115.94005,32.56698],[-115.94291,32.56283],[-115.95092,32.56278],[-115.99048,32.53936],[-116.01643,32.54379],[-116.09984,32.50189],[-116.14567,32.47601],[-116.24235,32.50871],[-116.3271,32.52501],[-116.42283,32.54044],[-116.4814,32.56791],[-116.53918,32.55783],[-116.59719,32.56965],[-116.65521,32.55775],[-116.67951,32.54458],[-116.70562,32.51811],[-116.71935,32.52466],[-116.74738,32.52249],[-116.74776,32.5232],[-116.74808,32.52372]]}}
LT PANAMERICANA POTENCIA - TIJUANA I | LineString | 230 kV |  | 22.35 km | 230 KV - 2C - 22.34 KM - 1113A CSR - TAPA | [5 empty] | CONACYT 2024 (oficial) | {"type":"Feature","properties":{},"geometry":{"type":"LineString","coordinates":[[-116.98452,32.44607],[-116.98487,32.44581],[-116.98396,32.44528],[-116.98632,32.43391],[-116.97893,32.43389],[-116.90188,32.45982],[-116.84513,32.46384],[-116.85344,32.49343],[-116.88253,32.51427],[-116.88316,32.5143]]}}
LT PRESIDENTE JUAREZ - CIPRES | LineString | 230 kV |  | 95.02 km | 230 KV - 1 C - 94.99 KM - 1113 ACSR - TA | [5 empty] | CONACYT 2024 (oficial) | {"type":"Feature","properties":{},"geometry":{"type":"LineString","coordinates":[[-116.58537,31.77616],[-116.58468,31.77635],[-116.57887,31.77834],[-116.54094,31.85309],[-116.54027,31.85418],[-116.53123,31.87131],[-116.53962,31.89088],[-116.60266,31.92008],[-116.67432,31.95077],[-116.71405,31.96774],[-116.80147,32.07437],[-116.87611,32.16528],[-116.88722,32.20194],[-116.89,32.22472],[-116.88457,32.24678],[-116.89551,32.25962],[-116.9268,32.29634],[-116.98627,32.28098],[-117.02198,32.29656],[-117.04012,32.35309],[-117.06274,32.3687],[-117.0653,32.36783]]}}
L.T. EMILIANO ZAPATA - MEZCALA L2 | LineString | 230 kV |  | 114.5 km | 230 KV-1C -114.45 Km-900 ACSR-TA | [5 empty] | CONACYT 2024 (oficial) | {"type":"Feature","properties":{},"geometry":{"type":"LineString","coordinates":[[-99.2039,18.84412],[-99.2181,18.81722],[-99.23956,18.8035],[-99.26444,18.74821],[-99.42047,18.56048],[-99.42874,18.5462],[-99.42247,18.51816],[-99.43039,18.42974],[-99.43102,18.37225],[-99.47459,18.31005],[-99.48703,18.26718],[-99.5185,18.2216],[-99.57897,17.95417],[-99.59123,17.92445],[-99.59914,17.9257],[-99.60038,17.92569]]}}
L.T. EMILIANO ZAPATA - MEZCALA L1 | LineString | 230 kV |  | 117.12 km | 230 KV-1C -117.07 Km-900 ACSR-TA | [5 empty] | CONACYT 2024 (oficial) | {"type":"Feature","properties":{},"geometry":{"type":"LineString","coordinates":[[-99.60034,17.92581],[-99.59914,17.9257],[-99.59123,17.92445],[-99.5791,17.95619],[-99.51963,18.22105],[-99.48766,18.26744],[-99.47587,18.3093],[-99.43169,18.37242],[-99.43125,18.42956],[-99.42878,18.45644],[-99.44382,18.49502],[-99.43442,18.55557],[-99.29462,18.71529],[-99.30007,18.74198],[-99.29041,18.77197],[-99.26858,18.78067],[-99.24995,18.80631],[-99.21839,18.81748],[-99.20423,18.84415]]}}
L.T. YAUTEPEC POTENCIA - BURLINGTON (YECAPIXTLA) | LineString | 230 kV |  | 17.39 km | 230 KV-1C -17.26 Km-900 ACSR-TA | [5 empty] | CONACYT 2024 (oficial) | {"type":"Feature","properties":{},"geometry":{"type":"LineString","coordinates":[[-98.99832,18.8495],[-98.996,18.84929],[-98.99075,18.853],[-98.99044,18.86886],[-98.88762,18.89965],[-98.88301,18.86976]]}}
L.T. YAUTEPEC POTENCIA - CEMENTOS MOCTEZUMA | LineString | 230 kV |  | 22.55 km | 230 KV-1C/2C-22.66 Km-900 ACSR-TA | [5 empty] | CONACYT 2024 (oficial) | {"type":"Feature","properties":{},"geometry":{"type":"LineString","coordinates":[[-99.18017,18.79915],[-99.16859,18.82391],[-99.15757,18.82507],[-99.12595,18.8563],[-99.10562,18.85996],[-99.09098,18.85637],[-99.02118,18.85424],[-98.99958,18.84998],[-98.99914,18.84996]]}}
L.T. EMILIANO ZAPATA - CEMENTOS MOCTEZUMA | LineString | 230 kV |  | 8.14 km | 230 KV-1C/2C -8.14 Km-900 ACSR-TA | [5 empty] | CONACYT 2024 (oficial) | {"type":"Feature","properties":{},"geometry":{"type":"LineString","coordinates":[[-99.18034,18.79918],[-99.1686,18.82391],[-99.19135,18.82283],[-99.19958,18.84052],[-99.2033,18.84412]]}}
IXTAPA POTENCIA - PIE DE LA CUESTA | LineString | 230 kV |  | 207.86 km | 230 KV-2C-214.5 Km-1113 ACSR-TA (TENDIDO 1er. CIRCUITO) | [5 empty] | CONACYT 2024 (oficial) | {"type":"Feature","properties":{},"geometry":{"type":"LineString","coordinates":[[-100.00001,16.98113],[-99.99813,17.01887],[-100.08775,17.07189],[-100.16614,17.04022],[-100.22279,17.04773],[-100.329,17.13755],[-100.4213,17.24156],[-100.61745,17.24918],[-100.71964,17.24827],[-100.88122,17.32695],[-101.01026,17.34406],[-101.04712,17.39042],[-101.07687,17.40063],[-101.13549,17.41744],[-101.22464,17.55662],[-101.36317,17.61206],[-101.39495,17.62556],[-101.47518,17.66358],[-101.57952,17.6901],[-101.60025,17.73854],[-101.60782,17.73274]]}}
LT MOCHIS COLINAS - MOCHIS II | LineString | 230 kV |  | 36.8 km | 230 KV - 2C -36.81KM - 795 ACSR - TA | [5 empty] | CONACYT 2024 (oficial) | {"type":"Feature","properties":{},"geometry":{"type":"LineString","coordinates":[[-108.75346,26.07624],[-108.75452,26.0759],[-108.78805,26.05469],[-108.81729,26.02172],[-108.92438,25.83835],[-108.94112,25.80579],[-108.9482,25.80407],[-108.94887,25.80427],[-108.9491,25.80449]]}}
L.T. BOSQUES - TECAMACHALCO | LineString | 230 kV |  | 1.15 km | SUBTERRANEO | [5 empty] | CONACYT 2024 (oficial) | {"type":"Feature","properties":{},"geometry":{"type":"LineString","coordinates":[[-99.26706,19.40102],[-99.2591,19.40813]]}}
L.T. PERALVILLO - MERCED | LineString | 230 kV |  | 3.16 km | SUBTERRANEO | [5 empty] | CONACYT 2024 (oficial) | {"type":"Feature","properties":{},"geometry":{"type":"LineString","coordinates":[[-99.12047,19.43465],[-99.12472,19.46291]]}}
L.T. SAN BERNABE ENTQ. AGUILAS - TOPILEJO | LineString | 230 kV |  | 5.27 km | TRAMO SUBTERRANEO 5.26 Km | [5 empty] | CONACYT 2024 (oficial) | {"type":"Feature","properties":{},"geometry":{"type":"LineString","coordinates":[[-99.32253,19.34796],[-99.32435,19.34341],[-99.32609,19.33767],[-99.32856,19.32917],[-99.32974,19.32631],[-99.33085,19.3218],[-99.33135,19.32116],[-99.33195,19.32002],[-99.3355,19.314],[-99.33742,19.31154],[-99.33796,19.31098],[-99.34132,19.30739],[-99.34144,19.30731],[-99.34201,19.30715],[-99.34286,19.30637],[-99.34347,19.30633]]}}
L.T. IXTAPALAPA - ESTRELLA | LineString | 230 kV |  | 4.4 km | SUBTERRANEO | [5 empty] | CONACYT 2024 (oficial) | {"type":"Feature","properties":{},"geometry":{"type":"LineString","coordinates":[[-99.07412,19.33391],[-99.10859,19.35647]]}}
L.T. SANTA CRUZ ESTRELLA | LineString | 230 kV |  | 5.02 km | SUBTERRANEO | [5 empty] | CONACYT 2024 (oficial) | {"type":"Feature","properties":{},"geometry":{"type":"LineString","coordinates":[[-99.06162,19.36498],[-99.10853,19.35708]]}}
L.T. BOSQUES - CONTADERO | LineString | 230 kV |  | 0.37 km | SUBTERRANEO | [5 empty] | CONACYT 2024 (oficial) | {"type":"Feature","properties":{},"geometry":{"type":"LineString","coordinates":[[-99.25739,19.39514],[-99.25826,19.39834]]}}
L.T. SAN ANGEL - COYOACAN | LineString | 230 kV |  | 3.55 km | SUBTERRANEO | [5 empty] | CONACYT 2024 (oficial) | {"type":"Feature","properties":{},"geometry":{"type":"LineString","coordinates":[[-99.17107,19.3619],[-99.20457,19.36594]]}}
LT VERACRUZ II - TEMASCAL II | LineString | 230 kV |  | 102.8 km | 230KV-1C-102.8KM-900ACSR-TA 93360 | [5 empty] | CONACYT 2024 (oficial) | {"type":"Feature","properties":{},"geometry":{"type":"LineString","coordinates":[[-96.23843,19.15055],[-96.25238,19.14357],[-96.27442,19.12218],[-96.297,19.00654],[-96.32904,18.85775],[-96.37764,18.5106],[-96.37325,18.4419],[-96.35639,18.40117],[-96.36472,18.30754],[-96.3915,18.25656]]}}
LT LAGUNA VERDE - VERACRUZ II | LineString | 230 kV |  | 80.2 km | 230KV-1C-80.2KM-900 ACSR-TA 93860 | [5 empty] | CONACYT 2024 (oficial) | {"type":"Feature","properties":{},"geometry":{"type":"LineString","coordinates":[[-96.40857,19.71984],[-96.4302,19.71602],[-96.49234,19.60396],[-96.51262,19.52873],[-96.46463,19.37441],[-96.36478,19.19068],[-96.25532,19.14475],[-96.23865,19.15097]]}}
LT PUEBLA II - TECALI | LineString | 230 kV |  | 41.44 km | 230K-1C/2C-41.4KM-900 93130 | [5 empty] | CONACYT 2024 (oficial) | {"type":"Feature","properties":{},"geometry":{"type":"LineString","coordinates":[[-97.97828,18.84921],[-97.97828,18.85013],[-97.9807,18.85914],[-98.04135,18.8864],[-98.15127,18.97479],[-98.17465,18.9793],[-98.14689,19.00789],[-98.11739,19.04326],[-98.11245,19.07211],[-98.13572,19.08285]]}}
LT VERACRUZ II - AMATLAN II | LineString | 230 kV |  | 79.31 km | 230KV-2C-79.3KM-900 ACSR-TA 93560 | [5 empty] | CONACYT 2024 (oficial) | {"type":"Feature","properties":{},"geometry":{"type":"LineString","coordinates":[[-96.23856,19.15081],[-96.23894,19.15054],[-96.26057,19.13978],[-96.32701,19.08989],[-96.38665,19.04828],[-96.41175,19.04243],[-96.44368,19.02724],[-96.4875,19.01747],[-96.57044,18.98841],[-96.63261,18.97748],[-96.72494,18.93503],[-96.73518,18.91868],[-96.74361,18.91612],[-96.78016,18.87782],[-96.89712,18.85494],[-96.90129,18.85753],[-96.90153,18.85781]]}}
LT GOMEZ PALACIO - CAMARGO II | LineString | 230 kV |  | 290.1 km | 230 KV- 1C- 290.10KM-900KCM-TA | [5 empty] | CONACYT 2024 (oficial) | {"type":"Feature","properties":{},"geometry":{"type":"LineString","coordinates":[[-105.06408,27.65779],[-105.01487,27.61425],[-104.98734,27.61153],[-104.97014,27.59407],[-104.90437,27.50429],[-104.91049,27.47484],[-104.88088,27.41318],[-104.83841,27.38068],[-104.80024,27.2779],[-104.80201,27.19003],[-104.77882,27.08895],[-104.59156,26.94021],[-104.50477,26.87044],[-104.38059,26.80262],[-104.20077,26.62185],[-104.12651,26.53852],[-104.08658,26.4976],[-103.93754,26.34982],[-103.73449,26.14644],[-103.69061,26.10339],[-103.67484,26.07288],[-103.6716,26.01882],[-103.64997,25.95048],[-103.62081,25.9067],[-103.60044,25.8647],[-103.58249,25.84132],[-103.57426,25.82006],[-103.57135,25.77892],[-103.55499,25.74416],[-103.52386,25.71972],[-103.52411,25.6866],[-103.51666,25.65621],[-103.49988,25.62736],[-103.47313,25.59728]]}}
L.T. FRANCISCO VILLA - AVALOS | LineString | 230 kV |  | 79.6 km | 230KV-1C-900ACSR-79.68KM-TA | [5 empty] | CONACYT 2024 (oficial) | {"type":"Feature","properties":{},"geometry":{"type":"LineString","coordinates":[[-105.99627,28.61199],[-105.98862,28.58815],[-105.92556,28.51815],[-105.80834,28.46704],[-105.73111,28.45871],[-105.67084,28.39982],[-105.66723,28.39399],[-105.59056,28.31649],[-105.54778,28.20233],[-105.47111,28.15233],[-105.45834,28.15317],[-105.44692,28.16379]]}}
LT PH TEMASCAL - OAXACA POT. | LineString | 230 kV |  | 163.92 km | 230KV-1C-163.9KM-900ACSR-TA 93710 | [5 empty] | CONACYT 2024 (oficial) | {"type":"Feature","properties":{},"geometry":{"type":"LineString","coordinates":[[-96.78822,17.12346],[-96.80629,17.14326],[-96.81976,17.14603],[-96.84405,17.17687],[-96.92768,17.30236],[-96.93613,17.33903],[-96.92644,17.37454],[-96.94542,17.4821],[-96.95149,17.59933],[-96.93777,17.69875],[-96.95407,17.75062],[-96.95347,17.75895],[-96.90139,17.80568],[-96.8412,17.85184],[-96.7571,17.95624],[-96.67111,17.97257],[-96.54076,18.07759],[-96.52478,18.08806],[-96.40729,18.12183],[-96.39366,18.15145],[-96.37376,18.17625],[-96.37376,18.18851],[-96.40694,18.2309],[-96.40872,18.23101],[-96.40842,18.23137]]}}
LT JUCHITAN II - JUILE | LineString | 230 kV |  | 145.73 km | 230KV-1C-145.7KM-900ACSR-TA 93950 | [5 empty] | CONACYT 2024 (oficial) | {"type":"Feature","properties":{},"geometry":{"type":"LineString","coordinates":[[-94.96562,16.51813],[-94.9613,16.52656],[-94.97549,16.55799],[-94.94359,16.6532],[-94.95237,16.69579],[-95.00665,16.78969],[-94.99601,16.89686],[-94.99413,16.99599],[-95.04027,17.03003],[-95.07938,17.13743],[-95.0627,17.29774],[-95.11467,17.55996],[-95.11486,17.56422],[-95.08829,17.7324],[-95.06683,17.76043],[-95.05936,17.7624]]}}
LT POZA RICA I - PANTEPEC | LineString | 230 kV |  | 58.91 km | 230KV-1C-58.9KM-1113ACSR-TA 93160 | [5 empty] | CONACYT 2024 (oficial) | {"type":"Feature","properties":{},"geometry":{"type":"LineString","coordinates":[[-97.71971,20.98379],[-97.71989,20.9843],[-97.72531,20.99267],[-97.71153,20.9457],[-97.70116,20.92828],[-97.69581,20.88271],[-97.55774,20.65651],[-97.49668,20.56454],[-97.49262,20.52942]]}}
LT JUCHITAN II - JUILE | LineString | 230 kV |  | 145.36 km | 230KV-2C-145.3KM-1113ACSR-TA 93000 | [5 empty] | CONACYT 2024 (oficial) | {"type":"Feature","properties":{},"geometry":{"type":"LineString","coordinates":[[-94.96592,16.51828],[-94.96246,16.52566],[-94.97841,16.55905],[-94.9624,16.60088],[-94.95948,16.70548],[-94.99349,16.74464],[-95.01917,16.81631],[-94.9989,16.90596],[-94.99484,16.98837],[-94.99755,17.0503],[-95.07127,17.12996],[-95.07612,17.13887],[-95.05691,17.30801],[-95.05806,17.32656],[-95.09301,17.48253],[-95.08343,17.66227],[-95.08828,17.70593],[-95.08721,17.73209],[-95.06545,17.76052],[-95.05983,17.76169]]}}
L.T. PIEDRAS NEGRAS POTENCIA - ACUÑA II | LineString | 230 kV |  | 85.08 km | 230 KV-2C-1113ACSR- 87.12KM- PA/CS ( OP INIC 138 KV )(AISLADA 230KV) | [5 empty] | CONACYT 2024 (oficial) | {"type":"Feature","properties":{},"geometry":{"type":"LineString","coordinates":[[-100.96813,29.32343],[-100.96302,29.32124],[-100.97204,29.29084],[-100.98698,29.27916],[-100.98243,29.22196],[-100.8814,29.02866],[-100.64111,28.67727],[-100.61337,28.67494]]}}
L.T. RAMOS ARIZPE POT.-CEDROS POT. | LineString | 230 kV |  | 12.12 km | 230KV-1C-900ACSR-12.12KM-TA | [5 empty] | CONACYT 2024 (oficial) | {"type":"Feature","properties":{},"geometry":{"type":"LineString","coordinates":[[-100.9083,25.59828],[-100.92248,25.60368],[-100.98361,25.56846],[-100.9912,25.55082],[-100.98298,25.54758]]}}
L.T. CULIACÁN POTENCIA - EL HABAL | LineString | 230 kV |  | 199.36 km | 230KV-2C-199.37KM-900ACSR-TA | [5 empty] | CONACYT 2024 (oficial) | {"type":"Feature","properties":{},"geometry":{"type":"LineString","coordinates":[[-106.41001,23.29217],[-106.4093,23.29186],[-106.39622,23.29497],[-106.39069,23.30026],[-106.45679,23.38873],[-106.50115,23.50729],[-106.59716,23.6419],[-106.60161,23.73914],[-106.61489,23.87114],[-106.64169,23.89882],[-106.74086,23.98956],[-106.76001,24.00202],[-106.82611,24.10453],[-107.01635,24.173],[-107.08461,24.26023],[-107.09813,24.34027],[-107.10098,24.47283],[-107.34032,24.72763],[-107.34094,24.73156],[-107.34035,24.73182]]}}
L.T. CULIACÁN POTENCIA - LA HIGUERA | LineString | 230 kV |  | 22.27 km | 230KV-2C-22.27KM-1113ACSR-TA | [5 empty] | CONACYT 2024 (oficial) | {"type":"Feature","properties":{},"geometry":{"type":"LineString","coordinates":[[-107.34042,24.7322],[-107.34105,24.73192],[-107.32913,24.71208],[-107.33733,24.70549],[-107.39855,24.69351],[-107.46134,24.705],[-107.49377,24.70465],[-107.50612,24.69627],[-107.50644,24.69853]]}}
L.T. MAZATLÁN II - EL HABAL | LineString | 230 kV |  | 15.5 km | 230KV-1C-15.50KM-900ACSR-TA | [5 empty] | CONACYT 2024 (oficial) | {"type":"Feature","properties":{},"geometry":{"type":"LineString","coordinates":[[-106.3539,23.1909],[-106.34875,23.20168],[-106.36335,23.26054],[-106.39069,23.30026],[-106.39622,23.29497],[-106.4093,23.29186],[-106.41,23.29203]]}}
LT GUAMUCHIL II - CULIACAN 3 | LineString | 230 kV |  | 103.87 km | 230KV-2C-103.92KM-1113ACSR-TA | [5 empty] | CONACYT 2024 (oficial) | {"type":"Feature","properties":{},"geometry":{"type":"LineString","coordinates":[[-108.08219,25.48653],[-108.0815,25.48571],[-108.02408,25.42422],[-107.94388,25.33522],[-107.84988,25.20882],[-107.80388,25.17762],[-107.61538,25.05232],[-107.50511,24.94022],[-107.4432,24.89842],[-107.36974,24.84626],[-107.36154,24.83053]]}}
L.T. CULIACÁN 3 - LA HIGUERA | LineString | 230 kV |  | 45.65 km | 230KV-2C-45.67KM-1113ACSR-TA | [5 empty] | CONACYT 2024 (oficial) | {"type":"Feature","properties":{},"geometry":{"type":"LineString","coordinates":[[-107.50768,24.69932],[-107.50756,24.70209],[-107.5095,24.70571],[-107.50985,24.72042],[-107.53086,24.76884],[-107.54458,24.79158],[-107.53691,24.80872],[-107.52365,24.81572],[-107.52285,24.82654],[-107.52969,24.8786],[-107.49546,24.90198],[-107.39107,24.89712],[-107.36412,24.86977],[-107.36846,24.86328],[-107.36204,24.83113],[-107.36151,24.83078]]}}
L.T. NACOZARI - NUEVO CASAS GRANDES | LineString | 230 kV |  | 215.78 km | 230KV-1C-1113ACSR-TA (OP. INICIAL EN 230 KV) | [5 empty] | CONACYT 2024 (oficial) | {"type":"Feature","properties":{},"geometry":{"type":"LineString","coordinates":[[-107.9012,30.52523],[-107.93536,30.53727],[-107.98983,30.58241],[-108.02774,30.57856],[-108.232,30.66283],[-108.24857,30.67911],[-108.28312,30.68384],[-108.43299,30.69214],[-108.5303,30.73566],[-108.7032,30.73403],[-108.8422,30.86562],[-108.92995,30.89686],[-109.06207,30.85686],[-109.16205,30.85759],[-109.24348,30.78664],[-109.30228,30.7111],[-109.35097,30.68369],[-109.3834,30.65973],[-109.39549,30.62488],[-109.40372,30.6224],[-109.4569,30.63131],[-109.47044,30.61842],[-109.53577,30.60474],[-109.59357,30.57618],[-109.62481,30.43455],[-109.67316,30.37018],[-109.67675,30.36966],[-109.67703,30.36911]]}}
LT MOCHIS II - PUEBLO NUEVO | LineString | 230 kV |  | 132.6 km | 230 KV - 1C - 132.60KM - 900 ACSR - TA | [5 empty] | CONACYT 2024 (oficial) | {"type":"Feature","properties":{},"geometry":{"type":"LineString","coordinates":[[-108.75225,26.0762],[-108.74737,26.07628],[-108.73217,26.10353],[-108.87432,26.26338],[-109.05837,26.47666],[-109.14272,26.57409],[-109.3322,26.79221],[-109.37728,26.87573],[-109.37462,27.06464],[-109.3743,27.06877],[-109.3742,27.06936]]}}
LT MOCHIS II - PUEBLO NUEVO | LineString | 230 kV |  | 131.95 km | 230 KV - 1C - 131.96KM - 900 ACSR - TA | [5 empty] | CONACYT 2024 (oficial) | {"type":"Feature","properties":{},"geometry":{"type":"LineString","coordinates":[[-108.75224,26.0765],[-108.74188,26.11051],[-108.91772,26.30492],[-109.00256,26.4],[-109.3372,26.78591],[-109.38263,26.8701],[-109.37612,27.0572],[-109.37462,27.06464],[-109.3743,27.06877],[-109.3744,27.06937]]}}
LT NACOZARI - CANANEA | LineString | 230 kV |  | 102.76 km | 230KV-1C-900ACSR-TA | [5 empty] | CONACYT 2024 (oficial) | {"type":"Feature","properties":{},"geometry":{"type":"LineString","coordinates":[[-110.2975,31.00483],[-110.29188,31.01322],[-110.24383,31.03847],[-110.22743,31.03763],[-110.20888,31.02462],[-110.15145,30.95582],[-110.11128,30.88795],[-110.0183,30.77448],[-109.96028,30.67792],[-109.92936,30.57385],[-109.82636,30.47297],[-109.73811,30.44525],[-109.70903,30.43263],[-109.69131,30.40265],[-109.67893,30.36987]]}}
LT HERMOSILLO 4 - HERMOSILLO CC | LineString | 230 kV |  | 18.57 km | 230KV-2C-1113ACSR-TA | [5 empty] | CONACYT 2024 (oficial) | {"type":"Feature","properties":{},"geometry":{"type":"LineString","coordinates":[[-111.02411,29.08059],[-111.02398,29.08005],[-111.02064,29.05698],[-111.04469,29.0521],[-111.12946,29.06432],[-111.10879,29.09692],[-111.10077,29.09799],[-111.09921,29.09756]]}}
LT NACOZARI - HERMOSILLO 3 | LineString | 230 kV |  | 194.38 km | 230KV-1C-900ACSR-TA | [5 empty] | CONACYT 2024 (oficial) | {"type":"Feature","properties":{},"geometry":{"type":"LineString","coordinates":[[-110.88585,29.17686],[-110.86057,29.17661],[-110.66704,29.27009],[-110.59181,29.32712],[-110.50681,29.32863],[-110.12057,29.52638],[-110.0867,29.56751],[-110.0003,29.58404],[-109.86107,29.7492],[-109.78646,30.01621],[-109.76572,30.16917],[-109.69568,30.26231],[-109.69589,30.34565],[-109.67931,30.36927]]}}
NO DEFINIDO | LineString | 230 kV |  | 38.13 km | NO DEFINIDO | [5 empty] | CONACYT 2024 (oficial) | {"type":"Feature","properties":{},"geometry":{"type":"LineString","coordinates":[[-104.56904,23.96509],[-104.54046,23.97558],[-104.47152,24.05535],[-104.43809,24.08233],[-104.42433,24.13622],[-104.444,24.21229],[-104.47278,24.23265],[-104.47663,24.23077]]}}
NO DEFINIDO | LineString | 230 kV |  | 4.11 km | NO DEFINIDO | [5 empty] | CONACYT 2024 (oficial) | {"type":"Feature","properties":{},"geometry":{"type":"LineString","coordinates":[[-104.47682,24.23114],[-104.4715,24.23772],[-104.49414,24.25704]]}}
NO DEFINIDO | LineString | 230 kV |  | 52.03 km | NO DEFINIDO | [5 empty] | CONACYT 2024 (oficial) | {"type":"Feature","properties":{},"geometry":{"type":"LineString","coordinates":[[-111.13798,29.06506],[-111.16216,29.05084],[-111.16898,29.03705],[-111.15317,29.02247],[-111.15281,28.97974],[-111.18793,28.94887],[-111.20054,28.93044],[-111.2626,28.93004],[-111.28566,28.91098],[-111.30491,28.9075],[-111.39024,28.83937],[-111.39037,28.82843],[-111.43662,28.80901],[-111.47431,28.81529],[-111.47456,28.82472]]}}
NO DEFINIDO | LineString | 230 kV |  | 22.0 km | NO DEFINIDO | [5 empty] | CONACYT 2024 (oficial) | {"type":"Feature","properties":{},"geometry":{"type":"LineString","coordinates":[[-95.01217,16.61095],[-95.0301,16.60302],[-95.0711,16.57078],[-95.06946,16.56196],[-95.01803,16.4908],[-94.98795,16.48326]]}}
NO DEFINIDO | LineString | 230 kV |  | 4.18 km | NO DEFINIDO | [5 empty] | CONACYT 2024 (oficial) | {"type":"Feature","properties":{},"geometry":{"type":"LineString","coordinates":[[-94.96468,16.51796],[-94.94624,16.48652]]}}
NO DEFINIDO | LineString | 230 kV |  | 4.37 km | NO DEFINIDO | [5 empty] | CONACYT 2024 (oficial) | {"type":"Feature","properties":{},"geometry":{"type":"LineString","coordinates":[[-94.94745,16.48357],[-94.96539,16.51647]]}}
NO DEFINIDO | LineString | 230 kV |  | 4.8 km | NO DEFINIDO | [5 empty] | CONACYT 2024 (oficial) | {"type":"Feature","properties":{},"geometry":{"type":"LineString","coordinates":[[-94.9482,16.48347],[-94.94922,16.48332],[-94.97385,16.47856],[-94.98795,16.48326]]}}
LT Piedra Larga - La Ventosa | LineString | 230 kV |  | 21.39 km | NO DEFINIDO | [5 empty] | CONACYT 2024 (oficial) | {"type":"Feature","properties":{},"geometry":{"type":"LineString","coordinates":[[-94.96013,16.59507],[-94.94288,16.59217],[-94.93215,16.58374],[-94.90793,16.57462],[-94.87944,16.57432],[-94.87612,16.5559],[-94.82553,16.52252],[-94.81405,16.51753],[-94.80928,16.49852]]}}
NO DEFINIDO | LineString | 230 kV |  | 6.57 km | NO DEFINIDO | [5 empty] | CONACYT 2024 (oficial) | {"type":"Feature","properties":{},"geometry":{"type":"LineString","coordinates":[[-95.01167,16.61067],[-95.01289,16.60333],[-94.96013,16.59507]]}}
LT Santo Domingo Bii Stinuu | LineString | 230 kV |  | 20.86 km | NO DEFINIDO | [5 empty] | CONACYT 2024 (oficial) | {"type":"Feature","properties":{},"geometry":{"type":"LineString","coordinates":[[-94.94922,16.48332],[-94.85611,16.53942],[-94.85063,16.54083],[-94.81404,16.51866],[-94.79801,16.51805],[-94.78355,16.52973]]}}
NO DEFINIDO | LineString | 230 kV |  | 4.79 km | NO DEFINIDO | [5 empty] | CONACYT 2024 (oficial) | {"type":"Feature","properties":{},"geometry":{"type":"LineString","coordinates":[[-94.80318,16.56108],[-94.80022,16.5784],[-94.80604,16.59293],[-94.8004,16.60092]]}}
NO DEFINIDO | LineString | 230 kV |  | 0.43 km | NO DEFINIDO | [5 empty] | CONACYT 2024 (oficial) | {"type":"Feature","properties":{},"geometry":{"type":"LineString","coordinates":[[-95.01221,16.61371],[-95.01214,16.6166]]}}
NO DEFINIDO | LineString | 230 kV |  | 16.62 km | NO DEFINIDO | [5 empty] | CONACYT 2024 (oficial) | {"type":"Feature","properties":{},"geometry":{"type":"LineString","coordinates":[[-95.01214,16.6166],[-95.00477,16.62181],[-94.95808,16.60637],[-94.94573,16.59404],[-94.91808,16.59043],[-94.90437,16.58293],[-94.86987,16.57406]]}}
NO DEFINIDO | LineString | 230 kV |  | 6.58 km | NO DEFINIDO | [5 empty] | CONACYT 2024 (oficial) | {"type":"Feature","properties":{},"geometry":{"type":"LineString","coordinates":[[-94.82877,16.54682],[-94.84886,16.54436],[-94.86322,16.55168],[-94.86987,16.57406]]}}
NO DEFINIDO | LineString | 230 kV |  | 3.93 km | NO DEFINIDO | [5 empty] | CONACYT 2024 (oficial) | {"type":"Feature","properties":{},"geometry":{"type":"LineString","coordinates":[[-94.83058,16.54649],[-94.80763,16.5486],[-94.80318,16.56108]]}}
NO DEFINIDO | LineString | 230 kV |  | 0.16 km | NO DEFINIDO | [5 empty] | CONACYT 2024 (oficial) | {"type":"Feature","properties":{},"geometry":{"type":"LineString","coordinates":[[-94.82294,16.57722],[-94.82184,16.57631]]}}
NO DEFINIDO | LineString | 230 kV |  | 1.7 km | NO DEFINIDO | [5 empty] | CONACYT 2024 (oficial) | {"type":"Feature","properties":{},"geometry":{"type":"LineString","coordinates":[[-94.73807,16.57195],[-94.7257,16.56837]]}}
NO DEFINIDO | LineString | 230 kV |  | 0.45 km | NO DEFINIDO | [5 empty] | CONACYT 2024 (oficial) | {"type":"Feature","properties":{},"geometry":{"type":"LineString","coordinates":[[-94.73807,16.57195],[-94.73629,16.57557]]}}
NO DEFINIDO | LineString | 230 kV |  | 9.44 km | NO DEFINIDO | [5 empty] | CONACYT 2024 (oficial) | {"type":"Feature","properties":{},"geometry":{"type":"LineString","coordinates":[[-94.82184,16.57631],[-94.7852,16.57811],[-94.76383,16.57242],[-94.73807,16.57195]]}}
NO DEFINIDO | LineString | 230 kV |  | 3.23 km | NO DEFINIDO | [5 empty] | CONACYT 2024 (oficial) | {"type":"Feature","properties":{},"geometry":{"type":"LineString","coordinates":[[-94.96643,16.51678],[-94.94317,16.51023]]}}
NO DEFINIDO | LineString | 230 kV |  | 19.98 km | NO DEFINIDO | [5 empty] | CONACYT 2024 (oficial) | {"type":"Feature","properties":{},"geometry":{"type":"LineString","coordinates":[[-95.01265,16.61357],[-95.01548,16.61561],[-95.07169,16.57144],[-95.06959,16.56022],[-95.05534,16.5382],[-95.02544,16.49876],[-95.00477,16.49966]]}}
LT ESCARCEGA - X'PUJIL - HUL HA | LineString | 230 kV |  | 261.83 km | NO DEFINIDO | [5 empty] | CONACYT 2024 (oficial) | {"type":"Feature","properties":{},"geometry":{"type":"LineString","coordinates":[[-90.76268,18.61078],[-90.77179,18.5963],[-90.76541,18.58843],[-90.51231,18.5621],[-90.44526,18.55936],[-90.38746,18.63567],[-90.30618,18.65846],[-90.23503,18.65107],[-90.15198,18.64944],[-90.01524,18.57172],[-89.99455,18.54819],[-89.98303,18.54518],[-89.87253,18.53799],[-89.85806,18.54074],[-89.81782,18.51526],[-89.80003,18.5277],[-89.78523,18.52421],[-89.70544,18.52212],[-89.65896,18.53423],[-89.55338,18.5372],[-89.51027,18.52664],[-89.4716,18.52738],[-89.40578,18.53388],[-89.38132,18.51534],[-89.34652,18.49767],[-89.16836,18.47451],[-88.92691,18.44308],[-88.79402,18.47695],[-88.67383,18.47892],[-88.56555,18.49838],[-88.56292,18.50326],[-88.50228,18.51264],[-88.4721,18.53154],[-88.46575,18.5448]]}}
NO DEFINIDO | LineString | 230 kV |  | 30.29 km | NO DEFINIDO | [5 empty] | CONACYT 2024 (oficial) | {"type":"Feature","properties":{},"geometry":{"type":"LineString","coordinates":[[-90.35465,19.7425],[-90.38009,19.74397],[-90.42821,19.7269],[-90.51302,19.72641],[-90.53565,19.7493],[-90.58621,19.76675],[-90.61195,19.78341],[-90.6124,19.79171]]}}
NO DEFINIDO | LineString | 230 kV |  | 39.78 km | NO DEFINIDO | [5 empty] | CONACYT 2024 (oficial) | {"type":"Feature","properties":{},"geometry":{"type":"LineString","coordinates":[[-99.16134,19.15791],[-99.22311,19.09768],[-99.23722,19.06411],[-99.22894,18.96841],[-99.21821,18.91349],[-99.22387,18.87293],[-99.22134,18.86516],[-99.21094,18.84833],[-99.20365,18.8457]]}}
NO DEFINIDO | LineString | 230 kV |  | 4.25 km | NO DEFINIDO | [5 empty] | CONACYT 2024 (oficial) | {"type":"Feature","properties":{},"geometry":{"type":"LineString","coordinates":[[-110.95143,28.93165],[-110.9534,28.96997]]}}
NO DEFINIDO | LineString | 230 kV |  | 4.34 km | NO DEFINIDO | [5 empty] | CONACYT 2024 (oficial) | {"type":"Feature","properties":{},"geometry":{"type":"LineString","coordinates":[[-109.63358,30.48654],[-109.62101,30.52076]]}}
NO DEFINIDO | LineString | 230 kV |  | 19.94 km | NO DEFINIDO | [5 empty] | CONACYT 2024 (oficial) | {"type":"Feature","properties":{},"geometry":{"type":"LineString","coordinates":[[-109.62101,30.52076],[-109.60888,30.5012],[-109.6268,30.41962],[-109.63575,30.41775],[-109.65839,30.3882],[-109.65776,30.3793],[-109.67655,30.36933]]}}
NO DEFINIDO | LineString | 230 kV |  | 29.88 km | NO DEFINIDO | [5 empty] | CONACYT 2024 (oficial) | {"type":"Feature","properties":{},"geometry":{"type":"LineString","coordinates":[[-115.93999,32.56857],[-115.94111,32.5872],[-115.91737,32.60178],[-115.88385,32.6146],[-115.79936,32.60952],[-115.7696,32.62755],[-115.72117,32.64408],[-115.7018,32.64604],[-115.66752,32.651]]}}
NO DEFINIDO | LineString | 230 kV |  | 7.11 km | NO DEFINIDO | [5 empty] | CONACYT 2024 (oficial) | {"type":"Feature","properties":{},"geometry":{"type":"LineString","coordinates":[[-115.7018,32.64604],[-115.68782,32.64679],[-115.67763,32.59664]]}}
LT IROLO | LineString | 230 kV |  | 2.87 km | NO DEFINIDO | [5 empty] | CONACYT 2024 (oficial) | {"type":"Feature","properties":{},"geometry":{"type":"LineString","coordinates":[[-98.58786,19.73446],[-98.58879,19.75149]]}}
LT Remedios - Águilas | LineString | 230 kV |  | 0.42 km | NO DEFINIDO | [5 empty] | CONACYT 2024 (oficial) | {"type":"Feature","properties":{},"geometry":{"type":"LineString","coordinates":[[-99.30175,19.44321],[-99.29914,19.44485]]}}
LT EES | LineString | 230 kV |  | 7.75 km | NO DEFINIDO | [5 empty] | CONACYT 2024 (oficial) | {"type":"Feature","properties":{},"geometry":{"type":"LineString","coordinates":[[-95.00477,16.49966],[-94.99029,16.47264],[-94.96754,16.46391],[-94.95255,16.46648]]}}
LT PE INGENIO | LineString | 230 kV |  | 3.7 km | NO DEFINIDO | [5 empty] | CONACYT 2024 (oficial) | {"type":"Feature","properties":{},"geometry":{"type":"LineString","coordinates":[[-94.79962,16.55568],[-94.8072,16.54761],[-94.83039,16.54626]]}}
LT Cereso-Moctezuma | LineString | 230 kV |  | 159.28 km | NO DEFINIDO | [5 empty] | CONACYT 2024 (oficial) | {"type":"Feature","properties":{},"geometry":{"type":"LineString","coordinates":[[-106.45727,30.17651],[-106.50202,30.28574],[-106.55057,30.35279],[-106.58947,30.47321],[-106.54528,30.62488],[-106.52751,30.83511],[-106.62984,30.96298],[-106.64267,31.35759],[-106.49077,31.48106],[-106.47228,31.47661]]}}
LT Akin Solar | LineString | 230 kV |  | 5.01 km | NO DEFINIDO | [5 empty] | CONACYT 2024 (oficial) | {"type":"Feature","properties":{},"geometry":{"type":"LineString","coordinates":[[-112.64784,29.90376],[-112.66962,29.91366],[-112.68652,29.9144]]}}
LT Eléctrica PE Dominica - SE Charcas | LineString | 230 kV |  | 36.56 km | NO DEFINIDO | [5 empty] | CONACYT 2024 (oficial) | {"type":"Feature","properties":{},"geometry":{"type":"LineString","coordinates":[[-101.33744,23.31566],[-101.30609,23.27745],[-101.25075,23.22811],[-101.18287,23.18346],[-101.15799,23.17541],[-101.13712,23.14428],[-101.14626,23.12454],[-101.1363,23.11462],[-101.10431,23.09795]]}}
LT Dañu II | LineString | 230 kV |  | 3.2 km | NO DEFINIDO | [5 empty] | CONACYT 2024 (oficial) | {"type":"Feature","properties":{},"geometry":{"type":"LineString","coordinates":[[-99.71423,20.18469],[-99.7187,20.21156]]}}
Línea exportación PE Sierra Juaréz | LineString | 230 kV |  | 6.54 km | NO DEFINIDO | [5 empty] | CONACYT 2024 (oficial) | {"type":"Feature","properties":{},"geometry":{"type":"LineString","coordinates":[[-116.11788,32.62727],[-116.11365,32.60531],[-116.08732,32.59722],[-116.07576,32.59924]]}}
LT EL QUEMADO - MEZCALA | LineString | 230 kV |  | 128.18 km | NO DEFINIDO | [5 empty] | CONACYT 2024 (oficial) | {"type":"Feature","properties":{},"geometry":{"type":"LineString","coordinates":[[-99.82985,16.93937],[-99.80746,16.99683],[-99.73645,17.1034],[-99.69722,17.11438],[-99.59715,17.17285],[-99.48688,17.32448],[-99.47753,17.35384],[-99.46759,17.42158],[-99.47565,17.44914],[-99.47315,17.48759],[-99.51425,17.54241],[-99.5325,17.60271],[-99.5311,17.63585],[-99.54126,17.68727],[-99.56589,17.71479],[-99.56982,17.727],[-99.57567,17.7953],[-99.56976,17.87321],[-99.58924,17.92359]]}}
NO DEFINIDO | LineString | 230 kV |  | 0.46 km | NO DEFINIDO | [5 empty] | CONACYT 2024 (oficial) | {"type":"Feature","properties":{},"geometry":{"type":"LineString","coordinates":[[-97.8111,19.44295],[-97.80837,19.4462]]}}
LT ALTZAYANCA - SAN JOSE CHIAPA | LineString | 230 kV |  | 30.15 km | NO DEFINIDO | [5 empty] | CONACYT 2024 (oficial) | {"type":"Feature","properties":{},"geometry":{"type":"LineString","coordinates":[[-97.81206,19.4428],[-97.80838,19.38965],[-97.80333,19.386],[-97.81177,19.36305],[-97.81531,19.3393],[-97.80694,19.32595],[-97.8076,19.30405],[-97.82666,19.28039],[-97.81738,19.26456],[-97.79117,19.25173],[-97.77537,19.22677],[-97.76453,19.22082]]}}
NO DEFINIDO | LineString | 230 kV |  | 2.31 km | NO DEFINIDO | [5 empty] | CONACYT 2024 (oficial) | {"type":"Feature","properties":{},"geometry":{"type":"LineString","coordinates":[[-94.96589,16.51928],[-94.96146,16.53691]]}}
NO DEFINIDO | LineString | 230 kV |  | 16.97 km | NO DEFINIDO | [5 empty] | CONACYT 2024 (oficial) | {"type":"Feature","properties":{},"geometry":{"type":"LineString","coordinates":[[-93.11294,17.85971],[-93.09848,17.89051],[-93.09886,17.91157],[-93.11501,17.94241],[-93.15137,17.96564],[-93.15373,17.98443]]}}
NO DEFINIDO | LineString | 230 kV |  | 12.56 km | NO DEFINIDO | [5 empty] | CONACYT 2024 (oficial) | {"type":"Feature","properties":{},"geometry":{"type":"LineString","coordinates":[[-92.97032,17.79493],[-92.94368,17.78566],[-92.92448,17.79097],[-92.92207,17.81158],[-92.91542,17.81632],[-92.91207,17.83571],[-92.92534,17.84391]]}}
NO DEFINIDO | LineString | 230 kV |  | 1.5 km | NO DEFINIDO | [5 empty] | CONACYT 2024 (oficial) | {"type":"Feature","properties":{},"geometry":{"type":"LineString","coordinates":[[-92.91207,17.83571],[-92.91039,17.84831]]}}
LT TECALI _ PIER IV | LineString | 230 kV |  | 86.33 km | NO DEFINIDO | [5 empty] | CONACYT 2024 (oficial) | {"type":"Feature","properties":{},"geometry":{"type":"LineString","coordinates":[[-97.37497,18.72099],[-97.36514,18.75731],[-97.3748,18.77647],[-97.36989,18.78994],[-97.38828,18.82289],[-97.4031,18.82467],[-97.4077,18.8434],[-97.42275,18.86576],[-97.48342,18.87274],[-97.48666,18.87753],[-97.52808,18.88321],[-97.58147,18.90532],[-97.6168,18.92657],[-97.64598,18.93442],[-97.66921,18.93262],[-97.68476,18.93623],[-97.69468,18.92882],[-97.74164,18.94103],[-97.78638,18.93802],[-97.80742,18.9286],[-97.83896,18.92674],[-97.85612,18.91947],[-97.85995,18.90939],[-97.88687,18.89942],[-97.95087,18.86401],[-97.97385,18.87627],[-97.97861,18.84922]]}}
NO DEFINIDO | LineString | 230 kV |  | 13.04 km | NO DEFINIDO | [5 empty] | CONACYT 2024 (oficial) | {"type":"Feature","properties":{},"geometry":{"type":"LineString","coordinates":[[-98.30356,19.98304],[-98.35488,20.01977],[-98.41271,20.03541]]}}
NO DEFINIDO | LineString | 230 kV |  | 38.66 km | NO DEFINIDO | [5 empty] | CONACYT 2024 (oficial) | {"type":"Feature","properties":{},"geometry":{"type":"LineString","coordinates":[[-98.41271,20.03541],[-98.4363,20.04177],[-98.47101,20.04513],[-98.50772,20.03315],[-98.53914,20.02985],[-98.56409,20.0213],[-98.58232,20.02832],[-98.63928,20.06255],[-98.67306,20.07651],[-98.68681,20.09787],[-98.73187,20.06116]]}}
NO DEFINIDO | LineString | 230 kV |  | 17.16 km | NO DEFINIDO | [5 empty] | CONACYT 2024 (oficial) | {"type":"Feature","properties":{},"geometry":{"type":"LineString","coordinates":[[-99.09368,19.38111],[-99.12683,19.38587],[-99.12868,19.32647],[-99.13855,19.29773],[-99.14253,19.26518]]}}
NO DEFINIDO | LineString | 230 kV |  | 0.92 km | NO DEFINIDO | [5 empty] | CONACYT 2024 (oficial) | {"type":"Feature","properties":{},"geometry":{"type":"LineString","coordinates":[[-100.60751,21.24344],[-100.61201,21.24806],[-100.61251,21.24777]]}}
NO DEFINIDO | LineString | 230 kV |  | 5.01 km | NO DEFINIDO | [5 empty] | CONACYT 2024 (oficial) | {"type":"Feature","properties":{},"geometry":{"type":"LineString","coordinates":[[-100.61258,21.24793],[-100.61201,21.24806],[-100.60853,21.25628],[-100.63317,21.28275]]}}
NO DEFINIDO | LineString | 230 kV |  | 9.09 km | NO DEFINIDO | [5 empty] | CONACYT 2024 (oficial) | {"type":"Feature","properties":{},"geometry":{"type":"LineString","coordinates":[[-100.58922,21.33622],[-100.60011,21.32512],[-100.60118,21.30011],[-100.63473,21.28207]]}}
NO DEFINIDO | LineString | 230 kV |  | 10.34 km | NO DEFINIDO | [5 empty] | CONACYT 2024 (oficial) | {"type":"Feature","properties":{},"geometry":{"type":"LineString","coordinates":[[-101.24824,21.89419],[-101.27773,21.90856],[-101.29445,21.93694],[-101.30378,21.96225]]}}
NO DEFINIDO | LineString | 230 kV |  | 18.44 km | NO DEFINIDO | [5 empty] | CONACYT 2024 (oficial) | {"type":"Feature","properties":{},"geometry":{"type":"LineString","coordinates":[[-101.20794,21.6845],[-101.21746,21.68965],[-101.23677,21.71543],[-101.26108,21.76523],[-101.25793,21.77319],[-101.27351,21.79097],[-101.25355,21.82018]]}}
NO DEFINIDO | LineString | 230 kV |  | 5.99 km | NO DEFINIDO | [5 empty] | CONACYT 2024 (oficial) | {"type":"Feature","properties":{},"geometry":{"type":"LineString","coordinates":[[-101.71909,21.84324],[-101.70112,21.81731],[-101.68293,21.80424]]}}
NO DEFINIDO | LineString | 230 kV |  | 47.89 km | NO DEFINIDO | [5 empty] | CONACYT 2024 (oficial) | {"type":"Feature","properties":{},"geometry":{"type":"LineString","coordinates":[[-102.24583,21.99261],[-102.23816,21.98509],[-102.21177,21.97428],[-102.1848,21.96896],[-102.17395,21.97651],[-102.14105,21.97629],[-102.11462,21.96875],[-102.10946,21.96001],[-102.01753,21.94965],[-101.98982,21.90819],[-101.97953,21.90021],[-101.9281,21.87982],[-101.90166,21.87373],[-101.85584,21.87295],[-101.85105,21.88245]]}}
NO DEFINIDO | LineString | 230 kV |  | 2.4 km | NO DEFINIDO | [5 empty] | CONACYT 2024 (oficial) | {"type":"Feature","properties":{},"geometry":{"type":"LineString","coordinates":[[-102.07502,21.89492],[-102.06515,21.9071]]}}
NO DEFINIDO | LineString | 230 kV |  | 3.8 km | NO DEFINIDO | [5 empty] | CONACYT 2024 (oficial) | {"type":"Feature","properties":{},"geometry":{"type":"LineString","coordinates":[[-102.08667,21.86914],[-102.08702,21.88323],[-102.07502,21.89492]]}}
NO DEFINIDO | LineString | 230 kV |  | 0.55 km | NO DEFINIDO | [5 empty] | CONACYT 2024 (oficial) | {"type":"Feature","properties":{},"geometry":{"type":"LineString","coordinates":[[-102.06461,21.90762],[-102.06445,21.91261]]}}
NO DEFINIDO | LineString | 230 kV |  | 7.66 km | NO DEFINIDO | [5 empty] | CONACYT 2024 (oficial) | {"type":"Feature","properties":{},"geometry":{"type":"LineString","coordinates":[[-102.604,22.66664],[-102.59532,22.69489],[-102.57854,22.70435],[-102.57062,22.71913]]}}
NO DEFINIDO | LineString | 230 kV |  | 14.12 km | NO DEFINIDO | [5 empty] | CONACYT 2024 (oficial) | {"type":"Feature","properties":{},"geometry":{"type":"LineString","coordinates":[[-100.66052,26.1591],[-100.64819,26.19972],[-100.55463,26.20781]]}}
NO DEFINIDO | LineString | 230 kV |  | 22.76 km | NO DEFINIDO | [5 empty] | CONACYT 2024 (oficial) | {"type":"Feature","properties":{},"geometry":{"type":"LineString","coordinates":[[-98.45875,25.89889],[-98.45762,25.90516],[-98.43057,25.92318],[-98.41811,25.91157],[-98.37711,25.91053],[-98.37471,25.92579],[-98.33,25.92561],[-98.3216,25.9743],[-98.31609,25.97731]]}}
NO DEFINIDO | LineString | 230 kV |  | 1.73 km | NO DEFINIDO | [5 empty] | CONACYT 2024 (oficial) | {"type":"Feature","properties":{},"geometry":{"type":"LineString","coordinates":[[-98.2762,25.98111],[-98.28651,25.97977]]}}
NO DEFINIDO | LineString | 230 kV |  | 58.95 km | NO DEFINIDO | [5 empty] | CONACYT 2024 (oficial) | {"type":"Feature","properties":{},"geometry":{"type":"LineString","coordinates":[[-98.70481,25.72095],[-98.6853,25.7292],[-98.66205,25.75111],[-98.60134,25.79297],[-98.59854,25.80672],[-98.58077,25.81806],[-98.48731,25.8853],[-98.45898,25.87538],[-98.39181,25.93769],[-98.37561,25.93177],[-98.35521,25.93977],[-98.34008,25.925],[-98.33278,25.92719],[-98.32042,25.96541],[-98.30303,25.96303],[-98.27731,25.97599]]}}
NO DEFINIDO | LineString | 230 kV |  | 14.05 km | NO DEFINIDO | [5 empty] | CONACYT 2024 (oficial) | {"type":"Feature","properties":{},"geometry":{"type":"LineString","coordinates":[[-98.7497,25.76602],[-98.75931,25.80976],[-98.7664,25.82598],[-98.78412,25.88869]]}}
NO DEFINIDO | LineString | 230 kV |  | 50.53 km | NO DEFINIDO | [5 empty] | CONACYT 2024 (oficial) | {"type":"Feature","properties":{},"geometry":{"type":"LineString","coordinates":[[-98.59683,25.52376],[-98.5793,25.55847],[-98.58266,25.81701],[-98.4873,25.88579],[-98.46747,25.87937],[-98.45875,25.89889]]}}
NO DEFINIDO | LineString | 230 kV |  | 4.2 km | NO DEFINIDO | [5 empty] | CONACYT 2024 (oficial) | {"type":"Feature","properties":{},"geometry":{"type":"LineString","coordinates":[[-98.31609,25.97731],[-98.28651,25.97977]]}}
NO DEFINIDO | LineString | 230 kV |  | 19.61 km | NO DEFINIDO | [5 empty] | CONACYT 2024 (oficial) | {"type":"Feature","properties":{},"geometry":{"type":"LineString","coordinates":[[-101.55303,25.76874],[-101.53835,25.76625],[-101.5264,25.7512],[-101.49688,25.73371],[-101.48618,25.71737],[-101.48224,25.69257],[-101.50313,25.66595],[-101.51174,25.64884],[-101.52781,25.64149]]}}
NO DEFINIDO | LineString | 230 kV |  | 164.11 km | NO DEFINIDO | [5 empty] | CONACYT 2024 (oficial) | {"type":"Feature","properties":{},"geometry":{"type":"LineString","coordinates":[[-106.45894,30.18154],[-106.48402,30.17657],[-106.69074,30.14984],[-106.7669,30.1541],[-106.87698,30.13854],[-106.97259,30.112],[-107.26169,30.12867],[-107.29743,30.14507],[-107.3366,30.13683],[-107.44006,30.14683],[-107.69185,30.21283],[-107.74524,30.242],[-107.80213,30.35567],[-107.80778,30.45686],[-107.83016,30.46867],[-107.89981,30.52387]]}}
NO DEFINIDO | LineString | 230 kV |  | 200.96 km | NO DEFINIDO | [5 empty] | CONACYT 2024 (oficial) | {"type":"Feature","properties":{},"geometry":{"type":"LineString","coordinates":[[-110.83209,29.03502],[-110.82909,29.03913],[-110.7895,29.04753],[-110.69133,29.18597],[-110.4517,29.35622],[-110.24595,29.46187],[-110.20884,29.47057],[-110.11777,29.52681],[-110.08608,29.56673],[-109.99947,29.58338],[-109.86096,29.74581],[-109.81766,29.89269],[-109.76203,29.97959],[-109.77935,30.01543],[-109.76256,30.17064],[-109.68973,30.26191],[-109.66909,30.36477],[-109.67651,30.3687]]}}
NO DEFINIDO | LineString | 230 kV |  | 31.31 km | NO DEFINIDO | [5 empty] | CONACYT 2024 (oficial) | {"type":"Feature","properties":{},"geometry":{"type":"LineString","coordinates":[[-105.91434,28.44415],[-105.92349,28.43706],[-105.95224,28.43106],[-105.98494,28.43407],[-106.00906,28.43025],[-106.03523,28.46332],[-106.0616,28.45351],[-106.09126,28.43523],[-106.17775,28.44673],[-106.19645,28.44527]]}}
NO DEFINIDO | LineString | 230 kV |  | 6.72 km | NO DEFINIDO | [5 empty] | CONACYT 2024 (oficial) | {"type":"Feature","properties":{},"geometry":{"type":"LineString","coordinates":[[-109.59388,31.26348],[-109.59424,31.22451],[-109.61688,31.22274]]}}
NO DEFINIDO | LineString | 230 kV |  | 10.06 km | NO DEFINIDO | [5 empty] | CONACYT 2024 (oficial) | {"type":"Feature","properties":{},"geometry":{"type":"LineString","coordinates":[[-110.26947,30.95503],[-110.23439,31.01142],[-110.25594,31.02358]]}}
NO DEFINIDO | LineString | 230 kV |  | 70.61 km | NO DEFINIDO | [5 empty] | CONACYT 2024 (oficial) | {"type":"Feature","properties":{},"geometry":{"type":"LineString","coordinates":[[-110.26265,31.02941],[-110.23315,31.04484],[-110.1017,31.14619],[-109.97308,31.18028],[-109.92233,31.21657],[-109.8412,31.25972],[-109.63457,31.22219],[-109.61407,31.22392]]}}
NO DEFINIDO | LineString | 230 kV |  | 5.08 km | NO DEFINIDO | [5 empty] | CONACYT 2024 (oficial) | {"type":"Feature","properties":{},"geometry":{"type":"LineString","coordinates":[[-110.26978,30.95447],[-110.30549,30.97309],[-110.31502,30.97013]]}}
NO DEFINIDO | LineString | 230 kV |  | 0.7 km | NO DEFINIDO | [5 empty] | CONACYT 2024 (oficial) | {"type":"Feature","properties":{},"geometry":{"type":"LineString","coordinates":[[-110.26226,31.02854],[-110.25705,31.02413]]}}
NO DEFINIDO | LineString | 230 kV |  | 2.63 km | NO DEFINIDO | [5 empty] | CONACYT 2024 (oficial) | {"type":"Feature","properties":{},"geometry":{"type":"LineString","coordinates":[[-110.26986,30.95433],[-110.29409,30.94571]]}}
NO DEFINIDO | LineString | 230 kV |  | 6.72 km | NO DEFINIDO | [5 empty] | CONACYT 2024 (oficial) | {"type":"Feature","properties":{},"geometry":{"type":"LineString","coordinates":[[-109.59388,31.26348],[-109.59424,31.22451],[-109.61688,31.22274]]}}
NO DEFINIDO | LineString | 230 kV |  | 3.52 km | NO DEFINIDO | [5 empty] | CONACYT 2024 (oficial) | {"type":"Feature","properties":{},"geometry":{"type":"LineString","coordinates":[[-115.56917,32.63133],[-115.55108,32.63062],[-115.55098,32.61456]]}}
NO DEFINIDO | LineString | 230 kV |  | 70.61 km | NO DEFINIDO | [5 empty] | CONACYT 2024 (oficial) | {"type":"Feature","properties":{},"geometry":{"type":"LineString","coordinates":[[-110.26265,31.02941],[-110.23315,31.04484],[-110.1017,31.14619],[-109.97308,31.18028],[-109.92233,31.21657],[-109.8412,31.25972],[-109.63457,31.22219],[-109.61407,31.22392]]}}
NO DEFINIDO | LineString | 230 kV |  | 10.06 km | NO DEFINIDO | [5 empty] | CONACYT 2024 (oficial) | {"type":"Feature","properties":{},"geometry":{"type":"LineString","coordinates":[[-110.26947,30.95503],[-110.23439,31.01142],[-110.25594,31.02358]]}}
NO DEFINIDO | LineString | 230 kV |  | 5.08 km | NO DEFINIDO | [5 empty] | CONACYT 2024 (oficial) | {"type":"Feature","properties":{},"geometry":{"type":"LineString","coordinates":[[-110.26978,30.95447],[-110.30549,30.97309],[-110.31502,30.97013]]}}
NO DEFINIDO | LineString | 230 kV |  | 2.63 km | NO DEFINIDO | [5 empty] | CONACYT 2024 (oficial) | {"type":"Feature","properties":{},"geometry":{"type":"LineString","coordinates":[[-110.26986,30.95433],[-110.29409,30.94571]]}}
NO DEFINIDO | LineString | 230 kV |  | 0.7 km | NO DEFINIDO | [5 empty] | CONACYT 2024 (oficial) | {"type":"Feature","properties":{},"geometry":{"type":"LineString","coordinates":[[-110.26226,31.02854],[-110.25705,31.02413]]}}
NO DEFINIDO | LineString | 230 kV |  | 4.11 km | NO DEFINIDO | [5 empty] | CONACYT 2024 (oficial) | {"type":"Feature","properties":{},"geometry":{"type":"LineString","coordinates":[[-115.55098,32.61456],[-115.56497,32.6127],[-115.55593,32.59077]]}}
NO DEFINIDO | LineString | 230 kV |  | 5.74 km | NO DEFINIDO | [5 empty] | CONACYT 2024 (oficial) | {"type":"Feature","properties":{},"geometry":{"type":"LineString","coordinates":[[-115.57399,32.64631],[-115.57372,32.65792],[-115.54245,32.66005],[-115.5415,32.64762]]}}
NO DEFINIDO | LineString | 230 kV |  | 1.92 km | NO DEFINIDO | [5 empty] | CONACYT 2024 (oficial) | {"type":"Feature","properties":{},"geometry":{"type":"LineString","coordinates":[[-115.4081,32.58449],[-115.41512,32.56867]]}}
NO DEFINIDO | LineString | 230 kV |  | 0.84 km | NO DEFINIDO | [5 empty] | CONACYT 2024 (oficial) | {"type":"Feature","properties":{},"geometry":{"type":"LineString","coordinates":[[-115.4081,32.58449],[-115.40971,32.58971]]}}
NO DEFINIDO | LineString | 230 kV |  | 1.32 km | NO DEFINIDO | [5 empty] | CONACYT 2024 (oficial) | {"type":"Feature","properties":{},"geometry":{"type":"LineString","coordinates":[[-115.421,32.58795],[-115.40924,32.58457]]}}
NO DEFINIDO | LineString | 230 kV |  | 23.28 km | NO DEFINIDO | [5 empty] | CONACYT 2024 (oficial) | {"type":"Feature","properties":{},"geometry":{"type":"LineString","coordinates":[[-110.0727,27.51609],[-110.05288,27.50117],[-110.0262,27.50135],[-110.02466,27.4794],[-110.01315,27.47808],[-110.01296,27.46231],[-109.99444,27.4621],[-109.99399,27.44355],[-109.97353,27.42743],[-109.93467,27.42723]]}}
NO DEFINIDO | LineString | 230 kV |  | 6.72 km | NO DEFINIDO | [5 empty] | CONACYT 2024 (oficial) | {"type":"Feature","properties":{},"geometry":{"type":"LineString","coordinates":[[-109.59388,31.26348],[-109.59424,31.22451],[-109.61688,31.22274]]}}
NO DEFINIDO | LineString | 230 kV |  | 70.61 km | NO DEFINIDO | [5 empty] | CONACYT 2024 (oficial) | {"type":"Feature","properties":{},"geometry":{"type":"LineString","coordinates":[[-110.26265,31.02941],[-110.23315,31.04484],[-110.1017,31.14619],[-109.97308,31.18028],[-109.92233,31.21657],[-109.8412,31.25972],[-109.63457,31.22219],[-109.61407,31.22392]]}}
NO DEFINIDO | LineString | 230 kV |  | 10.06 km | NO DEFINIDO | [5 empty] | CONACYT 2024 (oficial) | {"type":"Feature","properties":{},"geometry":{"type":"LineString","coordinates":[[-110.26947,30.95503],[-110.23439,31.01142],[-110.25594,31.02358]]}}
NO DEFINIDO | LineString | 230 kV |  | 2.63 km | NO DEFINIDO | [5 empty] | CONACYT 2024 (oficial) | {"type":"Feature","properties":{},"geometry":{"type":"LineString","coordinates":[[-110.26986,30.95433],[-110.29409,30.94571]]}}
NO DEFINIDO | LineString | 230 kV |  | 0.7 km | NO DEFINIDO | [5 empty] | CONACYT 2024 (oficial) | {"type":"Feature","properties":{},"geometry":{"type":"LineString","coordinates":[[-110.26226,31.02854],[-110.25705,31.02413]]}}
NO DEFINIDO | LineString | 230 kV |  | 4.11 km | NO DEFINIDO | [5 empty] | CONACYT 2024 (oficial) | {"type":"Feature","properties":{},"geometry":{"type":"LineString","coordinates":[[-115.55098,32.61456],[-115.56497,32.6127],[-115.55593,32.59077]]}}
NO DEFINIDO | LineString | 230 kV |  | 5.74 km | NO DEFINIDO | [5 empty] | CONACYT 2024 (oficial) | {"type":"Feature","properties":{},"geometry":{"type":"LineString","coordinates":[[-115.57399,32.64631],[-115.57372,32.65792],[-115.54245,32.66005],[-115.5415,32.64762]]}}
NO DEFINIDO | LineString | 230 kV |  | 1.92 km | NO DEFINIDO | [5 empty] | CONACYT 2024 (oficial) | {"type":"Feature","properties":{},"geometry":{"type":"LineString","coordinates":[[-115.4081,32.58449],[-115.41512,32.56867]]}}
NO DEFINIDO | LineString | 230 kV |  | 0.84 km | NO DEFINIDO | [5 empty] | CONACYT 2024 (oficial) | {"type":"Feature","properties":{},"geometry":{"type":"LineString","coordinates":[[-115.4081,32.58449],[-115.40971,32.58971]]}}
NO DEFINIDO | LineString | 230 kV |  | 1.32 km | NO DEFINIDO | [5 empty] | CONACYT 2024 (oficial) | {"type":"Feature","properties":{},"geometry":{"type":"LineString","coordinates":[[-115.421,32.58795],[-115.40924,32.58457]]}}
NO DEFINIDO | LineString | 230 kV |  | 4.47 km | NO DEFINIDO | [5 empty] | CONACYT 2024 (oficial) | {"type":"Feature","properties":{},"geometry":{"type":"LineString","coordinates":[[-99.57655,19.32818],[-99.56997,19.32781],[-99.55906,19.29946]]}}
NO DEFINIDO | LineString | 230 kV |  | 2.11 km | NO DEFINIDO | [5 empty] | CONACYT 2024 (oficial) | {"type":"Feature","properties":{},"geometry":{"type":"LineString","coordinates":[[-110.33019,30.99879],[-110.34334,31.00028]]}}
SE MINERA HERCULES | LineString | 230 kV |  | 7.64 km | NO DEFINIDO | [5 empty] | CONACYT 2024 (oficial) | {"type":"Feature","properties":{},"geometry":{"type":"LineString","coordinates":[[-103.83257,28.04792],[-103.83062,28.04786],[-103.79161,28.04686],[-103.77259,28.04234],[-103.76608,28.05001]]}}
SE POZA RICA I | Point | 230 kV | [5 empty] | En operación | Veracruz de Ignacio de la Llave | Tihuatlán | CONACYT 2024 (oficial) | {"type":"Feature","properties":{},"geometry":{"type":"Point","coordinates":[-97.49202,20.5255]}}
S.E AMATLAN II | Point | 230 kV | [5 empty] | En operación | Veracruz de Ignacio de la Llave | Amatlán de los Reyes | CONACYT 2024 (oficial) | {"type":"Feature","properties":{},"geometry":{"type":"Point","coordinates":[-96.90226,18.85781]}}
SE TAMPICO | Point | 230 kV | [5 empty] | En operación | Tamaulipas | Tampico | CONACYT 2024 (oficial) | {"type":"Feature","properties":{},"geometry":{"type":"Point","coordinates":[-97.86994,22.31783]}}
SE MINERA AUTLAN | Point | 230 kV | [5 empty] | En operación | Veracruz de Ignacio de la Llave | Pánuco | CONACYT 2024 (oficial) | {"type":"Feature","properties":{},"geometry":{"type":"Point","coordinates":[-98.02427,22.23382]}}
SE OAXACA POT. | Point | 230 kV | [5 empty] | En operación | Oaxaca | Santa María Atzompa | CONACYT 2024 (oficial) | {"type":"Feature","properties":{},"geometry":{"type":"Point","coordinates":[-96.78815,17.12281]}}
SE LA CIENEGA | Point | 230 kV | [5 empty] | En operación | Oaxaca | Ciénega de Zimatlán | CONACYT 2024 (oficial) | {"type":"Feature","properties":{},"geometry":{"type":"Point","coordinates":[-96.78137,16.90173]}}
SE JALACINGO | Point | 230 kV | [5 empty] | En operación | Veracruz de Ignacio de la Llave | Jalacingo | CONACYT 2024 (oficial) | {"type":"Feature","properties":{},"geometry":{"type":"Point","coordinates":[-97.26723,19.78446]}}
SE PANTEPEC | Point | 230 kV | [5 empty] | En operación | Veracruz de Ignacio de la Llave | Álamo Temapache | CONACYT 2024 (oficial) | {"type":"Feature","properties":{},"geometry":{"type":"Point","coordinates":[-97.71928,20.98298]}}
S.E. MACUSPANA II | Point | 230 kV | [5 empty] | En operación | Tabasco | Macuspana | CONACYT 2024 (oficial) | {"type":"Feature","properties":{},"geometry":{"type":"Point","coordinates":[-92.60797,17.83273]}}
S.E. KILOMETRO 20 | Point | 230 kV | [5 empty] | En operación | Tabasco | Centro | CONACYT 2024 (oficial) | {"type":"Feature","properties":{},"geometry":{"type":"Point","coordinates":[-92.92582,17.84417]}}
S.E. VILLAHERMOSA NORTE | Point | 230 kV | [5 empty] | En operación | Tabasco | Nacajuca | CONACYT 2024 (oficial) | {"type":"Feature","properties":{},"geometry":{"type":"Point","coordinates":[-92.92469,18.04954]}}
S.E. CARDENAS II | Point | 230 kV | [5 empty] | En operación | Tabasco | Cárdenas | CONACYT 2024 (oficial) | {"type":"Feature","properties":{},"geometry":{"type":"Point","coordinates":[-93.34155,17.99734]}}
S.E. PEÑITAS | Point | 230 kV | [5 empty] | En operación | Chiapas | Ostuacán | CONACYT 2024 (oficial) | {"type":"Feature","properties":{},"geometry":{"type":"Point","coordinates":[-93.46471,17.44641]}}
S.E CEM TOLTECA | Point | 230 kV | [5 empty] | En operación | Puebla | Cuautinchán | CONACYT 2024 (oficial) | {"type":"Feature","properties":{},"geometry":{"type":"Point","coordinates":[-97.95943,18.96424]}}
SE HYLSA | Point | 230 kV | [5 empty] | En operación | Puebla | San Miguel Xoxtla | CONACYT 2024 (oficial) | {"type":"Feature","properties":{},"geometry":{"type":"Point","coordinates":[-98.31884,19.17042]}}
SE MAZATEPEC | Point | 230 kV | [5 empty] | En operación | Puebla | Tlatlauquitepec | CONACYT 2024 (oficial) | {"type":"Feature","properties":{},"geometry":{"type":"Point","coordinates":[-97.40666,20.01514]}}
SE ZOCAC | Point | 230 kV | [5 empty] | En operación | Tlaxcala | Tetla de la Solidaridad | CONACYT 2024 (oficial) | {"type":"Feature","properties":{},"geometry":{"type":"Point","coordinates":[-98.04635,19.49828]}}
SE TAMSA II | Point | 230 kV | [5 empty] | En operación | Veracruz de Ignacio de la Llave | Veracruz | CONACYT 2024 (oficial) | {"type":"Feature","properties":{},"geometry":{"type":"Point","coordinates":[-96.24146,19.17706]}}
S.E ALUMSA | Point | 230 kV | [5 empty] | En operación | Veracruz de Ignacio de la Llave | Veracruz | CONACYT 2024 (oficial) | {"type":"Feature","properties":{},"geometry":{"type":"Point","coordinates":[-96.18933,19.17672]}}
SE JARDIN (SF6) | Point | 230 kV | [5 empty] | En operación | Veracruz de Ignacio de la Llave | Veracruz | CONACYT 2024 (oficial) | {"type":"Feature","properties":{},"geometry":{"type":"Point","coordinates":[-96.19313,19.1834]}}
SE PH TEMASCAL I | Point | 230 kV | [5 empty] | En operación | Oaxaca | San Miguel Soyaltepec | CONACYT 2024 (oficial) | {"type":"Feature","properties":{},"geometry":{"type":"Point","coordinates":[-96.40825,18.23157]}}
SE LA VENTA II | Point | 230 kV | [5 empty] | En operación | Oaxaca | Juchitán de Zaragoza | CONACYT 2024 (oficial) | {"type":"Feature","properties":{},"geometry":{"type":"Point","coordinates":[-94.82319,16.57799]}}
SE JUCHITAN II | Point | 230 kV | [5 empty] | En operación | Oaxaca | Juchitán de Zaragoza | CONACYT 2024 (oficial) | {"type":"Feature","properties":{},"geometry":{"type":"Point","coordinates":[-94.96613,16.51766]}}
SE CRYO INFRA | Point | 230 kV | [5 empty] | En operación | Veracruz de Ignacio de la Llave | Coatzacoalcos | CONACYT 2024 (oficial) | {"type":"Feature","properties":{},"geometry":{"type":"Point","coordinates":[-94.40751,18.11163]}}
SE TUZANDEPETL | Point | 230 kV | [5 empty] | En operación | Veracruz de Ignacio de la Llave | Ixhuatlán del Sureste | CONACYT 2024 (oficial) | {"type":"Feature","properties":{},"geometry":{"type":"Point","coordinates":[-94.42163,18.03409]}}
S.E. CALERA II | Point | 230 kV | [5 empty] | En operación | Zacatecas | Calera | CONACYT 2024 (oficial) | {"type":"Feature","properties":{},"geometry":{"type":"Point","coordinates":[-102.69473,22.97948]}}
S.E. MARGARITAS | Point | 230 kV | [5 empty] | En operación | Aguascalientes | Jesús María | CONACYT 2024 (oficial) | {"type":"Feature","properties":{},"geometry":{"type":"Point","coordinates":[-102.28209,21.95064]}}
S.E. AGUASCALIENTES NORTE | Point | 230 kV | [5 empty] | En operación | Aguascalientes | Aguascalientes | CONACYT 2024 (oficial) | {"type":"Feature","properties":{},"geometry":{"type":"Point","coordinates":[-102.32051,21.91613]}}
S.E. ZACATECAS II | Point | 230 kV | [5 empty] | En operación | Zacatecas | Guadalupe | CONACYT 2024 (oficial) | {"type":"Feature","properties":{},"geometry":{"type":"Point","coordinates":[-102.44752,22.75018]}}
S.E. FRESNILLO POTENCIA | Point | 230 kV | [5 empty] | En operación | Zacatecas | Fresnillo | CONACYT 2024 (oficial) | {"type":"Feature","properties":{},"geometry":{"type":"Point","coordinates":[-102.91742,23.23279]}}
S.E. DURANGO SUR MVAR | Point | 230 kV | [5 empty] | En operación | Durango | Durango | CONACYT 2024 (oficial) | {"type":"Feature","properties":{},"geometry":{"type":"Point","coordinates":[-104.51016,24.01657]}}
S.E. DURANGO II | Point | 230 kV | [5 empty] | En operación | Durango | Durango | CONACYT 2024 (oficial) | {"type":"Feature","properties":{},"geometry":{"type":"Point","coordinates":[-104.60564,24.07642]}}
S.E. AGUASCALIENTES OTE | Point | 230 kV | [5 empty] | En operación | Aguascalientes | Aguascalientes | CONACYT 2024 (oficial) | {"type":"Feature","properties":{},"geometry":{"type":"Point","coordinates":[-102.27305,21.90692]}}
S.E. CRUZ AZUL | Point | 230 kV | [5 empty] | En operación | Aguascalientes | Tepezalá | CONACYT 2024 (oficial) | {"type":"Feature","properties":{},"geometry":{"type":"Point","coordinates":[-102.20871,22.18463]}}
S.E. AGUAZUL | Point | 230 kV | [5 empty] | En operación | Jalisco | Guadalajara | CONACYT 2024 (oficial) | {"type":"Feature","properties":{},"geometry":{"type":"Point","coordinates":[-103.34587,20.65765]}}
S.E. ALAMOS | Point | 230 kV | [5 empty] | En operación | Jalisco | San Pedro Tlaquepaque | CONACYT 2024 (oficial) | {"type":"Feature","properties":{},"geometry":{"type":"Point","coordinates":[-103.31706,20.63421]}}
S.E. NIÑOS HÉROES | Point | 230 kV | [5 empty] | En operación | Jalisco | Guadalajara | CONACYT 2024 (oficial) | {"type":"Feature","properties":{},"geometry":{"type":"Point","coordinates":[-103.3737,20.66553]}}
S.E. GUADALAJARA I | Point | 230 kV | [5 empty] | En operación | Jalisco | Zapopan | CONACYT 2024 (oficial) | {"type":"Feature","properties":{},"geometry":{"type":"Point","coordinates":[-103.4208,20.60289]}}
S.E. GUADALAJARA NORTE | Point | 230 kV | [5 empty] | En operación | Jalisco | Zapopan | CONACYT 2024 (oficial) | {"type":"Feature","properties":{},"geometry":{"type":"Point","coordinates":[-103.35028,20.77735]}}
S.E. CIUDAD GUZMÁN | Point | 230 kV | [5 empty] | En operación | Jalisco | Zapotlán el Grande | CONACYT 2024 (oficial) | {"type":"Feature","properties":{},"geometry":{"type":"Point","coordinates":[-103.4864,19.66489]}}
S.E. AGUAPRIETA I | Point | 230 kV | [5 empty] | En operación | Jalisco | Zapopan | CONACYT 2024 (oficial) | {"type":"Feature","properties":{},"geometry":{"type":"Point","coordinates":[-103.32532,20.78529]}}
S.E. AGUAPRIETA II | Point | 230 kV | [5 empty] | En operación | Jalisco | Zapopan | CONACYT 2024 (oficial) | {"type":"Feature","properties":{},"geometry":{"type":"Point","coordinates":[-103.33549,20.77314]}}
S.E. COLÓN | Point | 230 kV | [5 empty] | En operación | Jalisco | Guadalajara | CONACYT 2024 (oficial) | {"type":"Feature","properties":{},"geometry":{"type":"Point","coordinates":[-103.39558,20.62891]}}
S.E. GUADALAJARA II | Point | 230 kV | [5 empty] | En operación | Jalisco | El Salto | CONACYT 2024 (oficial) | {"type":"Feature","properties":{},"geometry":{"type":"Point","coordinates":[-103.2869,20.56062]}}
S.E. GUADALAJARA OTE | Point | 230 kV | [5 empty] | En operación | Jalisco | Tonalá | CONACYT 2024 (oficial) | {"type":"Feature","properties":{},"geometry":{"type":"Point","coordinates":[-103.23529,20.64538]}}
S.E. COLOMO | Point | 230 kV | [5 empty] | En operación | Colima | Manzanillo | CONACYT 2024 (oficial) | {"type":"Feature","properties":{},"geometry":{"type":"Point","coordinates":[-104.2758,19.05109]}}
SE. SANTA LUCIA | Point | 230 kV | [5 empty] | En operación | Campeche | Carmen | CONACYT 2024 (oficial) | {"type":"Feature","properties":{},"geometry":{"type":"Point","coordinates":[-91.73482,17.93783]}}
S.E. MERIDA POTENCIA | Point | 230 kV | [5 empty] | En operación | Yucatán | Mérida | CONACYT 2024 (oficial) | {"type":"Feature","properties":{},"geometry":{"type":"Point","coordinates":[-89.69709,20.93535]}}
S.E. FERTIMEX | Point | 230 kV | [5 empty] | En operación | Michoacán de Ocampo | Lázaro Cárdenas | CONACYT 2024 (oficial) | {"type":"Feature","properties":{},"geometry":{"type":"Point","coordinates":[-102.18252,17.92229]}}
S.E. SAN LUIS II | Point | 230 kV | [5 empty] | En operación | San Luis Potosí | Soledad de Graciano Sánchez | CONACYT 2024 (oficial) | {"type":"Feature","properties":{},"geometry":{"type":"Point","coordinates":[-100.90574,22.22514]}}
S.E. EL POTOSI BCOS 1 Y 2 | Point | 230 kV | [5 empty] | En operación | San Luis Potosí | San Luis Potosí | CONACYT 2024 (oficial) | {"type":"Feature","properties":{},"geometry":{"type":"Point","coordinates":[-100.98991,22.32888]}}
S.E. J. CARRILLO | Point | 230 kV | [5 empty] | En operación | San Luis Potosí | Ahualulco del Sonido 13 | CONACYT 2024 (oficial) | {"type":"Feature","properties":{},"geometry":{"type":"Point","coordinates":[-101.14494,22.38233]}}
S.E. PUENTE GRANDE | Point | 230 kV | [5 empty] | En operación | Jalisco | Tonalá | CONACYT 2024 (oficial) | {"type":"Feature","properties":{},"geometry":{"type":"Point","coordinates":[-103.14738,20.57794]}}
S.E. TEPIC II | Point | 230 kV | [5 empty] | En operación | Nayarit | Tepic | CONACYT 2024 (oficial) | {"type":"Feature","properties":{},"geometry":{"type":"Point","coordinates":[-104.93695,21.58182]}}
S.E. EL CAJÓN DIST. | Point | 230 kV | [5 empty] | En operación | Nayarit | Santa María del Oro | CONACYT 2024 (oficial) | {"type":"Feature","properties":{},"geometry":{"type":"Point","coordinates":[-104.45025,21.42285]}}
S.E. COLIMA II | Point | 230 kV | [5 empty] | En operación | Colima | Comala | CONACYT 2024 (oficial) | {"type":"Feature","properties":{},"geometry":{"type":"Point","coordinates":[-103.77477,19.28042]}}
S.E. VALLARTA POT. | Point | 230 kV | [5 empty] | En operación | Jalisco | Puerto Vallarta | CONACYT 2024 (oficial) | {"type":"Feature","properties":{},"geometry":{"type":"Point","coordinates":[-105.19585,20.7224]}}
S.E. LA VILLITA | Point | 230 kV | [5 empty] | En operación | Michoacán de Ocampo | Lázaro Cárdenas | CONACYT 2024 (oficial) | {"type":"Feature","properties":{},"geometry":{"type":"Point","coordinates":[-102.18337,18.0474]}}
S.E. ZAMORA POT. | Point | 230 kV | [5 empty] | En operación | Michoacán de Ocampo | Tangancícuaro | CONACYT 2024 (oficial) | {"type":"Feature","properties":{},"geometry":{"type":"Point","coordinates":[-102.2441,19.94459]}}
S.E. CULIACAN 3 | Point | 230 kV | [5 empty] | En operación | Sinaloa | Culiacán | CONACYT 2024 (oficial) | {"type":"Feature","properties":{},"geometry":{"type":"Point","coordinates":[-107.36176,24.82969]}}
S.E. CULIACAN IV | Point | 230 kV | [5 empty] | En operación | Sinaloa | Culiacán | CONACYT 2024 (oficial) | {"type":"Feature","properties":{},"geometry":{"type":"Point","coordinates":[-107.45183,24.75487]}}
S.E. LIBRAMIENTO | Point | 230 kV | [5 empty] | En operación | Sinaloa | Culiacán | CONACYT 2024 (oficial) | {"type":"Feature","properties":{},"geometry":{"type":"Point","coordinates":[-107.35686,24.7525]}}
S.E. CULIACAN V | Point | 230 kV | [5 empty] | En operación | Sinaloa | Culiacán | CONACYT 2024 (oficial) | {"type":"Feature","properties":{},"geometry":{"type":"Point","coordinates":[-107.39211,24.76906]}}
S.E. CULIACAN II | Point | 230 kV | [5 empty] | En operación | Sinaloa | Culiacán | CONACYT 2024 (oficial) | {"type":"Feature","properties":{},"geometry":{"type":"Point","coordinates":[-107.37098,24.78783]}}
S.E CIPRES | Point | 230 kV | [5 empty] | En operación | Baja California | Ensenada | CONACYT 2024 (oficial) | {"type":"Feature","properties":{},"geometry":{"type":"Point","coordinates":[-116.5857,31.77699]}}
SE SANTA ISABEL | Point | 230 kV | [5 empty] | En operación | Baja California | Mexicali | CONACYT 2024 (oficial) | {"type":"Feature","properties":{},"geometry":{"type":"Point","coordinates":[-115.56913,32.63205]}}
SE WISTERIA | Point | 230 kV | [5 empty] | En operación | Baja California | Mexicali | CONACYT 2024 (oficial) | {"type":"Feature","properties":{},"geometry":{"type":"Point","coordinates":[-115.52162,32.60293]}}
S.E CENTRO | Point | 230 kV | [5 empty] | En operación | Baja California | Mexicali | CONACYT 2024 (oficial) | {"type":"Feature","properties":{},"geometry":{"type":"Point","coordinates":[-115.4774,32.64496]}}
SE MEXICALI II | Point | 230 kV | [5 empty] | En operación | Baja California | Mexicali | CONACYT 2024 (oficial) | {"type":"Feature","properties":{},"geometry":{"type":"Point","coordinates":[-115.45931,32.60497]}}
SE SANCHEZ TABOADA | Point | 230 kV | [5 empty] | En operación | Baja California | Mexicali | CONACYT 2024 (oficial) | {"type":"Feature","properties":{},"geometry":{"type":"Point","coordinates":[-115.42174,32.58823]}}
S.E AEROPUERTO | Point | 230 kV | [5 empty] | En operación | Baja California | Mexicali | CONACYT 2024 (oficial) | {"type":"Feature","properties":{},"geometry":{"type":"Point","coordinates":[-115.42862,32.66245]}}
S.E CETYS | Point | 230 kV | [5 empty] | En operación | Baja California | Mexicali | CONACYT 2024 (oficial) | {"type":"Feature","properties":{},"geometry":{"type":"Point","coordinates":[-115.39823,32.6393]}}
SE TECNOLOGICO | Point | 230 kV | [5 empty] | En operación | Baja California | Mexicali | CONACYT 2024 (oficial) | {"type":"Feature","properties":{},"geometry":{"type":"Point","coordinates":[-115.37141,32.59802]}}
S.E CC MEXICALI | Point | 230 kV | [5 empty] | En operación | Baja California | Mexicali | CONACYT 2024 (oficial) | {"type":"Feature","properties":{},"geometry":{"type":"Point","coordinates":[-115.6294,32.59871]}}
SE LA ROSITA | Point | 230 kV | [5 empty] | En operación | Baja California | Mexicali | CONACYT 2024 (oficial) | {"type":"Feature","properties":{},"geometry":{"type":"Point","coordinates":[-115.67654,32.5968]}}
SE MELCO DISPLAY | Point | 230 kV | [5 empty] | En operación | Baja California | Mexicali | CONACYT 2024 (oficial) | {"type":"Feature","properties":{},"geometry":{"type":"Point","coordinates":[-115.52966,32.62912]}}
SE DAEWOOD | Point | 230 kV | [5 empty] | En operación | Baja California | Mexicali | CONACYT 2024 (oficial) | {"type":"Feature","properties":{},"geometry":{"type":"Point","coordinates":[-115.42248,32.60437]}}
S.E CERRO PRIETO III | Point | 230 kV | [5 empty] | En operación | Baja California | Mexicali | CONACYT 2024 (oficial) | {"type":"Feature","properties":{},"geometry":{"type":"Point","coordinates":[-115.24304,32.41237]}}
S.E CERRO PRIETO II | Point | 230 kV | [5 empty] | En operación | Baja California | Mexicali | CONACYT 2024 (oficial) | {"type":"Feature","properties":{},"geometry":{"type":"Point","coordinates":[-115.22547,32.39197]}}
S.E CERRO PRIETO IV | Point | 230 kV | [5 empty] | En operación | Baja California | Mexicali | CONACYT 2024 (oficial) | {"type":"Feature","properties":{},"geometry":{"type":"Point","coordinates":[-115.21139,32.40497]}}
S.E CHAPULTEPEC | Point | 230 kV | [5 empty] | En operación | Baja California | Mexicali | CONACYT 2024 (oficial) | {"type":"Feature","properties":{},"geometry":{"type":"Point","coordinates":[-115.06066,32.36198]}}
SE RUIZ CORTINEZ | Point | 230 kV | [5 empty] | En operación | Baja California | Mexicali | CONACYT 2024 (oficial) | {"type":"Feature","properties":{},"geometry":{"type":"Point","coordinates":[-114.83755,32.50111]}}
SE HIDALGO | Point | 230 kV | [5 empty] | En operación | Sonora | San Luis Río Colorado | CONACYT 2024 (oficial) | {"type":"Feature","properties":{},"geometry":{"type":"Point","coordinates":[-114.77816,32.4792]}}
SE PARQUE INDUSTRIAL SAN LUIS | Point | 230 kV | [5 empty] | En operación | Sonora | San Luis Río Colorado | CONACYT 2024 (oficial) | {"type":"Feature","properties":{},"geometry":{"type":"Point","coordinates":[-114.71146,32.43603]}}
SE LA RUMOROSA | Point | 230 kV | [5 empty] | En operación | Baja California | Tecate | CONACYT 2024 (oficial) | {"type":"Feature","properties":{},"geometry":{"type":"Point","coordinates":[-115.93948,32.56848]}}
S.E. LOMAS | Point | 230 kV | [5 empty] | En operación | Baja California | Ensenada | CONACYT 2024 (oficial) | {"type":"Feature","properties":{},"geometry":{"type":"Point","coordinates":[-116.56036,31.87417]}}
S.E. METROPOLI POTENCIA | Point | 230 kV | [5 empty] | En operación | Baja California | Tijuana | CONACYT 2024 (oficial) | {"type":"Feature","properties":{},"geometry":{"type":"Point","coordinates":[-116.87825,32.4451]}}
S.E. LA HERRADURA | Point | 230 kV | [5 empty] | En operación | Baja California | Tijuana | CONACYT 2024 (oficial) | {"type":"Feature","properties":{},"geometry":{"type":"Point","coordinates":[-116.74927,32.52453]}}
S.E. PANAMERICANA POTENCIA | Point | 230 kV | [5 empty] | En operación | Baja California | Tijuana | CONACYT 2024 (oficial) | {"type":"Feature","properties":{},"geometry":{"type":"Point","coordinates":[-116.98461,32.44702]}}
S.E. TIJUANA I | Point | 230 kV | [5 empty] | En operación | Baja California | Tijuana | CONACYT 2024 (oficial) | {"type":"Feature","properties":{},"geometry":{"type":"Point","coordinates":[-116.88346,32.51546]}}
S.E. EL RUBI | Point | 230 kV | [5 empty] | En operación | Baja California | Tijuana | CONACYT 2024 (oficial) | {"type":"Feature","properties":{},"geometry":{"type":"Point","coordinates":[-117.07198,32.47599]}}
S.E. PRESIDENTE JUAREZ S.E. ROSARITO II | Point | 230 kV | [5 empty] | En operación | Baja California | Playas de Rosarito | CONACYT 2024 (oficial) | {"type":"Feature","properties":{},"geometry":{"type":"Point","coordinates":[-117.06665,32.36949]}}
SE SIC | Point | 230 kV | [5 empty] | En operación | Baja California | Mexicali | CONACYT 2024 (oficial) | {"type":"Feature","properties":{},"geometry":{"type":"Point","coordinates":[-115.34781,32.51423]}}
SE TOYOTA | Point | 230 kV | [5 empty] | En operación | Baja California | Tijuana | CONACYT 2024 (oficial) | {"type":"Feature","properties":{},"geometry":{"type":"Point","coordinates":[-116.71606,32.50324]}}
S.E. SAMSUNG | Point | 230 kV | [5 empty] | En operación | Baja California | Tijuana | CONACYT 2024 (oficial) | {"type":"Feature","properties":{},"geometry":{"type":"Point","coordinates":[-116.86351,32.45053]}}
S.E. SILAO II | Point | 230 kV | [5 empty] | En operación | Guanajuato | Silao de la Victoria | CONACYT 2024 (oficial) | {"type":"Feature","properties":{},"geometry":{"type":"Point","coordinates":[-101.46601,20.90663]}}
S.E. LEÓN II | Point | 230 kV | [5 empty] | En operación | Guanajuato | León | CONACYT 2024 (oficial) | {"type":"Feature","properties":{},"geometry":{"type":"Point","coordinates":[-101.67911,21.07244]}}
S.E. LEÓN III | Point | 230 kV | [5 empty] | En operación | Guanajuato | León | CONACYT 2024 (oficial) | {"type":"Feature","properties":{},"geometry":{"type":"Point","coordinates":[-101.7275,21.14358]}}
S.E. IXTAPA POTENCIA | Point | 230 kV | [5 empty] | En operación | Guerrero | Zihuatanejo de Azueta | CONACYT 2024 (oficial) | {"type":"Feature","properties":{},"geometry":{"type":"Point","coordinates":[-101.60847,17.73185]}}
S.E. IRAPUATO II | Point | 230 kV | [5 empty] | En operación | Guanajuato | Irapuato | CONACYT 2024 (oficial) | {"type":"Feature","properties":{},"geometry":{"type":"Point","coordinates":[-101.29823,20.69943]}}
S.E. LEÓN CENTRO MALECON | Point | 230 kV | [5 empty] | En operación | Guanajuato | León | CONACYT 2024 (oficial) | {"type":"Feature","properties":{},"geometry":{"type":"Point","coordinates":[-101.67398,21.12913]}}
S.E. LEÓN ALFARO | Point | 230 kV | [5 empty] | En operación | Guanajuato | León | CONACYT 2024 (oficial) | {"type":"Feature","properties":{},"geometry":{"type":"Point","coordinates":[-101.63203,21.13573]}}
S.E. FONDERIA | Point | 230 kV | [5 empty] | En operación | San Luis Potosí | San Luis Potosí | CONACYT 2024 (oficial) | {"type":"Feature","properties":{},"geometry":{"type":"Point","coordinates":[-100.90507,22.09017]}}
S.E. COROMUEL | Point | 230 kV | [5 empty] | En operación | Baja California Sur | La Paz | CONACYT 2024 (oficial) | {"type":"Feature","properties":{},"geometry":{"type":"Point","coordinates":[-110.25387,24.19745]}}
S.E. EL PALMAR | Point | 230 kV | [5 empty] | En operación | Baja California Sur | Los Cabos | CONACYT 2024 (oficial) | {"type":"Feature","properties":{},"geometry":{"type":"Point","coordinates":[-109.81792,23.02016]}}
SE MOCHIS COLINAS | Point | 230 kV | [5 empty] | En operación | Sinaloa | Ahome | CONACYT 2024 (oficial) | {"type":"Feature","properties":{},"geometry":{"type":"Point","coordinates":[-108.94924,25.80441]}}
SE MOCHIS II | Point | 230 kV | [5 empty] | En operación | Sinaloa | El Fuerte | CONACYT 2024 (oficial) | {"type":"Feature","properties":{},"geometry":{"type":"Point","coordinates":[-108.75355,26.07588]}}
SE TOPOLOBAMPO II | Point | 230 kV | [5 empty] | En operación | Sinaloa | Ahome | CONACYT 2024 (oficial) | {"type":"Feature","properties":{},"geometry":{"type":"Point","coordinates":[-109.05055,25.60902]}}
SE HUITES | Point | 230 kV | [5 empty] | En operación | Sinaloa | Choix | CONACYT 2024 (oficial) | {"type":"Feature","properties":{},"geometry":{"type":"Point","coordinates":[-108.37077,26.84559]}}
S.E. NOGALES AEROPUERTO | Point | 230 kV | [5 empty] | En operación | Sonora | Nogales | CONACYT 2024 (oficial) | {"type":"Feature","properties":{},"geometry":{"type":"Point","coordinates":[-110.97085,31.16194]}}
S.E. SANTA ANA | Point | 230 kV | [5 empty] | En operación | Sonora | Santa Ana | CONACYT 2024 (oficial) | {"type":"Feature","properties":{},"geometry":{"type":"Point","coordinates":[-111.13151,30.52521]}}
S.E. PUERTO PEÑASCO | Point | 230 kV | [5 empty] | En operación | Sonora | Puerto Peñasco | CONACYT 2024 (oficial) | {"type":"Feature","properties":{},"geometry":{"type":"Point","coordinates":[-113.52076,31.3113]}}
S.E. SEIS DE ABRIL | Point | 230 kV | [5 empty] | En operación | Sonora | Caborca | CONACYT 2024 (oficial) | {"type":"Feature","properties":{},"geometry":{"type":"Point","coordinates":[-112.67774,30.80253]}}
S.E. HERMOSILLO CC | Point | 230 kV | [5 empty] | En operación | Sonora | Hermosillo | CONACYT 2024 (oficial) | {"type":"Feature","properties":{},"geometry":{"type":"Point","coordinates":[-111.09854,29.09781]}}
S.E. LOMA | Point | 230 kV | [5 empty] | En operación | Sonora | Hermosillo | CONACYT 2024 (oficial) | {"type":"Feature","properties":{},"geometry":{"type":"Point","coordinates":[-111.00455,29.20122]}}
S.E. HERMOSILLO 3 | Point | 230 kV | [5 empty] | En operación | Sonora | Hermosillo | CONACYT 2024 (oficial) | {"type":"Feature","properties":{},"geometry":{"type":"Point","coordinates":[-110.88636,29.17647]}}
S.E. HERMOSILLO 5 | Point | 230 kV | [5 empty] | En operación | Sonora | Hermosillo | CONACYT 2024 (oficial) | {"type":"Feature","properties":{},"geometry":{"type":"Point","coordinates":[-110.83403,29.03435]}}
S.E CABORCA INDUSTRIAL | Point | 230 kV | [5 empty] | En operación | Sonora | Caborca | CONACYT 2024 (oficial) | {"type":"Feature","properties":{},"geometry":{"type":"Point","coordinates":[-112.20767,30.71247]}}
S.E CANANEA | Point | 230 kV | [5 empty] | En operación | Sonora | Cananea | CONACYT 2024 (oficial) | {"type":"Feature","properties":{},"geometry":{"type":"Point","coordinates":[-110.29338,31.00389]}}
SE PUERTO LIBERTAD | Point | 230 kV | [5 empty] | En operación | Sonora | Pitiquito | CONACYT 2024 (oficial) | {"type":"Feature","properties":{},"geometry":{"type":"Point","coordinates":[-112.69142,29.9091]}}
SE OBSERVATORIO | Point | 230 kV | [5 empty] | En operación | Sonora | Cananea | CONACYT 2024 (oficial) | {"type":"Feature","properties":{},"geometry":{"type":"Point","coordinates":[-110.41399,31.0167]}}
SE FUNDICION | Point | 230 kV | [5 empty] | En operación | Sonora | Nacozari de García | CONACYT 2024 (oficial) | {"type":"Feature","properties":{},"geometry":{"type":"Point","coordinates":[-109.63402,30.48895]}}
SE MILPILLAS | Point | 230 kV | [5 empty] | En operación | Sonora | Santa Cruz | CONACYT 2024 (oficial) | {"type":"Feature","properties":{},"geometry":{"type":"Point","coordinates":[-110.44009,31.11024]}}
S.E CANANEA MINERA | Point | 230 kV | [5 empty] | En operación | Sonora | Cananea | CONACYT 2024 (oficial) | {"type":"Feature","properties":{},"geometry":{"type":"Point","coordinates":[-110.32373,30.98129]}}
SE LA CARIDAD | Point | 230 kV | [5 empty] | En operación | Sonora | Nacozari de García | CONACYT 2024 (oficial) | {"type":"Feature","properties":{},"geometry":{"type":"Point","coordinates":[-109.54277,30.34078]}}
SE EL NOVILLO | Point | 230 kV | [5 empty] | En operación | Sonora | Soyopa | CONACYT 2024 (oficial) | {"type":"Feature","properties":{},"geometry":{"type":"Point","coordinates":[-109.64538,28.97356]}}
S.E. ANAHUAC CC | Point | 230 kV | [5 empty] | En operación | Tamaulipas | Valle Hermoso | CONACYT 2024 (oficial) | {"type":"Feature","properties":{},"geometry":{"type":"Point","coordinates":[-97.77824,25.79983]}}
S.E. CERRO PRIETO | Point | 230 kV | [5 empty] | En operación | Nuevo León | Linares | CONACYT 2024 (oficial) | {"type":"Feature","properties":{},"geometry":{"type":"Point","coordinates":[-99.39468,24.94489]}}
S.E. PLANTA GOMEZ PALACIO (IBERDROLA) | Point | 230 kV | [5 empty] | En operación | Durango | Gómez Palacio | CONACYT 2024 (oficial) | {"type":"Feature","properties":{},"geometry":{"type":"Point","coordinates":[-103.46698,25.60191]}}
S.E. CELAYA III | Point | 230 kV | [5 empty] | En operación | Guanajuato | Villagrán | CONACYT 2024 (oficial) | {"type":"Feature","properties":{},"geometry":{"type":"Point","coordinates":[-100.89495,20.53318]}}
S.E. CHILPANCINGO POTENCIA | Point | 230 kV | [5 empty] | En operación | Guerrero | Chilpancingo de los Bravo | CONACYT 2024 (oficial) | {"type":"Feature","properties":{},"geometry":{"type":"Point","coordinates":[-99.53233,17.59229]}}
S.E. MEZCALA | Point | 230 kV | [5 empty] | En operación | Guerrero | Eduardo Neri | CONACYT 2024 (oficial) | {"type":"Feature","properties":{},"geometry":{"type":"Point","coordinates":[-99.60082,17.92612]}}
S.E. SAMALAYUCA SUR | Point | 230 kV | [5 empty] | En operación | Chihuahua | Juárez | CONACYT 2024 (oficial) | {"type":"Feature","properties":{},"geometry":{"type":"Point","coordinates":[-106.49422,31.31135]}}
S.E. CEMENTOS | Point | 230 kV | [5 empty] | En operación | Coahuila de Zaragoza | Torreón | CONACYT 2024 (oficial) | {"type":"Feature","properties":{},"geometry":{"type":"Point","coordinates":[-103.40202,25.48879]}}
S.E. CEMENTOS MOCTEZUMA | Point | 230 kV | [5 empty] | En operación | Morelos | Emiliano Zapata | CONACYT 2024 (oficial) | {"type":"Feature","properties":{},"geometry":{"type":"Point","coordinates":[-99.18026,18.7989]}}
S.E. REMEDIOS | Point | 230 kV | [5 empty] | En operación | México | Naucalpan de Juárez | CONACYT 2024 (oficial) | {"type":"Feature","properties":{},"geometry":{"type":"Point","coordinates":[-99.25193,19.48587]}}
S.E. CEMENTOS 1 | Point | 230 kV | [5 empty] | En operación | Hidalgo | Tula de Allende | CONACYT 2024 (oficial) | {"type":"Feature","properties":{},"geometry":{"type":"Point","coordinates":[-99.33043,19.9858]}}
S.E. LA MANGA | Point | 230 kV | [5 empty] | En operación | Querétaro | San Juan del Río | CONACYT 2024 (oficial) | {"type":"Feature","properties":{},"geometry":{"type":"Point","coordinates":[-99.96132,20.31993]}}
S.E. CRIOYNFRA | Point | 230 kV | [5 empty] | En operación | Guanajuato | Villagrán | CONACYT 2024 (oficial) | {"type":"Feature","properties":{},"geometry":{"type":"Point","coordinates":[-100.92382,20.51976]}}
S.E. SIBASA | Point | 230 kV | [5 empty] | En operación | Guanajuato | Villagrán | CONACYT 2024 (oficial) | {"type":"Feature","properties":{},"geometry":{"type":"Point","coordinates":[-100.91327,20.52151]}}
S.E. EL QUEMADO | Point | 230 kV | [5 empty] | En operación | Guerrero | Acapulco de Juárez | CONACYT 2024 (oficial) | {"type":"Feature","properties":{},"geometry":{"type":"Point","coordinates":[-99.83488,16.91067]}}
S.E. LOS AMATES | Point | 230 kV | [5 empty] | En operación | Guerrero | Acapulco de Juárez | CONACYT 2024 (oficial) | {"type":"Feature","properties":{},"geometry":{"type":"Point","coordinates":[-99.81122,16.83873]}}
S.E. ABASOLO II | Point | 230 kV | [5 empty] | En operación | Guanajuato | Abasolo | CONACYT 2024 (oficial) | {"type":"Feature","properties":{},"geometry":{"type":"Point","coordinates":[-101.58899,20.51755]}}
S.E. LA FRAGUA | Point | 230 kV | [5 empty] | En operación | Guanajuato | San José Iturbide | CONACYT 2024 (oficial) | {"type":"Feature","properties":{},"geometry":{"type":"Point","coordinates":[-100.43225,20.97244]}}
S.E. LEON IV | Point | 230 kV | [5 empty] | En operación | Guanajuato | León | CONACYT 2024 (oficial) | {"type":"Feature","properties":{},"geometry":{"type":"Point","coordinates":[-101.60585,21.13604]}}
S.E. SAN LUIS DE LA PAZ II | Point | 230 kV | [5 empty] | En operación | Guanajuato | San Luis de la Paz | CONACYT 2024 (oficial) | {"type":"Feature","properties":{},"geometry":{"type":"Point","coordinates":[-100.63416,21.28302]}}
S.E. TAXQUEÑA LyFC | Point | 230 kV | [5 empty] | En operación | Ciudad de México | Coyoacán | CONACYT 2024 (oficial) | {"type":"Feature","properties":{},"geometry":{"type":"Point","coordinates":[-99.14923,19.33694]}}
S.E. SILAO | Point | 230 kV | [5 empty] | En operación | Guanajuato | Silao de la Victoria | CONACYT 2024 (oficial) | {"type":"Feature","properties":{},"geometry":{"type":"Point","coordinates":[-101.43748,20.93655]}}
S.E. LyFC | Point | 230 kV | [5 empty] | En operación | Hidalgo | Tepeapulco | CONACYT 2024 (oficial) | {"type":"Feature","properties":{},"geometry":{"type":"Point","coordinates":[-98.58855,19.75073]}}
S.E. JASSO | Point | 230 kV | [5 empty] | En operación | Hidalgo | Tula de Allende | CONACYT 2024 (oficial) | {"type":"Feature","properties":{},"geometry":{"type":"Point","coordinates":[-99.31594,20.01724]}}
S.E MOCTEZUMA VILLA AHUMADA | Point | 230 kV | [5 empty] | En operación | Chihuahua | Ahumada | CONACYT 2024 (oficial) | {"type":"Feature","properties":{},"geometry":{"type":"Point","coordinates":[-106.45375,30.17922]}}
S.E MOCTEZUMA AMPLIACIÓN | Point | 230 kV | [5 empty] | En operación | Chihuahua | Ahumada | CONACYT 2024 (oficial) | {"type":"Feature","properties":{},"geometry":{"type":"Point","coordinates":[-106.45602,30.17758]}}
SE El Arrajal | Point | 230 kV | [5 empty] | En proyecto | Baja California | San Felipe | CONACYT 2024 (oficial) | {"type":"Feature","properties":{},"geometry":{"type":"Point","coordinates":[-115.07683,31.4145]}}
SE Termo WTE | Point | 230 kV | [5 empty] | En proyecto | México | Chimalhuacán | CONACYT 2024 (oficial) | {"type":"Feature","properties":{},"geometry":{"type":"Point","coordinates":[-98.96122,19.45603]}}
SE EESI | Point | 230 kV | [5 empty] | En operación | Oaxaca | El Espinal | CONACYT 2024 (oficial) | {"type":"Feature","properties":{},"geometry":{"type":"Point","coordinates":[-95.00478,16.49991]}}
NO DEFINIDO | Point | 230 kV | [5 empty] | En operación | Oaxaca | Santo Domingo Ingenio | CONACYT 2024 (oficial) | {"type":"Feature","properties":{},"geometry":{"type":"Point","coordinates":[-94.79993,16.60089]}}
SE PIEDRA LARGA | Point | 230 kV | [5 empty] | En operación | Oaxaca | Unión Hidalgo | CONACYT 2024 (oficial) | {"type":"Feature","properties":{},"geometry":{"type":"Point","coordinates":[-94.80923,16.49797]}}
SE PE INGENIO | Point | 230 kV | [5 empty] | En operación | Oaxaca | Santo Domingo Ingenio | CONACYT 2024 (oficial) | {"type":"Feature","properties":{},"geometry":{"type":"Point","coordinates":[-94.79953,16.55588]}}
SE EURUS | Point | 230 kV | [5 empty] | En operación | Oaxaca | Juchitán de Zaragoza | CONACYT 2024 (oficial) | {"type":"Feature","properties":{},"geometry":{"type":"Point","coordinates":[-94.83015,16.54684]}}
SE PE LA MATA | Point | 230 kV | [5 empty] | En operación | Oaxaca | Asunción Ixtaltepec | CONACYT 2024 (oficial) | {"type":"Feature","properties":{},"geometry":{"type":"Point","coordinates":[-94.96252,16.58896]}}
S.E CERESO | Point | 230 kV | [5 empty] | En operación | Chihuahua | Juárez | CONACYT 2024 (oficial) | {"type":"Feature","properties":{},"geometry":{"type":"Point","coordinates":[-106.47245,31.47621]}}
NO DEFINIDO | Point | 230 kV | [5 empty] | En operación | Tabasco | Centro | CONACYT 2024 (oficial) | {"type":"Feature","properties":{},"geometry":{"type":"Point","coordinates":[-93.1532,17.98519]}}
SE PSDJ | Point | 230 kV | [5 empty] | En operación | Guanajuato | San Luis de la Paz | CONACYT 2024 (oficial) | {"type":"Feature","properties":{},"geometry":{"type":"Point","coordinates":[-100.58897,21.33685]}}
SE SANTIAGO IBERDROLA | Point | 230 kV | [5 empty] | En operación | Guanajuato | San Felipe | CONACYT 2024 (oficial) | {"type":"Feature","properties":{},"geometry":{"type":"Point","coordinates":[-101.20777,21.68425]}}
NO DEFINIDO | Point | 230 kV | [5 empty] | En operación | Nuevo León | Pesquería | CONACYT 2024 (oficial) | {"type":"Feature","properties":{},"geometry":{"type":"Point","coordinates":[-99.98827,25.74602]}}
NO DEFINIDO | Point | 230 kV | [5 empty] | En operación | Sonora | Cananea | CONACYT 2024 (oficial) | {"type":"Feature","properties":{},"geometry":{"type":"Point","coordinates":[-110.29409,30.94571]}}
NO DEFINIDO | Point | 230 kV | [5 empty] | En operación | Sonora | Cananea | CONACYT 2024 (oficial) | {"type":"Feature","properties":{},"geometry":{"type":"Point","coordinates":[-110.34334,31.00028]}}
SE MINERA HERCULES | Point | 230 kV | [5 empty] | En operación | Coahuila de Zaragoza | Sierra Mojada | CONACYT 2024 (oficial) | {"type":"Feature","properties":{},"geometry":{"type":"Point","coordinates":[-103.76608,28.05001]}}
LT LA ROSITA - SANTA ISABEL | LineString | 161 kV |  | 15.14 km | 161 KV - 2C - 15.14 KM - 1113ACSR - TA | [5 empty] | CONACYT 2024 (oficial) | {"type":"Feature","properties":{},"geometry":{"type":"LineString","coordinates":[[-115.56904,32.63226],[-115.56911,32.63155],[-115.57421,32.63101],[-115.57401,32.64744],[-115.58528,32.64672],[-115.60127,32.62549],[-115.63628,32.61779],[-115.64935,32.60961],[-115.66552,32.61135],[-115.66989,32.60077],[-115.67331,32.59655],[-115.67579,32.59543],[-115.67589,32.59589]]}}
LT CETYS - NACOZARI | LineString | 161 kV |  | 6.39 km | 161 KV - 1C - 6.40 KM - 795 ACSR - PA | [5 empty] | CONACYT 2024 (oficial) | {"type":"Feature","properties":{},"geometry":{"type":"LineString","coordinates":[[-115.39828,32.63849],[-115.39758,32.63843],[-115.41864,32.63486],[-115.45243,32.63448],[-115.45439,32.64003]]}}
LT CERRO PRIETO IV - MEXICALI ORIENTE | LineString | 161 kV |  | 34.75 km | 161 KV - 1C - 34.75 KM - 1113 ACSR - TA | [5 empty] | CONACYT 2024 (oficial) | {"type":"Feature","properties":{},"geometry":{"type":"LineString","coordinates":[[-115.35717,32.65445],[-115.35728,32.65374],[-115.36585,32.6335],[-115.36505,32.63297],[-115.36384,32.62646],[-115.33902,32.60402],[-115.33105,32.5804],[-115.29412,32.5733],[-115.28993,32.52506],[-115.21014,32.42278],[-115.21032,32.4063],[-115.21102,32.40569]]}}
LT CERRO PRIETO I - MEXICALI II | LineString | 161 kV |  | 33.18 km | 161 KV - 2C - 33.17 KM - 795 ACSR - TA | [5 empty] | CONACYT 2024 (oficial) | {"type":"Feature","properties":{},"geometry":{"type":"LineString","coordinates":[[-115.45858,32.60488],[-115.45836,32.60414],[-115.42594,32.51451],[-115.32089,32.45785],[-115.28812,32.45458],[-115.23803,32.40005],[-115.23846,32.39961]]}}
L.T. URUAPAN POT. - APATZINGAN I 83280 (AISLADA EN 230 kV) | LineString | 161 kV |  | 40.77 km | 161kV - 1C - 46km - 1113ACSR - TA - PA | [5 empty] | CONACYT 2024 (oficial) | {"type":"Feature","properties":{},"geometry":{"type":"LineString","coordinates":[[-102.3291,19.06166],[-102.29534,19.0794],[-102.26149,19.13805],[-102.17258,19.20316],[-102.12937,19.27213],[-102.08573,19.3131],[-102.08754,19.33077]]}}
L.T. CUMBRES - JARACHINA | LineString | 138 kV |  | 7.73 km | 138KV-1C-795ACSR-7.72KM-TA | [5 empty] | CONACYT 2024 (oficial) | {"type":"Feature","properties":{},"geometry":{"type":"LineString","coordinates":[[-98.35503,26.04978],[-98.35541,26.04986],[-98.36254,26.07623],[-98.36266,26.07627],[-98.39128,26.09645],[-98.39157,26.0966]]}}
L.T. COBANO - CUPATITZIO 83260 | LineString | 161 kV |  | 15.33 km | 161kV - 16.2km - 336ACSR | [5 empty] | CONACYT 2024 (oficial) | {"type":"Feature","properties":{},"geometry":{"type":"LineString","coordinates":[[-102.07951,19.26834],[-102.07229,19.26763],[-102.04906,19.21459],[-102.03656,19.17127],[-102.02513,19.16112],[-102.01223,19.16553],[-102.0119,19.16598]]}}
L.T. CUPATITZIO - URUAPAN POT. | LineString | 161 kV |  | 7.87 km | 161kV - 2C - 7.4km - 397ACSR + 3km - 1113ACSR | [5 empty] | CONACYT 2024 (oficial) | {"type":"Feature","properties":{},"geometry":{"type":"LineString","coordinates":[[-102.08755,19.33118],[-102.08661,19.33097],[-102.08294,19.27761],[-102.0797,19.26855],[-102.07957,19.2684]]}}
L.T. COBANO - APATZINGAN I 83270 | LineString | 161 kV |  | 43.61 km | 161kV - 1C - 44km - 336ACSR | [5 empty] | CONACYT 2024 (oficial) | {"type":"Feature","properties":{},"geometry":{"type":"LineString","coordinates":[[-102.32918,19.06093],[-102.32159,19.04448],[-102.15241,19.01815],[-102.10716,19.04724],[-102.08311,19.08807],[-102.05822,19.10146],[-102.05439,19.13682],[-102.01223,19.16553],[-102.01199,19.166]]}}
L.T. CUPATITZIO - URUAPAN POT. | LineString | 161 kV |  | 7.86 km | 161kV - 2C - 7.6km - 397ACSR | [5 empty] | CONACYT 2024 (oficial) | {"type":"Feature","properties":{},"geometry":{"type":"LineString","coordinates":[[-102.08756,19.33105],[-102.08661,19.33097],[-102.08294,19.27761],[-102.0797,19.26855],[-102.07953,19.26843]]}}
L.T. GUADALAJARA II - SIDERURGICA GDL 83180 | LineString | 161 kV |  | 25.39 km | 161kV - 1C/2C - 25.3km - 397ACSR - TA - PM - PA | [5 empty] | CONACYT 2024 (oficial) | {"type":"Feature","properties":{},"geometry":{"type":"LineString","coordinates":[[-103.34209,20.63762],[-103.34829,20.6283],[-103.37561,20.63859],[-103.40391,20.60388],[-103.36985,20.58785],[-103.2981,20.56547],[-103.28781,20.56067]]}}
L.T. VALADECES TAP REYNOSA-FALCON | LineString | 138 kV |  | 0.17 km | 138KV-2C-477ACSR-0.16KM-PM | [5 empty] | CONACYT 2024 (oficial) | {"type":"Feature","properties":{},"geometry":{"type":"LineString","coordinates":[[-98.67475,26.22992],[-98.67422,26.23134]]}}
L.T. RIO BRAVO - PARQUE INDUSTRIAL | LineString | 138 kV |  | 24.23 km | 138KV-2C-900ACSR-1000MCM- 24.22KM-TA/PA/CS | [5 empty] | CONACYT 2024 (oficial) | {"type":"Feature","properties":{},"geometry":{"type":"LineString","coordinates":[[-98.21804,26.01625],[-98.21834,26.01675],[-98.21809,26.02906],[-98.2182,26.0373],[-98.18586,26.01705],[-98.18849,25.9949],[-98.12689,25.97719],[-98.0625,25.96881],[-98.06292,25.98087]]}}
L.T. CUMBRES - JL BATES | LineString | 138 kV |  | 10.88 km | 138KV-2C-1113ACSR-10.86KM- TA | [5 empty] | CONACYT 2024 (oficial) | {"type":"Feature","properties":{},"geometry":{"type":"LineString","coordinates":[[-98.40305,26.1788],[-98.42433,26.13656],[-98.39711,26.09811],[-98.39165,26.09745]]}}
L.T. REYNOSA-ANZALDUAS | LineString | 138 kV |  | 2.75 km | 138KV-1C-477ACSR-2.7KM-PA | [5 empty] | CONACYT 2024 (oficial) | {"type":"Feature","properties":{},"geometry":{"type":"LineString","coordinates":[[-98.311,26.08049],[-98.28912,26.09361]]}}
L.T. MAYTAG TAP DERIVACION RIO BRAVO - PARQUE INDUSTRIAL | LineString | 138 kV |  | 0.08 km | 138KV-1C-477ACSR-0.079KM-PA | [5 empty] | CONACYT 2024 (oficial) | {"type":"Feature","properties":{},"geometry":{"type":"LineString","coordinates":[[-98.20343,26.00368],[-98.20343,26.00296]]}}
L.T. MATAMOROS-QUIMICA FLUOR | LineString | 138 kV |  | 1.72 km | 138KV-1C-477ACSR-1.72KM-PM | [5 empty] | CONACYT 2024 (oficial) | {"type":"Feature","properties":{},"geometry":{"type":"LineString","coordinates":[[-97.53631,25.89709],[-97.54938,25.90647]]}}
L.T. CENTRAL-JARDIN II | LineString | 138 kV |  | 1.87 km | 138KV-1C-477ACSR-1.8KM-PA | [5 empty] | CONACYT 2024 (oficial) | {"type":"Feature","properties":{},"geometry":{"type":"LineString","coordinates":[[-97.49569,25.87218],[-97.49521,25.87212],[-97.49855,25.8842]]}}
L.T. CIMA TAP LAURO VILLAR-CENTRAL | LineString | 138 kV |  | 0.05 km | 138KV-1C-477ACSR-0.05KM-PA | [5 empty] | CONACYT 2024 (oficial) | {"type":"Feature","properties":{},"geometry":{"type":"LineString","coordinates":[[-97.4368,25.83771],[-97.43693,25.83738]]}}
L.T. KEMET TAP SENDERO-INFONAVIT | LineString | 138 kV |  | 3.09 km | 138KV-1C-477ACSR-3.09KM-PA | [5 empty] | CONACYT 2024 (oficial) | {"type":"Feature","properties":{},"geometry":{"type":"LineString","coordinates":[[-97.51172,25.85473],[-97.52779,25.84646]]}}
L.T. LAURO VILLAR-MATAMOROS SUR | LineString | 138 kV |  | 8.04 km | 138KV-1C-477ACSR-8.0KM-TA/PA | [5 empty] | CONACYT 2024 (oficial) | {"type":"Feature","properties":{},"geometry":{"type":"LineString","coordinates":[[-97.48668,25.82241],[-97.48714,25.82203],[-97.48701,25.82112],[-97.46332,25.81055],[-97.44883,25.8115],[-97.42141,25.83403]]}}
L.T. NAVA - ALLENDE | LineString | 138 kV |  | 12.7 km | 138KV-1C-477ACSR-12.70KM-PM | [5 empty] | CONACYT 2024 (oficial) | {"type":"Feature","properties":{},"geometry":{"type":"LineString","coordinates":[[-100.8521,28.33811],[-100.83848,28.34257],[-100.8556,28.3807],[-100.81349,28.4199],[-100.81044,28.41967]]}}
L.T. RIO ESCONDIDO - PIEDRAS NEGRAS | LineString | 138 kV |  | 34.46 km | 138KV-1C-477ACSR-34.45KM-TA | [5 empty] | CONACYT 2024 (oficial) | {"type":"Feature","properties":{},"geometry":{"type":"LineString","coordinates":[[-100.69871,28.48193],[-100.69935,28.4825],[-100.71238,28.48372],[-100.68592,28.5085],[-100.69322,28.52934],[-100.67481,28.54538],[-100.64724,28.54638],[-100.62833,28.57805],[-100.61841,28.61365],[-100.60514,28.61662],[-100.57072,28.67604],[-100.56133,28.70036],[-100.56057,28.70248],[-100.54523,28.7018]]}}
L.T. RICSA TAP RIO BRAVO - AEROPUERTO | LineString | 138 kV |  | 0.18 km | 138KV-1C-477ACSR-0.17KM-PM | [5 empty] | CONACYT 2024 (oficial) | {"type":"Feature","properties":{},"geometry":{"type":"LineString","coordinates":[[-98.22998,26.04771],[-98.23118,26.04695]]}}
L.T. PLANTA II TAP MATAMOROS - JARDIN II | LineString | 138 kV |  | 0.05 km | 138KV-1C-477ACSR-0.05KM-PA | [5 empty] | CONACYT 2024 (oficial) | {"type":"Feature","properties":{},"geometry":{"type":"LineString","coordinates":[[-97.51633,25.88546],[-97.51603,25.88515]]}}
L.T. MATAMOROS - JARDIN II | LineString | 138 kV |  | 5.31 km | 138KV-1C-477ACSR-5.30KM-TA/PA | [5 empty] | CONACYT 2024 (oficial) | {"type":"Feature","properties":{},"geometry":{"type":"LineString","coordinates":[[-97.49857,25.88425],[-97.51633,25.88546],[-97.5362,25.89706]]}}
L.T. REYNOSA-POLIETILENO NORTE | LineString | 138 kV |  | 6.51 km | 128KV-1C-477ACSR-6.59KM-TA-PA | [5 empty] | CONACYT 2024 (oficial) | {"type":"Feature","properties":{},"geometry":{"type":"LineString","coordinates":[[-98.3111,26.08059],[-98.32947,26.10814],[-98.34484,26.13082]]}}
L.T. CAMARGO ENTQ. FALCON-REYNOSA | LineString | 138 kV |  | 2.03 km | 138KV-1C-477ACSR-2.02KM-PM | [5 empty] | CONACYT 2024 (oficial) | {"type":"Feature","properties":{},"geometry":{"type":"LineString","coordinates":[[-98.82009,26.29081],[-98.80582,26.30361]]}}
L.T. RIO SALADO TAP ARROYO DEL COYOTE-FALCON MEXICANO | LineString | 138 kV |  | 0.86 km | 138KV-1C-477ACSR-0.85KM-TA | [5 empty] | CONACYT 2024 (oficial) | {"type":"Feature","properties":{},"geometry":{"type":"LineString","coordinates":[[-99.43765,26.88008],[-99.42916,26.88156]]}}
L.T. ARROYO DEL COYOTE-LAGO | LineString | 138 kV |  | 9.09 km | 138KV-1C-477ACSR-9.15KM-TA | [5 empty] | CONACYT 2024 (oficial) | {"type":"Feature","properties":{},"geometry":{"type":"LineString","coordinates":[[-99.51964,27.43765],[-99.51968,27.43743],[-99.52185,27.43739],[-99.52716,27.4335],[-99.52877,27.43049],[-99.52633,27.41406],[-99.54552,27.36379]]}}
L.T. LAGO - NUEVO LAREDO | LineString | 138 kV |  | 6.1 km | 138KV-1C-477ACSR-6.17KM-TA | [5 empty] | CONACYT 2024 (oficial) | {"type":"Feature","properties":{},"geometry":{"type":"LineString","coordinates":[[-99.53796,27.47286],[-99.53648,27.46302],[-99.52877,27.43049],[-99.52716,27.4335],[-99.52185,27.43739],[-99.51968,27.43743],[-99.51971,27.43765]]}}
L.T. CUMBRES-JUAREZ | LineString | 138 kV |  | 14.9 km | 138KV-1C-1113ACSR-1000MCM-14.89KM-TA/PA/CS | [5 empty] | CONACYT 2024 (oficial) | {"type":"Feature","properties":{},"geometry":{"type":"LineString","coordinates":[[-98.28358,26.03863],[-98.30086,26.0546],[-98.30861,26.06164],[-98.3106,26.07781],[-98.31055,26.07825],[-98.35074,26.08033],[-98.39105,26.09263],[-98.3911,26.09707],[-98.39157,26.09701]]}}
L.T. PARQUE NARCISO MENDOZA-LAREDO PONIENTE | LineString | 138 kV |  | 10.84 km | 138KV-1C.795ACSR-10.83KM-TA-PA-PM-CS | [5 empty] | CONACYT 2024 (oficial) | {"type":"Feature","properties":{},"geometry":{"type":"LineString","coordinates":[[-99.57112,27.50657],[-99.57063,27.50641],[-99.5711,27.48869],[-99.55787,27.4749],[-99.53958,27.47294],[-99.53788,27.48418],[-99.52311,27.49517]]}}
L.T. FALCON MEXICANO-ARROYO DEL COYOTE | LineString | 138 kV |  | 105.75 km | 138KV-2C-477ACSR-105.75KM-TA | [5 empty] | CONACYT 2024 (oficial) | {"type":"Feature","properties":{},"geometry":{"type":"LineString","coordinates":[[-99.17002,26.55833],[-99.23872,26.55661],[-99.25917,26.56471],[-99.30644,26.60985],[-99.3608,26.67845],[-99.3642,26.68563],[-99.39899,26.72882],[-99.42223,26.79694],[-99.45223,26.95861],[-99.47834,27.00111],[-99.47932,27.02608],[-99.47378,27.11307],[-99.49278,27.225],[-99.51641,27.27259],[-99.55329,27.321],[-99.5456,27.36359]]}}
L.T. PRESA FALCON TAP FALCON MEXICANO - CERRALVO | LineString | 138 kV |  | 0.14 km | 138KV-1C-397ACSR-0.15KM-TA | [5 empty] | CONACYT 2024 (oficial) | {"type":"Feature","properties":{},"geometry":{"type":"LineString","coordinates":[[-99.16967,26.55852],[-99.17081,26.55823]]}}
L.T. PIEDRAS NEGRAS-CPL | LineString | 138 kV |  | 5.88 km | 138KV-1C-795ACSR6.14KM-PM | [5 empty] | CONACYT 2024 (oficial) | {"type":"Feature","properties":{},"geometry":{"type":"LineString","coordinates":[[-100.50772,28.71541],[-100.5292,28.72094],[-100.54457,28.70167]]}}
L.T. PIEDRAS NEGRAS-RASSINI | LineString | 138 kV |  | 4.38 km | 138KV-1C-795ACSR-4.38KM-PA | [5 empty] | CONACYT 2024 (oficial) | {"type":"Feature","properties":{},"geometry":{"type":"LineString","coordinates":[[-100.54521,28.70172],[-100.53415,28.6861],[-100.52398,28.68917]]}}
L.T. PIEDRAS NEGRAS POT. - PIEDRAS NEGRAS | LineString | 138 kV |  | 7.68 km | 138KV-1C-795ACSR-7.78KM-TA | [5 empty] | CONACYT 2024 (oficial) | {"type":"Feature","properties":{},"geometry":{"type":"LineString","coordinates":[[-100.54522,28.70191],[-100.56057,28.70248],[-100.56133,28.70036],[-100.57648,28.69705],[-100.61142,28.6744],[-100.61288,28.67432]]}}
L.T. RIO ESCONDIDO-PIEDRAS NEGRAS | LineString | 138 kV |  | 34.86 km | 138KV-1C-1113ACSR-34.76KM-TA (OP. INI. 138KV)(AISLADA 2 | [5 empty] | CONACYT 2024 (oficial) | {"type":"Feature","properties":{},"geometry":{"type":"LineString","coordinates":[[-100.54522,28.70202],[-100.56104,28.70247],[-100.5767,28.69734],[-100.61011,28.67531],[-100.61719,28.67162],[-100.63345,28.66317],[-100.70273,28.61084],[-100.70936,28.49823],[-100.70813,28.47906],[-100.69883,28.4818]]}}
L.T. PIEDRAS NEGRAS POT. ACUÑA | LineString | 138 kV |  | 82.0 km | 138KV-1C-1113ACSR-82.09KM-TA | [5 empty] | CONACYT 2024 (oficial) | {"type":"Feature","properties":{},"geometry":{"type":"LineString","coordinates":[[-100.90424,29.28998],[-100.90382,29.28989],[-100.90215,29.28614],[-100.88379,29.27107],[-100.68163,29.04245],[-100.67583,29.01735],[-100.67457,28.9386],[-100.63953,28.90426],[-100.63016,28.88217],[-100.6205,28.83599],[-100.61989,28.7997],[-100.56218,28.70735],[-100.56104,28.70247],[-100.5767,28.69734],[-100.61011,28.67531],[-100.61301,28.67445]]}}
L.T. ACUÑA-ACUÑA II | LineString | 138 kV |  | 13.64 km | 138KV-1C-477ACSR-13.64KM-TA | [5 empty] | CONACYT 2024 (oficial) | {"type":"Feature","properties":{},"geometry":{"type":"LineString","coordinates":[[-100.9682,29.32349],[-100.96849,29.3233],[-100.98845,29.30388],[-100.96874,29.28758],[-100.90687,29.28338],[-100.90215,29.28614],[-100.90382,29.28989],[-100.90427,29.28984]]}}
L.T. PIEDRAS NEGRAS POTENCIA - FUENTES | LineString | 138 kV |  | 8.97 km | 138KV-1C-795ACSR-8.94KM-TA/PA | [5 empty] | CONACYT 2024 (oficial) | {"type":"Feature","properties":{},"geometry":{"type":"LineString","coordinates":[[-100.5721,28.6762],[-100.57233,28.67612],[-100.57072,28.67604],[-100.56133,28.70036],[-100.57648,28.69705],[-100.61142,28.6744],[-100.61281,28.67421]]}}
L.T. LAREDO PONIENTE - LAREDO | LineString | 138 kV |  | 9.33 km | 138KV-1C-477ACSR-9.32KM-PM | [5 empty] | CONACYT 2024 (oficial) | {"type":"Feature","properties":{},"geometry":{"type":"LineString","coordinates":[[-99.51067,27.56727],[-99.51666,27.56506],[-99.5663,27.52287],[-99.57117,27.50668]]}}
L.T. ACUÑA - AMISTAD | LineString | 138 kV |  | 23.8 km | 138KV-1C-477ACSR-23.77KM-TA | [5 empty] | CONACYT 2024 (oficial) | {"type":"Feature","properties":{},"geometry":{"type":"LineString","coordinates":[[-101.06244,29.44904],[-101.07544,29.43951],[-101.06541,29.37455],[-100.98845,29.30388],[-100.96849,29.3233],[-100.96829,29.32361]]}}
L.T. CUMBRES - REYNOSA | LineString | 138 kV |  | 9.68 km | 138KV-2C-900ACSR-9.25KM- PA/TA | [5 empty] | CONACYT 2024 (oficial) | {"type":"Feature","properties":{},"geometry":{"type":"LineString","coordinates":[[-98.31115,26.08034],[-98.31055,26.07825],[-98.35074,26.08033],[-98.39105,26.09263],[-98.3911,26.09707],[-98.39163,26.09717]]}}
L.T. CUMBRES-REYNOSA CENTRO | LineString | 138 kV |  | 13.5 km | 138KV-1C-477ACSR-13.31KM-PA | [5 empty] | CONACYT 2024 (oficial) | {"type":"Feature","properties":{},"geometry":{"type":"LineString","coordinates":[[-98.29688,26.0613],[-98.30086,26.0546],[-98.30861,26.06164],[-98.3106,26.07781],[-98.31055,26.07825],[-98.35074,26.08033],[-98.39105,26.09263],[-98.3911,26.09707],[-98.39154,26.09677]]}}
L.T. RIO BRAVO - PETROLERA | LineString | 138 kV |  | 27.32 km | 138KV-1C-477/795ACSR-27.31KM-TA/PA | [5 empty] | CONACYT 2024 (oficial) | {"type":"Feature","properties":{},"geometry":{"type":"LineString","coordinates":[[-98.06298,25.98134],[-98.0625,25.98153],[-98.06889,25.98992],[-98.18362,26.0313],[-98.21055,26.03519],[-98.22767,26.04613],[-98.22998,26.04771],[-98.23446,26.05077],[-98.27015,26.04192],[-98.26194,26.05244],[-98.26144,26.06977],[-98.26566,26.06705],[-98.26544,26.06697],[-98.26544,26.06693]]}}
L.T. ZENITH TAP RIO BRAVO-PARQUE INDUSTRIAL | LineString | 138 kV |  | 0.12 km | 138KV-2C-477ACSR-0.12KM-PA | [5 empty] | CONACYT 2024 (oficial) | {"type":"Feature","properties":{},"geometry":{"type":"LineString","coordinates":[[-98.21834,26.01675],[-98.21752,26.01622]]}}
L.T. CUMBRES- VILLA FLORIDA | LineString | 138 kV |  | 4.57 km | 138KV-1C-1113ACSR-4.56KM-PA | [5 empty] | CONACYT 2024 (oficial) | {"type":"Feature","properties":{},"geometry":{"type":"LineString","coordinates":[[-98.36275,26.07606],[-98.36266,26.07627],[-98.39128,26.09645],[-98.39157,26.09646]]}}
L.T. VILLA FLORIDA-JARACHINA | LineString | 138 kV |  | 3.2 km | 138KV-1C-1113ACSR-3.19KM-PA | [5 empty] | CONACYT 2024 (oficial) | {"type":"Feature","properties":{},"geometry":{"type":"LineString","coordinates":[[-98.35505,26.0497],[-98.35541,26.04986],[-98.36254,26.07623],[-98.36262,26.07603]]}}
L.T. JUAREZ-PARQUE INDUSTRIAL DEL NORTE | LineString | 138 kV |  | 10.28 km | 138KV-1C-477ACSR-10.27KM-PA | [5 empty] | CONACYT 2024 (oficial) | {"type":"Feature","properties":{},"geometry":{"type":"LineString","coordinates":[[-98.36551,26.03241],[-98.36571,26.03822],[-98.3596,26.04459],[-98.35542,26.04908],[-98.32894,26.0465],[-98.29033,26.04276],[-98.28388,26.03854],[-98.28379,26.03842]]}}
L.T. RIO BRAVO - AEROPUERTO | LineString | 138 kV |  | 31.46 km | 138KV-1C-477ACSR-31.24KM-TA/PA | [5 empty] | CONACYT 2024 (oficial) | {"type":"Feature","properties":{},"geometry":{"type":"LineString","coordinates":[[-98.06303,25.98151],[-98.0625,25.98153],[-98.06889,25.98992],[-98.18362,26.0313],[-98.21055,26.03519],[-98.22767,26.04613],[-98.23446,26.05077],[-98.27015,26.04192],[-98.27858,26.03073],[-98.27386,25.9802],[-98.27512,25.97953],[-98.27512,25.97778]]}}
L.T. MEXICO TAP RIO BRAVO - AEROPUERTO | LineString | 138 kV |  | 0.01 km | 138KV-1C-477ACSR-0.007KM-PM | [5 empty] | CONACYT 2024 (oficial) | {"type":"Feature","properties":{},"geometry":{"type":"LineString","coordinates":[[-98.27632,26.0066],[-98.27625,26.00661]]}}
L.T. AEROPUERTO - PETROLERA | LineString | 138 kV |  | 12.5 km | 138KV-1C-477/795ACSR-12.28KM-TA/PA | [5 empty] | CONACYT 2024 (oficial) | {"type":"Feature","properties":{},"geometry":{"type":"LineString","coordinates":[[-98.27525,25.97777],[-98.27512,25.97953],[-98.27386,25.9802],[-98.27632,26.0066],[-98.27858,26.03073],[-98.27015,26.04192],[-98.26194,26.05244],[-98.26144,26.06977],[-98.26535,26.06689]]}}
DERIVACION DE L.T. RIO BRAVO - PARQUE INDUSTRIAL | LineString | 138 kV |  | 5.23 km | 138KV-1C-900ACSR-5.22KM-PA | [5 empty] | CONACYT 2024 (oficial) | {"type":"Feature","properties":{},"geometry":{"type":"LineString","coordinates":[[-98.20923,26.0308],[-98.20891,26.01393],[-98.20343,26.00368],[-98.18957,25.9973],[-98.18851,25.99714]]}}
L.T. PARQUE INDUSTRIAL COLONIAL TAP DERIVACION RIO BRAVO - PARQUE INDUSTR | LineString | 138 kV |  | 0.03 km | 138KV-1C-477ACSR-0.028KM-PA | [5 empty] | CONACYT 2024 (oficial) | {"type":"Feature","properties":{},"geometry":{"type":"LineString","coordinates":[[-98.18957,25.9973],[-98.18967,25.99706]]}}
L.T. ANZALDUAS RODHE TAP REYNOSA - POLIETILENO | LineString | 138 kV |  | 0.26 km | 138KV- 1C- 0.25KM- 477ACSR- PA | [5 empty] | CONACYT 2024 (oficial) | {"type":"Feature","properties":{},"geometry":{"type":"LineString","coordinates":[[-98.32947,26.10814],[-98.32735,26.1095]]}}
L.T. AZTLAN TAP JUAREZ - DELNOSA II | LineString | 138 kV |  | 0.05 km | 138KV-1C-795ACSR-0.053KM-PM | [5 empty] | CONACYT 2024 (oficial) | {"type":"Feature","properties":{},"geometry":{"type":"LineString","coordinates":[[-98.32894,26.0465],[-98.32866,26.04615]]}}
L.T. PEMEX - JARACHINA | LineString | 138 kV |  | 13.77 km | 138KV- 1C-1113ACSR-13.78KM-TA/PA | [5 empty] | CONACYT 2024 (oficial) | {"type":"Feature","properties":{},"geometry":{"type":"LineString","coordinates":[[-98.35509,26.04944],[-98.37126,26.05426],[-98.42746,26.03151],[-98.47987,26.01243]]}}
L.T. JUAREZ - AEROPUERTO | LineString | 138 kV |  | 8.35 km | 138KV-2C-477ACSR-8.17KM-TA | [5 empty] | CONACYT 2024 (oficial) | {"type":"Feature","properties":{},"geometry":{"type":"LineString","coordinates":[[-98.27544,25.97779],[-98.27558,25.97978],[-98.30087,26.00019],[-98.28385,26.03831]]}}
L.T. ANZALDUAS-PETROLERA | LineString | 138 kV |  | 6.1 km | 138KV-1C-477ACSR-6.09KM-PA | [5 empty] | CONACYT 2024 (oficial) | {"type":"Feature","properties":{},"geometry":{"type":"LineString","coordinates":[[-98.26546,26.06694],[-98.26544,26.06697],[-98.26566,26.06705],[-98.27255,26.09503],[-98.28901,26.09392]]}}
L.T. ORIZATLAN TAP RIO BRAVO - PARQUE INDUSTRIAL | LineString | 138 kV |  | 0.05 km | 138KV-1C-477ACSR-0.049KM-PA | [5 empty] | CONACYT 2024 (oficial) | {"type":"Feature","properties":{},"geometry":{"type":"LineString","coordinates":[[-98.2186,26.03738],[-98.2182,26.0373]]}}
L.T. DELNOSA TAP RIO BRAVO-PARQUE INDUSTRIAL | LineString | 138 kV |  | 0.25 km | 138KV-1C-477ACSR-0.253KM-PA | [5 empty] | CONACYT 2024 (oficial) | {"type":"Feature","properties":{},"geometry":{"type":"LineString","coordinates":[[-98.22047,26.02893],[-98.21809,26.02906]]}}
L.T. PROLOGIS TAP TAP DERIVACION RIO BRAVO - PARQUE INDUSTRIAL | LineString | 138 kV |  | 0.05 km | 138KV-1C-477ACSR-0.053KM-PA | [5 empty] | CONACYT 2024 (oficial) | {"type":"Feature","properties":{},"geometry":{"type":"LineString","coordinates":[[-98.20931,26.01405],[-98.20891,26.01393]]}}
L.T. CENTRAL-ORIENTE II | LineString | 138 kV |  | 3.8 km | 138KV-1C-477ACSR-3.79KM-PA | [5 empty] | CONACYT 2024 (oficial) | {"type":"Feature","properties":{},"geometry":{"type":"LineString","coordinates":[[-97.47067,25.85416],[-97.49521,25.87212],[-97.49559,25.87213]]}}
L.T. JUAREZ - DELNOSA II | LineString | 138 kV |  | 8.24 km | 138KV-2C- 8.23KM- 900ACSR-PA | [5 empty] | CONACYT 2024 (oficial) | {"type":"Feature","properties":{},"geometry":{"type":"LineString","coordinates":[[-98.35963,26.04485],[-98.3596,26.04459],[-98.35542,26.04908],[-98.32894,26.0465],[-98.29033,26.04276],[-98.28388,26.03854],[-98.28375,26.03849]]}}
L.T. LAMOSA TAP - NUEVO LAREDO - PARQUE INDUSTRIAL ORADEL | LineString | 138 kV |  | 0.51 km | 138KV-1C-477ACSR-0.51KM-PM | [5 empty] | CONACYT 2024 (oficial) | {"type":"Feature","properties":{},"geometry":{"type":"LineString","coordinates":[[-99.54377,27.47334],[-99.54324,27.46896]]}}
L.T. CD. INDUSTRIAL-ANAHUAC(N.L.) | LineString | 138 kV |  | 55.26 km | 138KV-2C-900ACSR-55.24KM-TA | [5 empty] | CONACYT 2024 (oficial) | {"type":"Feature","properties":{},"geometry":{"type":"LineString","coordinates":[[-99.64607,27.47431],[-99.77984,27.43724],[-99.80838,27.42712],[-99.92305,27.37184],[-99.93479,27.36497],[-100.02945,27.29221],[-100.12903,27.23836]]}}
L.T. REYNOSA CENTRO - AEROPUERTO | LineString | 138 kV |  | 11.92 km | 138KV-1C-477/795ACSR-11.72KM-TA/PA | [5 empty] | CONACYT 2024 (oficial) | {"type":"Feature","properties":{},"geometry":{"type":"LineString","coordinates":[[-98.27557,25.97777],[-98.27558,25.97978],[-98.30087,26.00017],[-98.28327,26.03804],[-98.30086,26.05458],[-98.29678,26.06127]]}}
L.T. MATAMOROS POT. - INFONAVIT | LineString | 138 kV |  | 14.12 km | 138KV-1C-795ACSR-14.11KV-TA/PA | [5 empty] | CONACYT 2024 (oficial) | {"type":"Feature","properties":{},"geometry":{"type":"LineString","coordinates":[[-97.51774,25.84534],[-97.51772,25.84526],[-97.52779,25.84646],[-97.53398,25.85181],[-97.54737,25.826],[-97.61936,25.82267],[-97.63223,25.82895],[-97.63438,25.82797]]}}
L.T. MICARE TAP RIO ESCONDIDO - NAVA | LineString | 138 kV |  | 0.07 km | 138KV-1C-477ACSR-0.06KM-PA | [5 empty] | CONACYT 2024 (oficial) | {"type":"Feature","properties":{},"geometry":{"type":"LineString","coordinates":[[-100.69885,28.48199],[-100.69834,28.48234]]}}
L.T. RIO ESCONDIDO - NAVA | LineString | 138 kV |  | 13.88 km | 138KV-1C-477ACSR-13.87KM-TA | [5 empty] | CONACYT 2024 (oficial) | {"type":"Feature","properties":{},"geometry":{"type":"LineString","coordinates":[[-100.81043,28.4195],[-100.81072,28.41962],[-100.75551,28.44443],[-100.71238,28.48372],[-100.69935,28.4825],[-100.69885,28.48199],[-100.69877,28.48188]]}}
L.T. PIEDRAS NEGRAS POT.-PUENTE INTERNACIONAL | LineString | 138 kV |  | 11.86 km | 138KV-1C-795ACSR-11.96KM-TA | [5 empty] | CONACYT 2024 (oficial) | {"type":"Feature","properties":{},"geometry":{"type":"LineString","coordinates":[[-100.52528,28.68502],[-100.52558,28.68503],[-100.53797,28.67414],[-100.55516,28.67965],[-100.57166,28.6757],[-100.58345,28.69147],[-100.61274,28.6741]]}}
L.T. FUENTE-PUENTE INTERNACIONAL | LineString | 138 kV |  | 5.89 km | 138KV-1C-795ACSR-5.86KM-TA | [5 empty] | CONACYT 2024 (oficial) | {"type":"Feature","properties":{},"geometry":{"type":"LineString","coordinates":[[-100.52527,28.6851],[-100.52558,28.68503],[-100.53797,28.67414],[-100.55516,28.67965],[-100.57166,28.6757],[-100.57218,28.67634]]}}
L.T. RHEEM TAM ARROYO DEL COYOTE-NUEVO LAREDO | LineString | 138 kV |  | 0.15 km | 138KV-1C-477ACSR-0.15KM-PA | [5 empty] | CONACYT 2024 (oficial) | {"type":"Feature","properties":{},"geometry":{"type":"LineString","coordinates":[[-99.53648,27.46302],[-99.53526,27.46231]]}}
L.T. CAMPESTRE-OJO CALIENTE | LineString | 138 kV |  | 4.48 km | 138KV-1C-477ACSR-4.4KM-TA | [5 empty] | CONACYT 2024 (oficial) | {"type":"Feature","properties":{},"geometry":{"type":"LineString","coordinates":[[-99.49248,27.45869],[-99.49256,27.45829],[-99.4863,27.47485],[-99.50306,27.48352]]}}
L.T. OJO CALIENTE-NARCISO MENDOZA | LineString | 138 kV |  | 3.21 km | 138KV-1C-795ACSR-3.2KM-TA | [5 empty] | CONACYT 2024 (oficial) | {"type":"Feature","properties":{},"geometry":{"type":"LineString","coordinates":[[-99.50322,27.48368],[-99.51914,27.48395],[-99.52299,27.49499]]}}
L.T. CIUDAD INDUSTRAIL-LAREDO PONIENTE | LineString | 138 kV |  | 9.86 km | 138KV-1C-795ACSR-9.85KM-TA | [5 empty] | CONACYT 2024 (oficial) | {"type":"Feature","properties":{},"geometry":{"type":"LineString","coordinates":[[-99.57119,27.50656],[-99.57063,27.50641],[-99.5711,27.48869],[-99.60251,27.48834],[-99.6459,27.47433]]}}
L.T. NUEVO LAREDO-PARQUE INDUSTRIAL ORADEL | LineString | 138 kV |  | 9.76 km | 138KV-1C-477ACSR-9.7KM-TA | [5 empty] | CONACYT 2024 (oficial) | {"type":"Feature","properties":{},"geometry":{"type":"LineString","coordinates":[[-99.62477,27.47752],[-99.60655,27.48692],[-99.57432,27.48343],[-99.55632,27.47312],[-99.53809,27.47286]]}}
L.T. ARROYO DEL COYOTE-CAMPESTRE | LineString | 138 kV |  | 12.36 km | 138KV-1C-477ACSR-12.3KM-TA | [5 empty] | CONACYT 2024 (oficial) | {"type":"Feature","properties":{},"geometry":{"type":"LineString","coordinates":[[-99.49256,27.45869],[-99.49256,27.45829],[-99.49872,27.43539],[-99.52481,27.41659],[-99.54556,27.36371]]}}
L.T. PARQUE INDUSTRIAL PUENTE TAP RIO BRAVO - AEROPUERTO | LineString | 138 kV |  | 0.56 km | 138KV-1C-477ACSR-0.55KM-PA | [5 empty] | CONACYT 2024 (oficial) | {"type":"Feature","properties":{},"geometry":{"type":"LineString","coordinates":[[-98.18515,26.03005],[-98.18374,26.02595]]}}
L.T. SENDERO-MATAMOROS | LineString | 138 kV |  | 4.84 km | 138KV-1C-477ACSR-4.8KM-TA | [5 empty] | CONACYT 2024 (oficial) | {"type":"Feature","properties":{},"geometry":{"type":"LineString","coordinates":[[-97.53646,25.89694],[-97.53695,25.89717],[-97.54634,25.89653],[-97.56073,25.88312],[-97.55001,25.87085]]}}
L.T. MATAMOROS POT. MATAMOROS | LineString | 138 kV |  | 13.67 km | 138KV-2C-795ACSR-13.6KM-TA | [5 empty] | CONACYT 2024 (oficial) | {"type":"Feature","properties":{},"geometry":{"type":"LineString","coordinates":[[-97.53653,25.8969],[-97.53695,25.89717],[-97.54634,25.89653],[-97.56073,25.88312],[-97.61219,25.86246],[-97.61587,25.8404],[-97.6351,25.82832]]}}
L.T. BLACK &amp; DECKER TAP CUMBRES - JARACHINA | LineString | 138 kV |  | 0.34 km | 138KV-1C-795ACSR-0.34KM-PA | [5 empty] | CONACYT 2024 (oficial) | {"type":"Feature","properties":{},"geometry":{"type":"LineString","coordinates":[[-98.3597,26.0671],[-98.36314,26.06702]]}}
L.T. SIECOR TAP JUAREZ - PARQUE INDUSTRIAL DEL NORTE | LineString | 138 kV |  | 0.27 km | 138KV-1C-477ACSR-0.27KM-PA | [5 empty] | CONACYT 2024 (oficial) | {"type":"Feature","properties":{},"geometry":{"type":"LineString","coordinates":[[-98.36571,26.03822],[-98.36831,26.03804]]}}
L.T. NUEVO PROGRESO TAP RIO BRAVO-MATAMOROS | LineString | 138 kV |  | 11.36 km | 138KV-1C-477ACSR-11.35KM-TA-PM | [5 empty] | CONACYT 2024 (oficial) | {"type":"Feature","properties":{},"geometry":{"type":"LineString","coordinates":[[-97.96934,25.94936],[-97.97053,26.03492],[-97.95591,26.03903]]}}
L.T. FALCON MEXICANO - REYNOSA | LineString | 138 kV |  | 113.35 km | 138KV-2C-477ACSR-113.3KM-TA | [5 empty] | CONACYT 2024 (oficial) | {"type":"Feature","properties":{},"geometry":{"type":"LineString","coordinates":[[-98.31127,26.08055],[-98.35752,26.1485],[-98.38664,26.15116],[-98.48591,26.19356],[-98.51801,26.20454],[-98.56645,26.20375],[-98.67567,26.23014],[-98.70273,26.23811],[-98.70556,26.25611],[-98.72549,26.26725],[-98.81346,26.26932],[-98.83132,26.32715],[-98.89417,26.34111],[-99.03308,26.38828],[-99.08446,26.39056],[-99.13108,26.43555],[-99.16425,26.47581],[-99.17888,26.54859],[-99.17014,26.55823]]}}
L.T. MIGUEL ALEMAN TAP FALCON-REYNOSA | LineString | 138 kV |  | 0.68 km | 138KV-1C-477ACSR-0.68ACSR-PM | [5 empty] | CONACYT 2024 (oficial) | {"type":"Feature","properties":{},"geometry":{"type":"LineString","coordinates":[[-99.04739,26.38892],[-99.04869,26.39491]]}}
L.T. DIAZ ORDAZ TAP FALCON REYNOSA | LineString | 138 kV |  | 0.23 km | 138KV-1C-477ACSR-0.23KM-TA | [5 empty] | CONACYT 2024 (oficial) | {"type":"Feature","properties":{},"geometry":{"type":"LineString","coordinates":[[-98.5957,26.21082],[-98.59615,26.21245]]}}
L.T. VALLEHERMOSO-VALLEHERMOSO SUR | LineString | 138 kV |  | 6.49 km | 138KV-1C-477ACSR-6.4KM-PA | [5 empty] | CONACYT 2024 (oficial) | {"type":"Feature","properties":{},"geometry":{"type":"LineString","coordinates":[[-97.81523,25.641],[-97.80632,25.64181],[-97.80599,25.67784],[-97.8155,25.68292]]}}
L.T. MATAMOROS-MILITARY | LineString | 138 kV |  | 2.56 km | 138KV-1C-477ACSR-2.5KM-PM | [5 empty] | CONACYT 2024 (oficial) | {"type":"Feature","properties":{},"geometry":{"type":"LineString","coordinates":[[-97.53478,25.92004],[-97.5362,25.89717]]}}
L.T. DELPHI RIMIR TAP SENDERO-MATAMOROS | LineString | 138 kV |  | 1.06 km | 138KV-1C-266ACSR-1.0KM-TA | [5 empty] | CONACYT 2024 (oficial) | {"type":"Feature","properties":{},"geometry":{"type":"LineString","coordinates":[[-97.55922,25.88481],[-97.55049,25.88147]]}}
L.T. DELPHI TAP SIDERURGICA TAP MATAMOROS POTENCIA - MATAMOROS | LineString | 138 kV |  | 0.22 km | 138KV-1C-266ACSR-0.2KM-TA | [5 empty] | CONACYT 2024 (oficial) | {"type":"Feature","properties":{},"geometry":{"type":"LineString","coordinates":[[-97.55638,25.88739],[-97.55477,25.88633]]}}
L.T. SIDERURGICA DEL GOLFO TAP MATAMOROS POTOTENCIA - MATAMOROS | LineString | 138 kV |  | 0.12 km | 138KV-1C-266ACSR-0.12KM-TA | [5 empty] | CONACYT 2024 (oficial) | {"type":"Feature","properties":{},"geometry":{"type":"LineString","coordinates":[[-97.5541,25.88867],[-97.55511,25.88854]]}}
L.T. RIO BRAVO-MATAMOROS | LineString | 138 kV |  | 55.5 km | 138KV-2C-477ACSR-55.1KM-TA | [5 empty] | CONACYT 2024 (oficial) | {"type":"Feature","properties":{},"geometry":{"type":"LineString","coordinates":[[-97.53638,25.89702],[-97.65977,25.89751],[-97.66338,25.8953],[-97.80286,25.88104],[-97.86316,25.92004],[-97.96934,25.94936],[-97.99094,25.95531],[-98.0426,25.97531],[-98.06293,25.98106]]}}
L.T. EMPALME TAP RIO BRAVO-MATAMOROS | LineString | 138 kV |  | 0.01 km | 138KV-1C-477ACSR-0.013KM | [5 empty] | CONACYT 2024 (oficial) | {"type":"Feature","properties":{},"geometry":{"type":"LineString","coordinates":[[-97.79658,25.8817],[-97.79655,25.88159]]}}
LT MEXICALI II - CENTRO | LineString | 161 kV |  | 5.84 km | 161 KV - 1C - 5.84 KM - 795 ACSR - TA | [5 empty] | CONACYT 2024 (oficial) | {"type":"Feature","properties":{},"geometry":{"type":"LineString","coordinates":[[-115.47752,32.64559],[-115.4738,32.62837],[-115.45857,32.60563]]}}
L.T. CERRO PRIETO IV- GONZALES ORTEGA | LineString | 161 kV |  | 24.71 km | 161 KV - 1C - 24.71 KM - 1113 ACSR - TA | [5 empty] | CONACYT 2024 (oficial) | {"type":"Feature","properties":{},"geometry":{"type":"LineString","coordinates":[[-115.33339,32.57979],[-115.33284,32.57977],[-115.33105,32.5804],[-115.29412,32.5733],[-115.28993,32.52506],[-115.21014,32.42278],[-115.21032,32.4063],[-115.21097,32.40565]]}}
LT LA ROSITA - SANTA ISABEL | LineString | 161 kV |  | 15.13 km | 161 KV - 2C - 15.14 KM - 1113ACSR - TA | [5 empty] | CONACYT 2024 (oficial) | {"type":"Feature","properties":{},"geometry":{"type":"LineString","coordinates":[[-115.56888,32.63227],[-115.56911,32.63155],[-115.57421,32.63101],[-115.57401,32.64744],[-115.58528,32.64672],[-115.60127,32.62549],[-115.63628,32.61779],[-115.64935,32.60961],[-115.66552,32.61135],[-115.66989,32.60077],[-115.67331,32.59655],[-115.67579,32.59543],[-115.67607,32.5958]]}}
LT CENTRO - RIO NUEVO | LineString | 161 kV |  | 3.27 km | 161 KV - 2C - 3.27 KM - 795 ACSR - TA | [5 empty] | CONACYT 2024 (oficial) | {"type":"Feature","properties":{},"geometry":{"type":"LineString","coordinates":[[-115.47745,32.64593],[-115.47839,32.64608],[-115.49432,32.64629],[-115.49559,32.66095],[-115.4958,32.66079]]}}
LT SANTA ISABEL - NACOZARI | LineString | 161 kV |  | 17.85 km | 161 KV - 1/2C - 17.85 KM - 795 ACSR - TA | [5 empty] | CONACYT 2024 (oficial) | {"type":"Feature","properties":{},"geometry":{"type":"LineString","coordinates":[[-115.56948,32.63225],[-115.56936,32.63099],[-115.57421,32.63101],[-115.57401,32.64744],[-115.57424,32.65934],[-115.49974,32.66476],[-115.49566,32.6611],[-115.49559,32.66095],[-115.49415,32.64643],[-115.47839,32.64608],[-115.45427,32.64031]]}}
LT PACKARD - CETYS | LineString | 161 kV |  | 7.31 km | 161 KV - 1/2C - 7.31 KM - 795 ACSR - PA | [5 empty] | CONACYT 2024 (oficial) | {"type":"Feature","properties":{},"geometry":{"type":"LineString","coordinates":[[-115.39829,32.63862],[-115.39758,32.63843],[-115.42145,32.61491],[-115.43559,32.61078],[-115.4464,32.62502],[-115.44647,32.6251]]}}
LT PACKARD - MEXICALI II | LineString | 161 kV |  | 4.44 km | 161 KV - 1/2C - 4.44 KM - 795 ACSR - PA | [5 empty] | CONACYT 2024 (oficial) | {"type":"Feature","properties":{},"geometry":{"type":"LineString","coordinates":[[-115.44645,32.6252],[-115.4464,32.62502],[-115.43559,32.61078],[-115.45824,32.6061],[-115.45847,32.60565]]}}
LT CERRO PRIETO I - MEXICALI II | LineString | 161 kV |  | 33.17 km | 161 KV - 2C - 33.17 KM - 795 ACSR - TA | [5 empty] | CONACYT 2024 (oficial) | {"type":"Feature","properties":{},"geometry":{"type":"LineString","coordinates":[[-115.45841,32.60486],[-115.45836,32.60414],[-115.42594,32.51451],[-115.32089,32.45785],[-115.28812,32.45458],[-115.23803,32.40005],[-115.23855,32.3997]]}}
LT MEXICALI II - RUIZ CORTINES | LineString | 161 kV |  | 61.34 km | 161 KV - 1C - 61.34 KM - 795 ACSR - TA | [5 empty] | CONACYT 2024 (oficial) | {"type":"Feature","properties":{},"geometry":{"type":"LineString","coordinates":[[-114.8371,32.50134],[-114.85116,32.50809],[-115.02311,32.55873],[-115.0733,32.55321],[-115.27635,32.55424],[-115.32342,32.56669],[-115.39927,32.59054],[-115.40141,32.5871],[-115.45058,32.60123],[-115.45824,32.6061],[-115.45832,32.60564]]}}
L.T. MEXICALI ORIENTE - CETYS | LineString | 161 kV |  | 6.62 km | 161 KV - 1/2 C - 6.62 KM - 900 ACSR - TA | [5 empty] | CONACYT 2024 (oficial) | {"type":"Feature","properties":{},"geometry":{"type":"LineString","coordinates":[[-115.35735,32.65445],[-115.35728,32.65374],[-115.36585,32.6335],[-115.36865,32.63533],[-115.38577,32.63499],[-115.39671,32.63977],[-115.39746,32.63894],[-115.39825,32.63883]]}}
LT SANTA ISABEL - RIO NUEVO | LineString | 161 kV |  | 11.34 km | 161 KV - 1/2C - 11.34 KM - 1113 ACSR - PA | [5 empty] | CONACYT 2024 (oficial) | {"type":"Feature","properties":{},"geometry":{"type":"LineString","coordinates":[[-115.49583,32.66103],[-115.49566,32.6611],[-115.49974,32.66476],[-115.57424,32.65934],[-115.57401,32.64744],[-115.57421,32.63101],[-115.56936,32.63099],[-115.56932,32.63232]]}}
LT RUIZ CORTINEZ ENTQ. CERRO PRIETO I - HIDALGO | LineString | 161 kV |  | 7.68 km | 161 KV - 1C - 7.68 KM - 795 ACSR - TA | [5 empty] | CONACYT 2024 (oficial) | {"type":"Feature","properties":{},"geometry":{"type":"LineString","coordinates":[[-114.77823,32.47912],[-114.77828,32.47886],[-114.79668,32.47946],[-114.81058,32.49189],[-114.81788,32.49418],[-114.83398,32.50086],[-114.83754,32.50116]]}}
LT CERRO PRIETO I - CERRO PRIETO IV | LineString | 161 kV |  | 6.04 km | 161 KV - 2C - 6.04 KM - 1113 ACSR - TA | [5 empty] | CONACYT 2024 (oficial) | {"type":"Feature","properties":{},"geometry":{"type":"LineString","coordinates":[[-115.23773,32.39881],[-115.22047,32.38127],[-115.21023,32.38855],[-115.21083,32.40549]]}}
L.T. GONZALES ORTEGA - CETYS | LineString | 161 kV |  | 10.53 km | 161 KV - 1/2C - 10.53 KM - 1113 ACSR - TA | [5 empty] | CONACYT 2024 (oficial) | {"type":"Feature","properties":{},"geometry":{"type":"LineString","coordinates":[[-115.3983,32.63898],[-115.39746,32.63894],[-115.39671,32.63977],[-115.38577,32.63499],[-115.36865,32.63533],[-115.36505,32.63297],[-115.36384,32.62646],[-115.33902,32.60402],[-115.33105,32.5804],[-115.33284,32.57977],[-115.33336,32.57993]]}}
LT RIO NUEVO - NACOZARI | LineString | 161 kV |  | 6.54 km | 161 KV - 2C - 6.54 KM - 795 ACSR - TA | [5 empty] | CONACYT 2024 (oficial) | {"type":"Feature","properties":{},"geometry":{"type":"LineString","coordinates":[[-115.49586,32.66087],[-115.49559,32.66095],[-115.49415,32.64643],[-115.47839,32.64608],[-115.45427,32.64031]]}}
L.T. NAVA - FUENTE | LineString | 138 kV |  | 40.82 km | 138KV-1C-477ACSR-40.77KM-TA | [5 empty] | CONACYT 2024 (oficial) | {"type":"Feature","properties":{},"geometry":{"type":"LineString","coordinates":[[-100.81042,28.41955],[-100.81072,28.41962],[-100.75551,28.44443],[-100.71238,28.48372],[-100.68592,28.5085],[-100.69322,28.52934],[-100.67481,28.54538],[-100.64724,28.54638],[-100.62833,28.57805],[-100.61841,28.61365],[-100.60514,28.61662],[-100.57072,28.67604],[-100.57233,28.67612],[-100.57215,28.67626]]}}
L.T. VALLEHERMOSO TAP RIO BRAVO MATAMOROS | LineString | 138 kV |  | 23.91 km | 138KV-1C-266ACSR-23.90KM-PM | [5 empty] | CONACYT 2024 (oficial) | {"type":"Feature","properties":{},"geometry":{"type":"LineString","coordinates":[[-97.79646,25.88171],[-97.79559,25.87895],[-97.79606,25.74909],[-97.81219,25.74804],[-97.81278,25.68872],[-97.81544,25.68294]]}}
L.T. MATAMOROS POT. - SENDRO | LineString | 138 kV |  | 14.86 km | 138KV-1C-795ACSR-14.85KM-TA/PA | [5 empty] | CONACYT 2024 (oficial) | {"type":"Feature","properties":{},"geometry":{"type":"LineString","coordinates":[[-97.54992,25.87073],[-97.53398,25.85181],[-97.54737,25.826],[-97.61936,25.82267],[-97.63223,25.82895],[-97.63474,25.8281]]}}
LT Amistad | LineString | 138 kV |  | 40.61 km | NO DEFINIDO | [5 empty] | CONACYT 2024 (oficial) | {"type":"Feature","properties":{},"geometry":{"type":"LineString","coordinates":[[-101.08098,29.32481],[-101.09167,29.35642],[-101.15783,29.33215],[-101.23919,29.34142],[-101.26489,29.33612],[-101.27809,29.33838],[-101.29023,29.35513],[-101.33941,29.3714],[-101.35456,29.38364],[-101.34036,29.40841],[-101.31163,29.41755],[-101.30618,29.43778]]}}
LT Amistad | LineString | 138 kV |  | 84.32 km | NO DEFINIDO | [5 empty] | CONACYT 2024 (oficial) | {"type":"Feature","properties":{},"geometry":{"type":"LineString","coordinates":[[-101.59222,29.55914],[-101.44824,29.60614],[-101.30618,29.43778],[-101.28931,29.40643],[-101.07974,29.38791],[-101.0567,29.30713],[-101.02094,29.31088],[-101.0197,29.28757],[-100.98341,29.28451],[-100.96701,29.28743]]}}
S.E. ELEVADORA CSC | Point | 161 kV | [5 empty] | En proyecto | Baja California | Mexicali | CONACYT 2024 (oficial) | {"type":"Feature","properties":{},"geometry":{"type":"Point","coordinates":[-115.31483,32.40736]}}
L.T. CT LERMA-SAMULA I | LineString | 115 kV |  | 8.69 km | 115KV-1C-8.6KM-TA | [5 empty] | CONACYT 2024 (oficial) | {"type":"Feature","properties":{},"geometry":{"type":"LineString","coordinates":[[-90.54261,19.82075],[-90.54271,19.82024],[-90.54624,19.81011],[-90.57777,19.80028],[-90.61306,19.79318],[-90.61332,19.79393]]}}
L.T. SAMULA II-KALA | LineString | 115 kV |  | 14.21 km | 115KV-1C-14.21KM-TA | [5 empty] | CONACYT 2024 (oficial) | {"type":"Feature","properties":{},"geometry":{"type":"LineString","coordinates":[[-90.47799,19.85104],[-90.49501,19.83471],[-90.48507,19.79939],[-90.49068,19.78633],[-90.50499,19.7843],[-90.52268,19.8001],[-90.50886,19.80835],[-90.50661,19.80884]]}}
L.T. SAMULA I-SAMULA II | LineString | 115 kV |  | 5.1 km | 115KV-1C-5.10KM-TA | [5 empty] | CONACYT 2024 (oficial) | {"type":"Feature","properties":{},"geometry":{"type":"LineString","coordinates":[[-90.54257,19.82071],[-90.54255,19.82063],[-90.54005,19.81563],[-90.52268,19.8001],[-90.50886,19.80835],[-90.50661,19.80884]]}}
L.T. SABANCUY -CHAMPOTON | LineString | 115 kV |  | 69.64 km | 115KV-1C-69.65KM-TA | [5 empty] | CONACYT 2024 (oficial) | {"type":"Feature","properties":{},"geometry":{"type":"LineString","coordinates":[[-91.1925,18.96241],[-91.19316,18.96244],[-91.20274,18.98376],[-91.16497,19.00502],[-91.08855,18.99612],[-91.05986,19.0371],[-90.95518,19.14895],[-90.93027,19.15892],[-90.85515,19.21065],[-90.78945,19.27249],[-90.74562,19.28647],[-90.73037,19.29816],[-90.72744,19.32457]]}}
L.T. LOS RIOS-PALENQUE | LineString | 115 kV |  | 30.69 km | 115KV-1C-30.68KM-PC | [5 empty] | CONACYT 2024 (oficial) | {"type":"Feature","properties":{},"geometry":{"type":"LineString","coordinates":[[-91.99256,17.52205],[-91.9469,17.60839],[-91.93016,17.63638],[-91.87557,17.68337],[-91.86933,17.75947]]}}
LT SAN LORENZO POT. - PONIENTE | LineString | 115 kV |  | 10.59 km | 115KV-1C/2C-10.5KM-477ACSR 73040 | [5 empty] | CONACYT 2024 (oficial) | {"type":"Feature","properties":{},"geometry":{"type":"LineString","coordinates":[[-98.2677,19.06073],[-98.26768,19.06096],[-98.26016,19.07684],[-98.26098,19.12356],[-98.24313,19.12643],[-98.243,19.12117],[-98.24305,19.12081]]}}
LT SAN LORENZO POTENCIA - TONANTZINTLA (UNIVERSIDAD) | LineString | 115 kV |  | 19.51 km | 115KV-1C/2C/4C-19.5KM-795ACSR 73750 | [5 empty] | CONACYT 2024 (oficial) | {"type":"Feature","properties":{},"geometry":{"type":"LineString","coordinates":[[-98.29884,19.02951],[-98.29875,19.02969],[-98.29849,19.03959],[-98.29085,19.03969],[-98.27906,19.04616],[-98.27827,19.04659],[-98.27724,19.06791],[-98.29005,19.08019],[-98.27186,19.135],[-98.2495,19.11238],[-98.24241,19.11972],[-98.24226,19.11999]]}}
LT TLACOTEPEC - TEHUACAN | LineString | 115 kV |  | 85.7 km | 115KV-85.6KM-477ACSR 73530 | [5 empty] | CONACYT 2024 (oficial) | {"type":"Feature","properties":{},"geometry":{"type":"LineString","coordinates":[[-97.40444,18.49901],[-97.40673,18.51217],[-97.43841,18.52337],[-97.61576,18.70505],[-97.6451,18.78675],[-97.70445,18.85718],[-97.71128,18.87072],[-97.71594,18.8659],[-97.72501,18.77797],[-97.72474,18.7248],[-97.73044,18.68763],[-97.72349,18.68064],[-97.69626,18.6951],[-97.65635,18.70384],[-97.64392,18.68371],[-97.64379,18.68344]]}}
LT SAN MARTIN POT. - EL MORAL | LineString | 115 kV |  | 12.93 km | 115KV-1C-12.9KM-795ACSR 73460 | [5 empty] | CONACYT 2024 (oficial) | {"type":"Feature","properties":{},"geometry":{"type":"LineString","coordinates":[[-98.41922,19.30187],[-98.41852,19.30188],[-98.41757,19.3019],[-98.41191,19.29292],[-98.41116,19.29249],[-98.4108,19.29158],[-98.4167,19.27225],[-98.41929,19.26367],[-98.41544,19.26001],[-98.41714,19.25556],[-98.42144,19.25261],[-98.42259,19.25223],[-98.43,19.26139],[-98.46179,19.2716],[-98.46292,19.27098]]}}
LT. LOS RIOS TAP.-ZAPATA PONIENTE | LineString | 115 kV |  | 1.28 km | 115KV-1C-1.27KM-PC | [5 empty] | CONACYT 2024 (oficial) | {"type":"Feature","properties":{},"geometry":{"type":"LineString","coordinates":[[-91.74584,17.72389],[-91.75645,17.72789]]}}
L.T. COMALCALCO - COMALCALCO ORIENTE | LineString | 115 kV |  | 6.38 km | 115KV-1C-6.38KM-TA | [5 empty] | CONACYT 2024 (oficial) | {"type":"Feature","properties":{},"geometry":{"type":"LineString","coordinates":[[-93.21734,18.29007],[-93.21727,18.2894],[-93.21506,18.28915],[-93.20103,18.24775],[-93.21093,18.24411]]}}
L.T. COMALCALCO OTE.-PARAISO | LineString | 115 kV |  | 10.84 km | 115KV-1C-10.65KM-TA | [5 empty] | CONACYT 2024 (oficial) | {"type":"Feature","properties":{},"geometry":{"type":"LineString","coordinates":[[-93.2338,18.38043],[-93.23533,18.3802],[-93.21254,18.30633],[-93.21506,18.28915],[-93.21727,18.2894]]}}
L.T. PARAISO-DOS BOCAS | LineString | 115 kV |  | 9.05 km | 115KV-1C-9.05KM-TA | [5 empty] | CONACYT 2024 (oficial) | {"type":"Feature","properties":{},"geometry":{"type":"LineString","coordinates":[[-93.17837,18.42817],[-93.21792,18.4143],[-93.2374,18.38692],[-93.23533,18.3802],[-93.2338,18.38043]]}}
LT MACUSPANA-TAP-MACUSPANA II | LineString | 115 kV |  | 0.59 km | 115KV-1C-0.53KM-TA | [5 empty] | CONACYT 2024 (oficial) | {"type":"Feature","properties":{},"geometry":{"type":"LineString","coordinates":[[-92.61352,17.74429],[-92.61823,17.74289]]}}
LT. SABANCUY -CONCORDIA | LineString | 115 kV |  | 82.81 km | 115KV-1C-82.80KM-TA | [5 empty] | CONACYT 2024 (oficial) | {"type":"Feature","properties":{},"geometry":{"type":"LineString","coordinates":[[-91.82352,18.63502],[-91.82395,18.63506],[-91.81187,18.64385],[-91.81082,18.64484],[-91.79792,18.64314],[-91.79307,18.65294],[-91.76067,18.66395],[-91.72118,18.68476],[-91.70739,18.69478],[-91.65693,18.71856],[-91.63883,18.7319],[-91.54184,18.77215],[-91.51843,18.76178],[-91.48923,18.79207],[-91.4582,18.81823],[-91.44828,18.83143],[-91.43748,18.8437],[-91.39969,18.88568],[-91.38879,18.89412],[-91.3432,18.91974],[-91.30527,18.93732],[-91.27645,18.92649],[-91.1967,18.96254],[-91.19271,18.96192]]}}
LT. SABANCUY -CD-DEL CARMEN | LineString | 115 kV |  | 77.06 km | 115KV-1C-77.05KM-TA | [5 empty] | CONACYT 2024 (oficial) | {"type":"Feature","properties":{},"geometry":{"type":"LineString","coordinates":[[-91.79566,18.65841],[-91.79516,18.65851],[-91.79307,18.65294],[-91.76067,18.66395],[-91.72118,18.68476],[-91.70739,18.69478],[-91.65693,18.71856],[-91.63883,18.7319],[-91.54184,18.77215],[-91.51843,18.76178],[-91.48923,18.79207],[-91.4582,18.81823],[-91.44828,18.83143],[-91.43748,18.8437],[-91.40037,18.8853],[-91.38867,18.89454],[-91.34318,18.92007],[-91.29646,18.94165],[-91.27537,18.92876],[-91.19657,18.96364],[-91.19264,18.96218]]}}
LT. SABANCUY -TAP-EL PALMAR | LineString | 115 kV |  | 0.18 km | 115KV-1C-0.17KM-TA | [5 empty] | CONACYT 2024 (oficial) | {"type":"Feature","properties":{},"geometry":{"type":"LineString","coordinates":[[-91.48983,18.79281],[-91.48923,18.79207]]}}
LT. KILOMETRO 20-SAMARIA | LineString | 115 kV |  | 30.2 km | 115KV-2C-30.18KM-TA | [5 empty] | CONACYT 2024 (oficial) | {"type":"Feature","properties":{},"geometry":{"type":"LineString","coordinates":[[-93.08903,18.00043],[-93.07213,17.985],[-93.03399,17.98451],[-93.00772,17.96596],[-92.98475,17.95515],[-92.92912,17.94158],[-92.92131,17.92528],[-92.92756,17.90619],[-92.92454,17.88851],[-92.92891,17.84634],[-92.92615,17.84354]]}}
LT. TENOSIQUE-LACANJA | LineString | 115 kV |  | 98.05 km | 115KV-1C-98.00KM-PC | [5 empty] | CONACYT 2024 (oficial) | {"type":"Feature","properties":{},"geometry":{"type":"LineString","coordinates":[[-91.097,16.81503],[-91.09787,16.80003],[-91.15599,16.85598],[-91.20355,16.89153],[-91.23128,16.91633],[-91.26367,16.97066],[-91.31731,17.03536],[-91.39689,17.10085],[-91.41322,17.13117],[-91.51662,17.20061],[-91.51969,17.21698],[-91.50526,17.2978],[-91.45561,17.3641],[-91.442,17.376],[-91.44172,17.40894],[-91.44545,17.42639],[-91.4618,17.45355],[-91.45531,17.45664]]}}
LT.EL ZOPO-CEMENTOS APASCO | LineString | 115 kV |  | 2.52 km | 115KV-1C-2.52KM-TA | [5 empty] | CONACYT 2024 (oficial) | {"type":"Feature","properties":{},"geometry":{"type":"LineString","coordinates":[[-92.44236,17.65013],[-92.44025,17.6695]]}}
LT. MACUSPANA II-EL ZOPO (LINEA 1) | LineString | 115 kV |  | 31.11 km | 115KV-1C-30.97KM-TA | [5 empty] | CONACYT 2024 (oficial) | {"type":"Feature","properties":{},"geometry":{"type":"LineString","coordinates":[[-92.44033,17.67011],[-92.44269,17.67326],[-92.56601,17.70999],[-92.57331,17.72765],[-92.56321,17.7385],[-92.56065,17.76972],[-92.60501,17.79886],[-92.60819,17.83308]]}}
LT. MACUSPANA II-EL ZOPO (LINEA 2) | LineString | 115 kV |  | 31.89 km | 115KV-1C-31.70KM-TA | [5 empty] | CONACYT 2024 (oficial) | {"type":"Feature","properties":{},"geometry":{"type":"LineString","coordinates":[[-92.44066,17.67018],[-92.44111,17.67169],[-92.5869,17.71486],[-92.61633,17.73075],[-92.61978,17.75276],[-92.62643,17.76175],[-92.62483,17.78466],[-92.60916,17.82049],[-92.60806,17.83212]]}}
LT LAGUNA DEL CONEJO - ENERTEK | LineString | 115 kV |  | 2.13 km | 115KV-2C-2.1KM-795ACSR-TA/PA | [5 empty] | CONACYT 2024 (oficial) | {"type":"Feature","properties":{},"geometry":{"type":"LineString","coordinates":[[-97.89575,22.3856],[-97.90612,22.40083],[-97.90651,22.40067]]}}
LT TEPEYAC - PALMAS | LineString | 115 kV |  | 9.27 km | 115KV-1C-9.2KM-477ACSR-TA/PA | [5 empty] | CONACYT 2024 (oficial) | {"type":"Feature","properties":{},"geometry":{"type":"LineString","coordinates":[[-97.42777,20.53511],[-97.4206,20.54114],[-97.42107,20.55918],[-97.44718,20.5683],[-97.45667,20.56382],[-97.45784,20.54744]]}}
LT JALAPA II - COATEPEC | LineString | 115 kV |  | 10.21 km | 115KV-1C/2C-10.2KM-795ACSR-TA/PA 73240 | [5 empty] | CONACYT 2024 (oficial) | {"type":"Feature","properties":{},"geometry":{"type":"LineString","coordinates":[[-96.92079,19.51088],[-96.92112,19.51074],[-96.92769,19.50426],[-96.91362,19.43041],[-96.91398,19.43074]]}}
LT OAXACA I - OAXACA PTE. (MONTOYA) | LineString | 115 kV |  | 6.27 km | 115KV-2C-6.2KM-TA-PA | [5 empty] | CONACYT 2024 (oficial) | {"type":"Feature","properties":{},"geometry":{"type":"LineString","coordinates":[[-96.72459,17.05146],[-96.72943,17.05075],[-96.7508,17.07238],[-96.75856,17.08717]]}}
LT TONANTZINTLA(UNIVERSIDAD) - ATLIXCO | LineString | 115 kV |  | 25.84 km | 115KV-2C-25.8KM-795ACSR 73410 | [5 empty] | CONACYT 2024 (oficial) | {"type":"Feature","properties":{},"geometry":{"type":"LineString","coordinates":[[-98.29919,19.02905],[-98.29917,19.02882],[-98.30049,19.01924],[-98.31534,18.98439],[-98.31765,18.98371],[-98.33061,18.96913],[-98.34972,18.95384],[-98.35993,18.95378],[-98.37245,18.93516],[-98.38297,18.90117],[-98.3988,18.87444],[-98.41874,18.87018],[-98.43005,18.88018],[-98.4304,18.88022]]}}
LT LAS BRISAS - INFONAVIT | LineString | 115 kV |  | 4.99 km | 115KV-1C-4.9KM-795ACSR | [5 empty] | CONACYT 2024 (oficial) | {"type":"Feature","properties":{},"geometry":{"type":"LineString","coordinates":[[-96.19464,19.19978],[-96.1946,19.19933],[-96.18243,19.18161],[-96.17348,19.1878],[-96.16297,19.19515],[-96.16263,19.19534],[-96.1627,19.19552]]}}
LT PIEDRAS NEGRAS - MATAPIONCHE (PEMEX) | LineString | 115 kV |  | 29.8 km | 115KV-1C/2C-29.8KM-477CSR | [5 empty] | CONACYT 2024 (oficial) | {"type":"Feature","properties":{},"geometry":{"type":"LineString","coordinates":[[-96.40254,18.81397],[-96.39545,18.80423],[-96.37985,18.80512],[-96.34098,18.83076],[-96.32331,18.82565],[-96.30401,18.7903],[-96.27152,18.78219],[-96.25107,18.7688],[-96.23602,18.76562],[-96.21165,18.76025],[-96.17715,18.75979],[-96.16932,18.7655]]}}
LT. KILOMETRO 20-VILLAHERMOSA II | LineString | 115 kV |  | 14.83 km | 115KV-1C-14.82KM-TA | [5 empty] | CONACYT 2024 (oficial) | {"type":"Feature","properties":{},"geometry":{"type":"LineString","coordinates":[[-92.92715,17.97363],[-92.91939,17.95509],[-92.91991,17.91568],[-92.92528,17.90543],[-92.92275,17.88495],[-92.9252,17.84426]]}}
LT. MACULTEPEC TAP-VILLAHERMOSA NORTE | LineString | 115 kV |  | 2.44 km | 115KV-1C-2.43KM-TA | [5 empty] | CONACYT 2024 (oficial) | {"type":"Feature","properties":{},"geometry":{"type":"LineString","coordinates":[[-92.86532,18.14261],[-92.85924,18.16243]]}}
LT. CARDENAS II - CARDENAS I | LineString | 115 kV |  | 7.05 km | 115KV-1C-7.04KM-TA | [5 empty] | CONACYT 2024 (oficial) | {"type":"Feature","properties":{},"geometry":{"type":"LineString","coordinates":[[-93.39307,17.99841],[-93.39095,18.00929],[-93.36243,18.00793],[-93.34117,17.9984]]}}
LT. CARDENAS I - CHONTALPA (TULIPAN) | LineString | 115 kV |  | 21.37 km | 115KV-1C-21.36KM-TA | [5 empty] | CONACYT 2024 (oficial) | {"type":"Feature","properties":{},"geometry":{"type":"LineString","coordinates":[[-93.56134,18.01786],[-93.56117,17.99842],[-93.5496,17.9963],[-93.41445,17.99487],[-93.41296,18.00403],[-93.39367,17.99835]]}}
LT HUIMANGUILLO TAP-MEZCALAPA | LineString | 115 kV |  | 1.54 km | 115KV-1C-1.54KM-TA | [5 empty] | CONACYT 2024 (oficial) | {"type":"Feature","properties":{},"geometry":{"type":"LineString","coordinates":[[-93.41164,17.8446],[-93.39719,17.84287]]}}
LT. MANUEL MORENO TORRES-TUXTLA I | LineString | 115 kV |  | 35.45 km | 115KV-1C-35.19KM-TA | [5 empty] | CONACYT 2024 (oficial) | {"type":"Feature","properties":{},"geometry":{"type":"LineString","coordinates":[[-93.09382,16.94025],[-93.10727,16.93843],[-93.12478,16.93656],[-93.17757,16.94242],[-93.18186,16.93993],[-93.21377,16.91681],[-93.20657,16.88859],[-93.20899,16.85719],[-93.18339,16.81093],[-93.176,16.77675],[-93.16744,16.77429],[-93.13294,16.76053]]}}
LT. EL SABINO-TUXTLA SUR | LineString | 115 kV |  | 8.56 km | 115KV-1C-85.59KM-TA | [5 empty] | CONACYT 2024 (oficial) | {"type":"Feature","properties":{},"geometry":{"type":"LineString","coordinates":[[-93.18964,16.81007],[-93.19547,16.8059],[-93.20571,16.76807],[-93.20643,16.74626],[-93.19879,16.74261]]}}
LT LAS MATAS - COSOLEACAQUE | LineString | 115 kV |  | 6.67 km | 115KV-1C-6.6KM-PC 73690 | [5 empty] | CONACYT 2024 (oficial) | {"type":"Feature","properties":{},"geometry":{"type":"LineString","coordinates":[[-94.55992,18.00427],[-94.56673,18.01714],[-94.55845,18.02106],[-94.52297,18.01408],[-94.52174,18.01396]]}}
LT NANCHITAL II - RESISTOL | LineString | 115 kV |  | 12.64 km | 115KV-1C-4.2KM-PC 73100 | [5 empty] | CONACYT 2024 (oficial) | {"type":"Feature","properties":{},"geometry":{"type":"LineString","coordinates":[[-94.38012,18.08019],[-94.37905,18.06041],[-94.37027,18.04172],[-94.35756,18.03142],[-94.33674,18.02618],[-94.31726,18.01393],[-94.32481,18.00772]]}}
LT SAN ANDRES II - P.H. CHILAPAN | LineString | 115 kV |  | 9.6 km | 115KV-1C-9.5KM-477ACSR 73910 | [5 empty] | CONACYT 2024 (oficial) | {"type":"Feature","properties":{},"geometry":{"type":"LineString","coordinates":[[-95.23005,18.44679],[-95.22439,18.43861],[-95.20051,18.42743],[-95.15346,18.41978]]}}
LT LAPSOLITE TAP SAN MARTIN - SAN MIGUEL | LineString | 115 kV |  | 0.33 km | 115KV-1C-0.3KM-PM 73T17 | [5 empty] | CONACYT 2024 (oficial) | {"type":"Feature","properties":{},"geometry":{"type":"LineString","coordinates":[[-98.41544,19.26001],[-98.41314,19.25847]]}}
LT PUERTO ALTAMIRA ENTQ. TAMPICO - REF MADERO | LineString | 115 kV |  | 24.58 km | 115KV-1C-24.5KM | [5 empty] | CONACYT 2024 (oficial) | {"type":"Feature","properties":{},"geometry":{"type":"LineString","coordinates":[[-97.84457,22.31669],[-97.84298,22.32987],[-97.83083,22.33883],[-97.8382,22.35466],[-97.85079,22.35697],[-97.8578,22.38527],[-97.86683,22.3884],[-97.87968,22.42915],[-97.89879,22.44484],[-97.9061,22.46344],[-97.90601,22.49057]]}}
LT TAMAULIPAS - POLVORIN | LineString | 115 kV |  | 7.36 km | 115KV-1C/2C-7.3KM-477 73280 | [5 empty] | CONACYT 2024 (oficial) | {"type":"Feature","properties":{},"geometry":{"type":"LineString","coordinates":[[-97.84369,22.27143],[-97.84401,22.27136],[-97.83712,22.25219],[-97.85372,22.21937],[-97.85394,22.21912]]}}
LT TANCOL - CHAIREL | LineString | 115 kV |  | 7.08 km | 115KV-1C/2C-7KM-477ASCR | [5 empty] | CONACYT 2024 (oficial) | {"type":"Feature","properties":{},"geometry":{"type":"LineString","coordinates":[[-97.87531,22.23734],[-97.88514,22.25665],[-97.88065,22.27323],[-97.88685,22.28875],[-97.88639,22.28874]]}}
LT. MANUEL MORENO TORRES-MALPASO I | LineString | 115 kV |  | 65.46 km | 115KV-1C-65.18KM-TA | [5 empty] | CONACYT 2024 (oficial) | {"type":"Feature","properties":{},"geometry":{"type":"LineString","coordinates":[[-93.09385,16.94027],[-93.10727,16.93843],[-93.12478,16.93656],[-93.17758,16.94242],[-93.18186,16.93993],[-93.21377,16.91681],[-93.2837,16.98615],[-93.32196,16.99749],[-93.40958,17.06245],[-93.44078,17.11676],[-93.45886,17.13365],[-93.53177,17.16684],[-93.59133,17.1783]]}}
LT. EL ZOPO TAP-ZAPATA II | LineString | 115 kV |  | 0.04 km | 115KV-1C-0.05KM-TA | [5 empty] | CONACYT 2024 (oficial) | {"type":"Feature","properties":{},"geometry":{"type":"LineString","coordinates":[[-91.87048,17.76071],[-91.87032,17.76041]]}}
LT. LERMA TAP.-HECELCHACAN | LineString | 115 kV |  | 0.07 km | 115KV-1C-0.10KM-TA | [5 empty] | CONACYT 2024 (oficial) | {"type":"Feature","properties":{},"geometry":{"type":"LineString","coordinates":[[-90.11865,20.18792],[-90.11922,20.18781]]}}
LT. LAGUNA DE TERMINOS-CONCORDIA | LineString | 115 kV |  | 2.98 km | 115KV-1C-2.98KM-TA/PA/(SUBTERRANEO) | [5 empty] | CONACYT 2024 (oficial) | {"type":"Feature","properties":{},"geometry":{"type":"LineString","coordinates":[[-91.81696,18.64878],[-91.81695,18.64883],[-91.81082,18.64484],[-91.81187,18.64385],[-91.82395,18.63506],[-91.82354,18.63501]]}}
LT. LAGUNA DE TERMINOS-CD. DEL CARMEN | LineString | 115 kV |  | 6.87 km | 115KV-1C-6.872KM-TA/PA (SUBTERRANEO) | [5 empty] | CONACYT 2024 (oficial) | {"type":"Feature","properties":{},"geometry":{"type":"LineString","coordinates":[[-91.79566,18.65853],[-91.79516,18.65851],[-91.79307,18.65294],[-91.79792,18.64314],[-91.81082,18.64484],[-91.81695,18.64883],[-91.81692,18.6488]]}}
LT.LAZARO CARDENAS-MAHAHUAL | LineString | 115 kV |  | 61.86 km | 115 KV-61.83KM-TA | [5 empty] | CONACYT 2024 (oficial) | {"type":"Feature","properties":{},"geometry":{"type":"LineString","coordinates":[[-87.71773,18.75144],[-87.73036,18.76592],[-87.88973,18.93409],[-87.92454,18.96966],[-88.06282,18.97564],[-88.10956,18.9798],[-88.19339,18.95433]]}}
LT. INSURGENTES-CHETUMAL NORTE | LineString | 115 kV |  | 6.09 km | 115KV-1C-6.09KM-TA | [5 empty] | CONACYT 2024 (oficial) | {"type":"Feature","properties":{},"geometry":{"type":"LineString","coordinates":[[-88.29709,18.53298],[-88.29705,18.53328],[-88.33011,18.53572],[-88.33596,18.53048],[-88.33108,18.51905]]}}
LT. CENTRO-ITZAES | LineString | 115 kV |  | 6.2 km | 115KV-1C-6.20KM-TA | [5 empty] | CONACYT 2024 (oficial) | {"type":"Feature","properties":{},"geometry":{"type":"LineString","coordinates":[[-89.61462,20.96671],[-89.61404,20.96661],[-89.61835,20.9465],[-89.6473,20.95626]]}}
LT. NACHICOCOM-SUR | LineString | 115 kV |  | 10.91 km | 115KV-1C-10.90KM-TA | [5 empty] | CONACYT 2024 (oficial) | {"type":"Feature","properties":{},"geometry":{"type":"LineString","coordinates":[[-89.62132,20.91183],[-89.58157,20.94395],[-89.58318,20.98094],[-89.59236,20.98238]]}}
LT. MACUSPANA II-KILOMETRO 20 | LineString | 115 kV |  | 34.23 km | 115KV-1C-34.13KM-TA | [5 empty] | CONACYT 2024 (oficial) | {"type":"Feature","properties":{},"geometry":{"type":"LineString","coordinates":[[-92.60769,17.83427],[-92.61279,17.83874],[-92.74641,17.82498],[-92.79331,17.82243],[-92.87976,17.83769],[-92.91727,17.84059],[-92.91824,17.84128],[-92.92534,17.84391]]}}
LT. TEAPA-PICHUCALCO | LineString | 115 kV |  | 20.88 km | 115KV-1C-21.06KM-TA | [5 empty] | CONACYT 2024 (oficial) | {"type":"Feature","properties":{},"geometry":{"type":"LineString","coordinates":[[-92.966,17.58141],[-92.97156,17.57213],[-93.02679,17.54785],[-93.06097,17.54129],[-93.07556,17.52397],[-93.08651,17.49181],[-93.0973,17.48956],[-93.11481,17.49721]]}}
LT. MEZCALAPA-KILOMETRO 20 | LineString | 115 kV |  | 65.06 km | 115KV-1C-65.05KM-TA | [5 empty] | CONACYT 2024 (oficial) | {"type":"Feature","properties":{},"geometry":{"type":"LineString","coordinates":[[-92.92503,17.84316],[-92.93161,17.84307],[-92.95763,17.81681],[-93.00758,17.80367],[-93.0756,17.80366],[-93.19549,17.72429],[-93.26407,17.69234],[-93.40302,17.6487],[-93.48227,17.65539]]}}
LT. REFORMA TAP-KILOMETRO 20 | LineString | 115 kV |  | 10.05 km | 115KV-1C-10.04KM-TA | [5 empty] | CONACYT 2024 (oficial) | {"type":"Feature","properties":{},"geometry":{"type":"LineString","coordinates":[[-93.1629,17.85141],[-93.15631,17.84309],[-93.1312,17.79431],[-93.11491,17.77737]]}}
LT CENTEC TAP SALTILLO - GENERAL MOTORS | LineString | 115 kV |  | 0.02 km | NO DEFINIDO | [5 empty] | CONACYT 2024 (oficial) | {"type":"Feature","properties":{},"geometry":{"type":"LineString","coordinates":[[-100.9855,25.49813],[-100.9857,25.49821]]}}
LT. KILOMETRO 20-PARRILLA | LineString | 115 kV |  | 2.08 km | 115KV-1C-2.00KM-TA | [5 empty] | CONACYT 2024 (oficial) | {"type":"Feature","properties":{},"geometry":{"type":"LineString","coordinates":[[-92.9263,17.86204],[-92.92592,17.84435]]}}
LT GUTIERREZ ZAMORA - MARTINEZ DE LA TORRE | LineString | 115 kV |  | 51.08 km | 115KV-1C/2C-51KM-795ACSR-TA 73440 | [5 empty] | CONACYT 2024 (oficial) | {"type":"Feature","properties":{},"geometry":{"type":"LineString","coordinates":[[-97.0762,20.06039],[-97.07655,20.06812],[-97.06073,20.0916],[-97.05015,20.20593],[-97.04726,20.26287],[-97.13032,20.33471],[-97.15948,20.35582],[-97.12775,20.3807],[-97.11136,20.38736],[-97.06913,20.42092],[-97.06892,20.42586]]}}
LT CH MINAS - VIGAS | LineString | 115 kV |  | 10.15 km | 115KV-1C-10.1KM-336ACSR 63050 | [5 empty] | CONACYT 2024 (oficial) | {"type":"Feature","properties":{},"geometry":{"type":"LineString","coordinates":[[-97.15316,19.68113],[-97.17435,19.66276],[-97.15188,19.64585],[-97.1232,19.63557],[-97.1174,19.63742]]}}
LT TEZIUTLAN - HUEYAPAN | LineString | 115 kV |  | 21.56 km | 115KV-1C-21.5KM-266ACSR-TA 73500 | [5 empty] | CONACYT 2024 (oficial) | {"type":"Feature","properties":{},"geometry":{"type":"LineString","coordinates":[[-97.36462,19.80082],[-97.38012,19.80077],[-97.3852,19.81963],[-97.37523,19.82906],[-97.37194,19.84584],[-97.38416,19.87065],[-97.40823,19.89293],[-97.4644,19.87864],[-97.46235,19.86438]]}}
LT C.H. ENCANTO - TEZIUTLAN | LineString | 115 kV |  | 28.84 km | 115KV-1C-28.8KM-366ACSR-PM 63010 | [5 empty] | CONACYT 2024 (oficial) | {"type":"Feature","properties":{},"geometry":{"type":"LineString","coordinates":[[-97.17524,19.98304],[-97.21587,19.95464],[-97.31877,19.87078],[-97.32907,19.85986],[-97.36391,19.80078]]}}
L.T. ZIMAPAN P.H. - BOQUILLA | LineString | 115 kV |  | 27.63 km | 115 KV-1C-27.66 Km- 477 ACSR -PM | [5 empty] | CONACYT 2024 (oficial) | {"type":"Feature","properties":{},"geometry":{"type":"LineString","coordinates":[[-99.53056,20.68051],[-99.50674,20.66716],[-99.4911,20.66517],[-99.48198,20.71749],[-99.47865,20.73678],[-99.45851,20.75349],[-99.46721,20.79017],[-99.46716,20.81485],[-99.46062,20.82794],[-99.44672,20.83796],[-99.45854,20.84739]]}}
L.T. PITSA TAP LA MANSION - SAN JUAN DEL RIO ORIENTE | LineString | 115 kV |  | 2.45 km | 115 KV-1C-3.00 Km-477 ACSR-PM/PC | [5 empty] | CONACYT 2024 (oficial) | {"type":"Feature","properties":{},"geometry":{"type":"LineString","coordinates":[[-100.02005,20.42288],[-100.00763,20.40479]]}}
L.T. QUERETARO PONIENTE - AGROGEN | LineString | 115 kV |  | 1.53 km | 115 KV-1C-1.51 Km-477 ACSR-PC | [5 empty] | CONACYT 2024 (oficial) | {"type":"Feature","properties":{},"geometry":{"type":"LineString","coordinates":[[-100.47113,20.59377],[-100.45824,20.5923]]}}
L.T. AVANDARO TAP AGUSTIN MILLA - TEJUPILCO | LineString | 115 kV |  | 0.06 km | 115 KV-1C-0.05 Km-477 ACSR-PC | [5 empty] | CONACYT 2024 (oficial) | {"type":"Feature","properties":{},"geometry":{"type":"LineString","coordinates":[[-100.07043,19.14847],[-100.07083,19.14839]]}}
L.T. QUERETARO POTENCIA ENTQ. APASEO -QUERETARO MANIOBRAS | LineString | 115 kV |  | 0.15 km | 115 KV-2C-0.37 Km-477 ACSR-TA/PC | [5 empty] | CONACYT 2024 (oficial) | {"type":"Feature","properties":{},"geometry":{"type":"LineString","coordinates":[[-100.48634,20.52379],[-100.48714,20.52272]]}}
LT TLAPACOYAN - MARTINEZ DE LA TORRE | LineString | 115 kV |  | 18.0 km | 115KV-1C/2C-18KM-477ACSR-TA/PC 73810 | [5 empty] | CONACYT 2024 (oficial) | {"type":"Feature","properties":{},"geometry":{"type":"LineString","coordinates":[[-97.0762,20.06032],[-97.14941,20.02334],[-97.18093,19.99522],[-97.19126,19.97579],[-97.20497,19.97652],[-97.20523,19.97632]]}}
LT MISANTLA - VEGA DE ALATORRE | LineString | 115 kV |  | 26.3 km | 115KV-1C-26.3KM-266ACSR-TA 73460 | [5 empty] | CONACYT 2024 (oficial) | {"type":"Feature","properties":{},"geometry":{"type":"LineString","coordinates":[[-96.64293,20.03352],[-96.67471,20.04672],[-96.69002,20.04767],[-96.70818,20.02342],[-96.71631,20.02117],[-96.77496,19.96219],[-96.79609,19.95636],[-96.81216,19.94436],[-96.83929,19.93148]]}}
LT TEZIUTLAN - JALACINGO | LineString | 115 kV |  | 12.02 km | 115KV-1C-12KM-795ACSR-TA 73080 | [5 empty] | CONACYT 2024 (oficial) | {"type":"Feature","properties":{},"geometry":{"type":"LineString","coordinates":[[-97.36412,19.80052],[-97.3522,19.77906],[-97.33885,19.77027],[-97.26777,19.78393]]}}
LT POLVORIN - ENERTEK | LineString | 115 kV |  | 15.58 km | 115KV-1C-15.5KM-795ACSR 73610 | [5 empty] | CONACYT 2024 (oficial) | {"type":"Feature","properties":{},"geometry":{"type":"LineString","coordinates":[[-97.89568,22.3856],[-97.86381,22.35309],[-97.8579,22.32227],[-97.86276,22.31722],[-97.84497,22.27368],[-97.84401,22.27136],[-97.84378,22.27157]]}}
LT ZOCAC - CHIGNAHUAPAN | LineString | 115 kV |  | 40.52 km | 115KV-40.5KM-477 73920 | [5 empty] | CONACYT 2024 (oficial) | {"type":"Feature","properties":{},"geometry":{"type":"LineString","coordinates":[[-98.02897,19.82491],[-98.03292,19.78294],[-98.0502,19.76071],[-98.05794,19.7444],[-98.08109,19.71126],[-98.09053,19.67515],[-98.10018,19.66282],[-98.10516,19.63757],[-98.10128,19.5922],[-98.08063,19.5384],[-98.04567,19.49798]]}}
LT SAN MARTIN - INDEPENDENCIA | LineString | 115 kV |  | 5.02 km | 115KV-5KM-336/795ACSR-TA-PA 73490 | [5 empty] | CONACYT 2024 (oficial) | {"type":"Feature","properties":{},"geometry":{"type":"LineString","coordinates":[[-98.41141,19.29181],[-98.4108,19.29158],[-98.4167,19.27225],[-98.41929,19.26367],[-98.41544,19.26001],[-98.41714,19.25556],[-98.41739,19.2547]]}}
LT OAXACA POT. - NOCHIXTLAN | LineString | 115 kV |  | 76.45 km | 115KV-1C-76.4KM-TA 73770 | [5 empty] | CONACYT 2024 (oficial) | {"type":"Feature","properties":{},"geometry":{"type":"LineString","coordinates":[[-97.22663,17.44213],[-97.20459,17.45404],[-97.12228,17.46914],[-97.06907,17.45454],[-97.02311,17.42881],[-96.97034,17.40371],[-96.9404,17.40761],[-96.93057,17.40258],[-96.92554,17.37462],[-96.93533,17.33897],[-96.92627,17.31415],[-96.8984,17.30102],[-96.85615,17.26374],[-96.81662,17.24575],[-96.79903,17.22429],[-96.77367,17.16975],[-96.75901,17.12803],[-96.7673,17.12533],[-96.7811,17.11698],[-96.78798,17.12186],[-96.78781,17.12236]]}}
LT POZA RICA I - AGUA FRIA | LineString | 115 kV |  | 21.04 km | 115KV-1C-21KM | [5 empty] | CONACYT 2024 (oficial) | {"type":"Feature","properties":{},"geometry":{"type":"LineString","coordinates":[[-97.49365,20.52633],[-97.51583,20.51825],[-97.53976,20.52266],[-97.56857,20.50019],[-97.59229,20.50232],[-97.62051,20.49623],[-97.65429,20.50147],[-97.67502,20.48379]]}}
LT POZA RICA I - BUENA VISTA | LineString | 115 kV |  | 18.6 km | 115KV-1C-18.6KM-477/795ACSR-TA/PC 73360 | [5 empty] | CONACYT 2024 (oficial) | {"type":"Feature","properties":{},"geometry":{"type":"LineString","coordinates":[[-97.52537,20.67241],[-97.52555,20.67221],[-97.55234,20.64443],[-97.49907,20.56544],[-97.49245,20.52989]]}}
LT TAJIN - ENTABLADERO | LineString | 115 kV |  | 22.07 km | 115KV-1C-22KM-477ACSR-PC | [5 empty] | CONACYT 2024 (oficial) | {"type":"Feature","properties":{},"geometry":{"type":"LineString","coordinates":[[-97.48902,20.29015],[-97.43315,20.31541],[-97.3883,20.34838],[-97.33461,20.36451],[-97.34183,20.3897],[-97.33793,20.39472]]}}
LT POZA RICA I - PALMAS | LineString | 115 kV |  | 5.65 km | 115KV-1C-5.6KM-477ACSR | [5 empty] | CONACYT 2024 (oficial) | {"type":"Feature","properties":{},"geometry":{"type":"LineString","coordinates":[[-97.4898,20.52962],[-97.48959,20.53901],[-97.46783,20.55487],[-97.45791,20.54745]]}}
L.T. NACHICOCOM-IZAMAL | LineString | 115 kV |  | 61.7 km | 115KV-1C-61.71KM-TA | [5 empty] | CONACYT 2024 (oficial) | {"type":"Feature","properties":{},"geometry":{"type":"LineString","coordinates":[[-89.59269,20.9824],[-89.58523,20.98554],[-89.5402,20.98451],[-89.46788,20.9855],[-89.33215,20.98948],[-89.0109,20.9202],[-89.01105,20.91959],[-89.01181,20.91941]]}}
LT. EL SABINO-TUXTLA I | LineString | 115 kV |  | 13.66 km | 115KV-1C-13.65KM-TA | [5 empty] | CONACYT 2024 (oficial) | {"type":"Feature","properties":{},"geometry":{"type":"LineString","coordinates":[[-93.18964,16.81007],[-93.19547,16.8059],[-93.20571,16.76807],[-93.20595,16.767],[-93.16744,16.77429],[-93.13294,16.76053]]}}
LT. VILLAHERMOSA I-CD. INDUSTRIAL | LineString | 115 kV |  | 6.95 km | 115KV-1C-6.95KM-TA | [5 empty] | CONACYT 2024 (oficial) | {"type":"Feature","properties":{},"geometry":{"type":"LineString","coordinates":[[-92.90129,18.03202],[-92.89203,18.01531],[-92.90982,18.01283],[-92.92875,18.00323]]}}
LT. VILLAHERMOSA NORTE-CD. INDUSTRIAL | LineString | 115 kV |  | 3.26 km | 115KV-1C-3.24KM-TA | [5 empty] | CONACYT 2024 (oficial) | {"type":"Feature","properties":{},"geometry":{"type":"LineString","coordinates":[[-92.92524,18.04868],[-92.9245,18.04799],[-92.91627,18.04544],[-92.90127,18.03264]]}}
LT. CARDENAS II-LA CHOCA | LineString | 115 kV |  | 41.85 km | 115KV-1C-41.83KM-TA | [5 empty] | CONACYT 2024 (oficial) | {"type":"Feature","properties":{},"geometry":{"type":"LineString","coordinates":[[-93.34151,17.99836],[-93.34153,17.99852],[-93.34148,18.00043],[-93.21927,18.00071],[-93.19684,17.98795],[-93.16817,17.98645],[-93.13988,17.9756],[-93.0366,17.98147],[-92.99207,17.98742],[-92.95942,18.00107],[-92.95926,18.00096]]}}
LT. CARDENAS II-JALPA | LineString | 115 kV |  | 38.3 km | 115KV-1C-38.10KM-TA | [5 empty] | CONACYT 2024 (oficial) | {"type":"Feature","properties":{},"geometry":{"type":"LineString","coordinates":[[-93.34157,17.99833],[-93.34153,17.99852],[-93.34148,18.00043],[-93.30411,18.0205],[-93.24515,18.05626],[-93.24716,18.06347],[-93.23088,18.0858],[-93.18419,18.17858],[-93.14272,18.18814],[-93.11908,18.17601],[-93.09025,18.17899]]}}
LT. CARDENAS II-COMACALCO ORIENTE | LineString | 115 kV |  | 47.2 km | 115KV-1C-47.17KM-TA | [5 empty] | CONACYT 2024 (oficial) | {"type":"Feature","properties":{},"geometry":{"type":"LineString","coordinates":[[-93.21776,18.28987],[-93.21612,18.31059],[-93.20369,18.30755],[-93.16487,18.28278],[-93.17017,18.26166],[-93.20786,18.18618],[-93.24633,18.15224],[-93.26553,18.13945],[-93.33013,18.06714],[-93.34017,18.03197],[-93.34707,18.02101],[-93.34219,17.99848]]}}
LT LERDO - SAN ANDRES II | LineString | 115 kV |  | 41.6 km | 115KV-1C-41.6KM-477-PC 73270 | [5 empty] | CONACYT 2024 (oficial) | {"type":"Feature","properties":{},"geometry":{"type":"LineString","coordinates":[[-95.23008,18.44689],[-95.24,18.43979],[-95.26765,18.44421],[-95.28078,18.46095],[-95.29004,18.46482],[-95.30882,18.51039],[-95.31003,18.54374],[-95.3213,18.57434],[-95.3376,18.58567],[-95.3833,18.59248],[-95.43729,18.6088],[-95.51521,18.61093]]}}
LT MATIAS ROMERO - CEMENTOS CRUZ AZUL | LineString | 115 kV |  | 9.18 km | 115KV-1C-9.1KM-477-PC 73550 | [5 empty] | CONACYT 2024 (oficial) | {"type":"Feature","properties":{},"geometry":{"type":"LineString","coordinates":[[-95.06962,16.80236],[-95.03057,16.87362]]}}
LT. NICHUPTE-POKTAPOK | LineString | 115 kV |  | 4.85 km | 115KV-1C-4.84KM (CABLE SUBTERRANEO) | [5 empty] | CONACYT 2024 (oficial) | {"type":"Feature","properties":{},"geometry":{"type":"LineString","coordinates":[[-86.74672,21.13611],[-86.74674,21.13616],[-86.74796,21.13548],[-86.76069,21.13476],[-86.78835,21.14346],[-86.78868,21.14353],[-86.78879,21.14331],[-86.78876,21.14327]]}}
LT. MAYA COBA-PLAYA DEL CARMEN | LineString | 115 kV |  | 8.99 km | 115KV-1C-8.99KM-TA | [5 empty] | CONACYT 2024 (oficial) | {"type":"Feature","properties":{},"geometry":{"type":"LineString","coordinates":[[-87.0826,20.63105],[-87.08237,20.63106],[-87.03276,20.6954],[-87.0333,20.69595]]}}
LT. JALPA-COMACALCO | LineString | 115 kV |  | 15.17 km | 115KV-1C-15.17KM.TA | [5 empty] | CONACYT 2024 (oficial) | {"type":"Feature","properties":{},"geometry":{"type":"LineString","coordinates":[[-93.21088,18.24402],[-93.10386,18.19964],[-93.09001,18.17889]]}}
LT. CARDENAS UNO TAP-TULIPAN | LineString | 115 kV |  | 0.03 km | 115KV-1C-0.30KM-TA | [5 empty] | CONACYT 2024 (oficial) | {"type":"Feature","properties":{},"geometry":{"type":"LineString","coordinates":[[-93.31112,18.11861],[-93.31097,18.11841]]}}
LT. TAMULTEPEC TAP.-NUEVO PEMEX | LineString | 115 kV |  | 0.58 km | 115KV-1C-0.60KM-TA | [5 empty] | CONACYT 2024 (oficial) | {"type":"Feature","properties":{},"geometry":{"type":"LineString","coordinates":[[-93.12406,17.87198],[-93.12402,17.86676]]}}
LT. MACUSPANA II TAP.-LA CURVA | LineString | 115 kV |  | 0.11 km | 115KV-1C-0.10KM.TA | [5 empty] | CONACYT 2024 (oficial) | {"type":"Feature","properties":{},"geometry":{"type":"LineString","coordinates":[[-92.49348,17.86802],[-92.49432,17.86859]]}}
LT. MEZCALAPA-PAREDON | LineString | 115 kV |  | 31.23 km | 115KV-1C-31.21KM-TA | [5 empty] | CONACYT 2024 (oficial) | {"type":"Feature","properties":{},"geometry":{"type":"LineString","coordinates":[[-93.37843,17.91071],[-93.37928,17.90644],[-93.45073,17.77668],[-93.48676,17.66778],[-93.48411,17.65428]]}}
LT. MEZCALAPA-CARDENAS I | LineString | 115 kV |  | 41.11 km | 115KV-1C-41.09KM-TA | [5 empty] | CONACYT 2024 (oficial) | {"type":"Feature","properties":{},"geometry":{"type":"LineString","coordinates":[[-93.39348,17.99837],[-93.37523,17.92359],[-93.37613,17.90664],[-93.45065,17.7764],[-93.4866,17.66765],[-93.48354,17.65448]]}}
LT LA BARRA - LA BARRA NORTE PEMEX | LineString | 115 kV |  | 4.66 km | 115KV-1C-4.6KM-477ACSR-TA/PA | [5 empty] | CONACYT 2024 (oficial) | {"type":"Feature","properties":{},"geometry":{"type":"LineString","coordinates":[[-97.31504,20.97626],[-97.33326,21.01154]]}}
LT PANTEPEC - TIHUATLAN | LineString | 115 kV |  | 4.48 km | 115KV-2C/4C-4.4KM-795ACSR-TA | [5 empty] | CONACYT 2024 (oficial) | {"type":"Feature","properties":{},"geometry":{"type":"LineString","coordinates":[[-97.71024,20.94424],[-97.71016,20.94444],[-97.71028,20.94466],[-97.70879,20.9506],[-97.71911,20.98178],[-97.71931,20.98238]]}}
LT BUENA VISTA - TIHUATLAN | LineString | 115 kV |  | 41.58 km | 115KV-1C-41.5KM-477/795ACSR-TA/PC | [5 empty] | CONACYT 2024 (oficial) | {"type":"Feature","properties":{},"geometry":{"type":"LineString","coordinates":[[-97.71028,20.9438],[-97.70162,20.92143],[-97.70123,20.89351],[-97.68721,20.86531],[-97.60228,20.72846],[-97.57848,20.68643],[-97.55234,20.64443],[-97.52555,20.67221],[-97.52546,20.67247]]}}
LT CERRO AZUL II - TIHUATLAN II | LineString | 115 kV |  | 39.42 km | 115KV-1C-39.4KM-477ACSR-TA | [5 empty] | CONACYT 2024 (oficial) | {"type":"Feature","properties":{},"geometry":{"type":"LineString","coordinates":[[-97.71018,20.94423],[-97.71135,20.94823],[-97.77397,21.16084],[-97.77947,21.17891],[-97.78567,21.22366],[-97.79871,21.28984]]}}
LT PALMAR DE BRAVO - ESPERANZA | LineString | 115 kV |  | 17.63 km | 115KV-2C-17.6KM-795/240-TA 73670 | [5 empty] | CONACYT 2024 (oficial) | {"type":"Feature","properties":{},"geometry":{"type":"LineString","coordinates":[[-97.40421,18.83879],[-97.40433,18.83885],[-97.53251,18.88273],[-97.54114,18.86314],[-97.54143,18.8556],[-97.54144,18.85524]]}}
LT ESPERANZA - AMOZOC | LineString | 115 kV |  | 69.99 km | 115KV-1C/2C-69.9KM-795/240-TA 73610 | [5 empty] | CONACYT 2024 (oficial) | {"type":"Feature","properties":{},"geometry":{"type":"LineString","coordinates":[[-97.40419,18.83882],[-97.40433,18.83885],[-97.53251,18.88273],[-97.79395,18.97179],[-98.01427,19.04674],[-98.01572,19.04734],[-98.0153,19.06073],[-98.01538,19.06091]]}}
LT ACATZINGO - PALMAR DE BRAVO | LineString | 115 kV |  | 32.8 km | 115KV-1C-32.7KM-240/795ACSR-TA 73600 | [5 empty] | CONACYT 2024 (oficial) | {"type":"Feature","properties":{},"geometry":{"type":"LineString","coordinates":[[-97.79399,18.97008],[-97.79415,18.9717],[-97.79395,18.97179],[-97.53251,18.88273],[-97.54114,18.86314],[-97.54143,18.8556],[-97.54152,18.85525]]}}
LT. MANUEL MORENO TORRES-OCOZOCOAUTLA | LineString | 115 kV |  | 48.15 km | 115KV-1C-48.45KM-TA | [5 empty] | CONACYT 2024 (oficial) | {"type":"Feature","properties":{},"geometry":{"type":"LineString","coordinates":[[-93.39433,16.73072],[-93.33068,16.74174],[-93.20768,16.76885],[-93.19833,16.80489],[-93.19836,16.87146],[-93.19168,16.89166],[-93.16526,16.93597],[-93.16,16.93833],[-93.11334,16.93314],[-93.0955,16.93678],[-93.09378,16.94023]]}}
LT. EL SABINO-TUXTLA NORTE | LineString | 115 kV |  | 14.75 km | 115KV-1C-14.74KM-TA | [5 empty] | CONACYT 2024 (oficial) | {"type":"Feature","properties":{},"geometry":{"type":"LineString","coordinates":[[-93.09976,16.76901],[-93.09979,16.76887],[-93.10856,16.76866],[-93.12357,16.77269],[-93.14187,16.76841],[-93.16596,16.77494],[-93.17687,16.77173],[-93.20021,16.78674],[-93.19687,16.80507],[-93.18964,16.81007]]}}
LT PUEBLA II - ACATZINGO | LineString | 115 kV |  | 40.03 km | 115KV-1C/2C-40M-240ACSR-TA 73640 | [5 empty] | CONACYT 2024 (oficial) | {"type":"Feature","properties":{},"geometry":{"type":"LineString","coordinates":[[-97.79389,18.97004],[-97.79415,18.9717],[-97.79395,18.97179],[-98.01427,19.04674],[-98.0165,19.04748],[-98.03434,19.0528],[-98.13767,19.06313],[-98.13805,19.07941],[-98.13796,19.07976]]}}
LT PUEBLA II - AMOZOC | LineString | 115 kV |  | 16.49 km | 115KV-1C/2C-16.4KM-240/795ACSR-TA 73630 | [5 empty] | CONACYT 2024 (oficial) | {"type":"Feature","properties":{},"geometry":{"type":"LineString","coordinates":[[-98.01547,19.06089],[-98.0153,19.06073],[-98.01572,19.04734],[-98.0165,19.04748],[-98.03434,19.0528],[-98.13767,19.06313],[-98.13805,19.07941],[-98.13786,19.0797]]}}
LT JB LOBOS - VERACRUZ I | LineString | 115 kV |  | 6.71 km | 115KV-1C-6.7KM-795ACSR-TA/PA | [5 empty] | CONACYT 2024 (oficial) | {"type":"Feature","properties":{},"geometry":{"type":"LineString","coordinates":[[-96.13561,19.15859],[-96.13589,19.15831],[-96.14916,19.141],[-96.17479,19.16117],[-96.16982,19.16498]]}}
LT DOS BOCAS - VERACRUZ I | LineString | 115 kV |  | 9.52 km | 115KV-1C-9.5KM-795ACSR 73370 | [5 empty] | CONACYT 2024 (oficial) | {"type":"Feature","properties":{},"geometry":{"type":"LineString","coordinates":[[-96.13577,19.1587],[-96.13589,19.15831],[-96.14916,19.141],[-96.14893,19.13953],[-96.14849,19.13485],[-96.14994,19.09959],[-96.15539,19.08761],[-96.1543,19.08528],[-96.14823,19.08539],[-96.14769,19.08533]]}}
LT PUNTA LIMON - CARDEL | LineString | 115 kV |  | 38.93 km | 115KV-1C-38.9KM-498.6ACSR-TA 73800 | [5 empty] | CONACYT 2024 (oficial) | {"type":"Feature","properties":{},"geometry":{"type":"LineString","coordinates":[[-96.37895,19.38248],[-96.39286,19.41149],[-96.37998,19.45502],[-96.3953,19.52163],[-96.40696,19.61939],[-96.42367,19.63592],[-96.42075,19.65581],[-96.42721,19.69916],[-96.42079,19.71802]]}}
LT. VILLAHERMOSA II-TAMULTE | LineString | 115 kV |  | 7.19 km | 115KV-1C-7.19KM-TA | [5 empty] | CONACYT 2024 (oficial) | {"type":"Feature","properties":{},"geometry":{"type":"LineString","coordinates":[[-92.9727,17.95801],[-92.97296,17.96003],[-92.96553,17.96452],[-92.95979,17.96114],[-92.92257,17.96185],[-92.92767,17.97309]]}}
LT CARDEL - TAMARINDO II | LineString | 115 kV |  | 12.29 km | 115KV-1C-12.2KM-477ACSR-TA 73810 | [5 empty] | CONACYT 2024 (oficial) | {"type":"Feature","properties":{},"geometry":{"type":"LineString","coordinates":[[-96.37901,19.38225],[-96.38374,19.37695],[-96.43043,19.35435],[-96.45189,19.35341],[-96.48315,19.33923]]}}
LT DOS BOCAS - VERACRUZ II | LineString | 115 kV |  | 13.24 km | 115KV-2C-13.2KM-795ACSR-TA | [5 empty] | CONACYT 2024 (oficial) | {"type":"Feature","properties":{},"geometry":{"type":"LineString","coordinates":[[-96.14595,19.08323],[-96.15433,19.08424],[-96.15648,19.08534],[-96.22121,19.12077],[-96.22886,19.15042],[-96.23588,19.15066]]}}
LT SANTA FE - VERACRUZ II | LineString | 115 kV |  | 9.91 km | 115KV-1C-9.9KM-795ACSR-TA 73290 | [5 empty] | CONACYT 2024 (oficial) | {"type":"Feature","properties":{},"geometry":{"type":"LineString","coordinates":[[-96.30908,19.20094],[-96.30928,19.20061],[-96.31137,19.19925],[-96.26328,19.15603],[-96.24063,19.15119],[-96.23883,19.15118]]}}
LT TAMARINDO II - SANTA FE | LineString | 115 kV |  | 26.06 km | 115KV-1C-26KM-TA 73290 | [5 empty] | CONACYT 2024 (oficial) | {"type":"Feature","properties":{},"geometry":{"type":"LineString","coordinates":[[-96.48314,19.3392],[-96.49028,19.33077],[-96.47893,19.3099],[-96.44009,19.29523],[-96.40911,19.26737],[-96.37896,19.25955],[-96.31137,19.19925],[-96.30928,19.20061],[-96.3092,19.20097]]}}
L.T. MERIDA II-METROPOLITANA | LineString | 115 kV |  | 6.87 km | 115 KV-1C-6.90 KM-TA | [5 empty] | CONACYT 2024 (oficial) | {"type":"Feature","properties":{},"geometry":{"type":"LineString","coordinates":[[-89.68899,20.92769],[-89.68986,20.92852],[-89.69395,20.91912],[-89.67381,20.89587],[-89.65671,20.89499],[-89.657,20.89653]]}}
LT. VILLAHERMOSA II-VILLAHERMOSA I | LineString | 115 kV |  | 12.55 km | 115KV-1C-12.54KM-PM | [5 empty] | CONACYT 2024 (oficial) | {"type":"Feature","properties":{},"geometry":{"type":"LineString","coordinates":[[-92.92875,18.00323],[-92.90982,18.01283],[-92.89203,18.01531],[-92.89081,18.00561],[-92.90928,17.96774],[-92.92706,17.97372]]}}
LT FISISA ENTQ. BOCA DEL RIO - LA GRANJA III | LineString | 115 kV |  | 16.74 km | 115KV-1C-16.7KM-795ACSR-PM 73590 | [5 empty] | CONACYT 2024 (oficial) | {"type":"Feature","properties":{},"geometry":{"type":"LineString","coordinates":[[-96.16875,18.7657],[-96.17715,18.75979],[-96.21165,18.76025],[-96.23602,18.76562],[-96.25107,18.7688],[-96.27152,18.78219],[-96.30401,18.7903],[-96.31052,18.80149]]}}
LT VERACRUZ II - LAS BRISAS | LineString | 115 kV |  | 9.02 km | 115KV-1C-9KM-795ACSR-TA 73310 | [5 empty] | CONACYT 2024 (oficial) | {"type":"Feature","properties":{},"geometry":{"type":"LineString","coordinates":[[-96.19472,19.19976],[-96.1946,19.19933],[-96.18243,19.18161],[-96.18727,19.17779],[-96.23352,19.15178],[-96.23513,19.15132]]}}
LT AMATLAN II - POTRERO II | LineString | 115 kV |  | 11.86 km | 115KV-1C-11.8KM-336ACSR-PC 73480 | [5 empty] | CONACYT 2024 (oficial) | {"type":"Feature","properties":{},"geometry":{"type":"LineString","coordinates":[[-96.79966,18.88922],[-96.81924,18.87519],[-96.872,18.86722],[-96.88387,18.85825],[-96.90222,18.85826]]}}
LT DOS BOCAS - PIEDRAS NEGRAS | LineString | 115 kV |  | 56.8 km | 115KV-1C-56.8KM-827ACSR-TA | [5 empty] | CONACYT 2024 (oficial) | {"type":"Feature","properties":{},"geometry":{"type":"LineString","coordinates":[[-96.14568,19.08317],[-96.14165,19.08299],[-96.13698,19.08269],[-96.12575,19.07353],[-96.12339,19.02885],[-96.11075,18.95308],[-96.11129,18.94343],[-96.11149,18.93997],[-96.11183,18.93385],[-96.11201,18.93048],[-96.11225,18.91544],[-96.14126,18.82536],[-96.15858,18.793],[-96.17801,18.74107],[-96.21972,18.65074],[-96.22865,18.61329],[-96.23172,18.60588]]}}
LT VERACRUZ II - JB LOBOS | LineString | 115 kV |  | 8.99 km | 115KV-1C-8.9KM-795ACSR-TA/PA 73410 | [5 empty] | CONACYT 2024 (oficial) | {"type":"Feature","properties":{},"geometry":{"type":"LineString","coordinates":[[-96.16982,19.16502],[-96.17484,19.16133],[-96.18727,19.17779],[-96.23352,19.15178],[-96.23522,19.1515]]}}
LT JALACINGO - TLAPACOYAN | LineString | 115 kV |  | 24.91 km | 115KV-1C/2C-24.9KM-477ACSR-TA 73800 | [5 empty] | CONACYT 2024 (oficial) | {"type":"Feature","properties":{},"geometry":{"type":"LineString","coordinates":[[-97.26609,19.785],[-97.24255,19.80674],[-97.23071,19.82433],[-97.20852,19.93165],[-97.19126,19.97579],[-97.20497,19.97652],[-97.2053,19.97641]]}}
LT BENITO JUAREZ - GABINO BARREDA | LineString | 115 kV |  | 20.84 km | 115KV-1C-20.8KM-336ACSR-PM 73540 | [5 empty] | CONACYT 2024 (oficial) | {"type":"Feature","properties":{},"geometry":{"type":"LineString","coordinates":[[-96.09377,18.17489],[-96.13022,18.16118],[-96.13169,18.14551],[-96.14178,18.12552],[-96.13608,18.10932],[-96.13848,18.09429],[-96.15214,18.07793],[-96.14253,18.07161],[-96.16268,18.03757],[-96.16911,18.03415]]}}
L.T. NORTE-SAN IGNACIO | LineString | 115 kV |  | 19.75 km | 115 KV-1C-19.76 KM-TA | [5 empty] | CONACYT 2024 (oficial) | {"type":"Feature","properties":{},"geometry":{"type":"LineString","coordinates":[[-89.65478,21.2185],[-89.64466,21.19439],[-89.6343,21.14819],[-89.6315,21.08975],[-89.63704,21.08908],[-89.62954,21.05013]]}}
LT. CAUCEL POTENCIA-ALOM | LineString | 115 kV |  | 4.48 km | 115 KV.1C-4.48KM-TA/PA | [5 empty] | CONACYT 2024 (oficial) | {"type":"Feature","properties":{},"geometry":{"type":"LineString","coordinates":[[-89.66803,20.97055],[-89.67884,20.97256],[-89.67892,20.97255],[-89.67815,20.9754],[-89.6781,20.97569],[-89.69024,20.99021],[-89.69509,20.9925]]}}
LT. NIZUC-PUERTO MORELOS | LineString | 115 kV |  | 33.9 km | 115KV-1C-33.88 KM-TA | [5 empty] | CONACYT 2024 (oficial) | {"type":"Feature","properties":{},"geometry":{"type":"LineString","coordinates":[[-86.90342,20.84855],[-86.9035,20.8484],[-86.90314,20.84821],[-86.87068,20.94912],[-86.90371,21.04219],[-86.91955,21.055],[-86.90855,21.0758],[-86.88701,21.07295],[-86.8505,21.06776],[-86.84799,21.06744]]}}
L.T. SAN LUIS II - SOLEDAD DE GRACIANO S. | LineString | 115 kV |  | 8.53 km | 115kV - 1C - 8.2km - 477/795ACSR - TA PC Y PM | [5 empty] | CONACYT 2024 (oficial) | {"type":"Feature","properties":{},"geometry":{"type":"LineString","coordinates":[[-100.90649,22.22551],[-100.90716,22.2258],[-100.92168,22.22887],[-100.92647,22.22979],[-100.94599,22.21514],[-100.96071,22.21425],[-100.95439,22.19802],[-100.9535,22.19853]]}}
L.T. SAN LUIS NORTE - SANTIAGO | LineString | 115 kV |  | 13.19 km | 115kV - 2C - 13.1km - 795ACSR - TA Y PA - | [5 empty] | CONACYT 2024 (oficial) | {"type":"Feature","properties":{},"geometry":{"type":"LineString","coordinates":[[-100.99007,22.16315],[-100.99005,22.16372],[-101.01519,22.15392],[-101.03734,22.15698],[-101.04196,22.17109],[-101.03687,22.18703],[-101.01859,22.19776],[-101.00562,22.1892],[-101.00534,22.18947]]}}
LT AMATLAN II - CORDOBA I | LineString | 115 kV |  | 6.67 km | 115KV-1C-6.6KM | [5 empty] | CONACYT 2024 (oficial) | {"type":"Feature","properties":{},"geometry":{"type":"LineString","coordinates":[[-96.95252,18.88509],[-96.95191,18.88453],[-96.95261,18.8841],[-96.94337,18.87081],[-96.92007,18.86047],[-96.91053,18.86079],[-96.90347,18.85884],[-96.90289,18.85828]]}}
LT AMATLAN II - CORDOBA II | LineString | 115 kV |  | 2.75 km | 115KV-1C-2.7KM-795ACSR 73420 | [5 empty] | CONACYT 2024 (oficial) | {"type":"Feature","properties":{},"geometry":{"type":"LineString","coordinates":[[-96.91814,18.87409],[-96.91836,18.87389],[-96.91053,18.86079],[-96.90347,18.85884],[-96.90278,18.85844]]}}
LT ORIZABA - AMATLAN II | LineString | 115 kV |  | 19.87 km | 115KV-2C-19.8KM-477ACSR-TA 73430/73440 | [5 empty] | CONACYT 2024 (oficial) | {"type":"Feature","properties":{},"geometry":{"type":"LineString","coordinates":[[-97.08546,18.83438],[-97.06417,18.83886],[-97.00698,18.82941],[-96.90307,18.85801]]}}
L.T. SAN LUIS I - LA PILA TAP CONDUCTORES MONTERREY | LineString | 115 kV |  | 1.43 km | 115kV - 1C - 0.19km - 477ACSR - PA | [5 empty] | CONACYT 2024 (oficial) | {"type":"Feature","properties":{},"geometry":{"type":"LineString","coordinates":[[-100.89439,22.0978],[-100.89544,22.09908],[-100.90329,22.09232],[-100.90394,22.09212],[-100.90428,22.09182]]}}
L.T. SAN LUIS I - LA PILA TAP ACEROS SAN LUIS | LineString | 115 kV |  | 0.06 km | 115kV - 1C - 0.05km - 336ACSR - PA - PC - PM | [5 empty] | CONACYT 2024 (oficial) | {"type":"Feature","properties":{},"geometry":{"type":"LineString","coordinates":[[-100.91794,22.10407],[-100.91754,22.10415]]}}
L.T. AGUAMILPA DIST. - SERVICIOS AGUAMILPA 73770 | LineString | 115 kV |  | 3.28 km | 115kV - 2C - 3.3km - 795 ACSR - TA | [5 empty] | CONACYT 2024 (oficial) | {"type":"Feature","properties":{},"geometry":{"type":"LineString","coordinates":[[-104.81934,21.82346],[-104.81933,21.82338],[-104.81851,21.82086],[-104.8123,21.83756],[-104.80405,21.84211]]}}
L.T. MINATITLAN - PEÑA COLORADA 73080 | LineString | 115 kV |  | 0.91 km | 115kV - 1C - 1km - 477 ACSR - TA | [5 empty] | CONACYT 2024 (oficial) | {"type":"Feature","properties":{},"geometry":{"type":"LineString","coordinates":[[-104.09318,19.37208],[-104.09551,19.36431]]}}
L.T. TECOMATES - LA HUERTA 73040 | LineString | 115 kV |  | 16.41 km | 115kV - 1C - 16.3km - 477 ACSR - TA - PC | [5 empty] | CONACYT 2024 (oficial) | {"type":"Feature","properties":{},"geometry":{"type":"LineString","coordinates":[[-104.62804,19.48852],[-104.62798,19.48806],[-104.62743,19.48605],[-104.62413,19.49093],[-104.6083,19.49505],[-104.5753,19.5114],[-104.52452,19.53239],[-104.4974,19.55491],[-104.49695,19.55604]]}}
L.T. SAN ANDRES (CUITZEO II) - CUITZEO 73550 | LineString | 115 kV |  | 4.41 km | 115kV - 6km - 477 ACSR | [5 empty] | CONACYT 2024 (oficial) | {"type":"Feature","properties":{},"geometry":{"type":"LineString","coordinates":[[-102.7843,20.34395],[-102.78214,20.34391],[-102.77063,20.34638],[-102.74912,20.33743]]}}
LT TUXTEPEC II - CERVECERA DEL TROPICO | LineString | 115 kV |  | 0.25 km | 115KV-1C-0.2KM-477ACSR-PC 73600 | [5 empty] | CONACYT 2024 (oficial) | {"type":"Feature","properties":{},"geometry":{"type":"LineString","coordinates":[[-96.13695,18.07096],[-96.13642,18.07032],[-96.13652,18.06944]]}}
LT BENITO JUAREZ - TUXTEPEC II | LineString | 115 kV |  | 6.0 km | 115KV-1C-5.9KM-477ACSR-PM 73600 | [5 empty] | CONACYT 2024 (oficial) | {"type":"Feature","properties":{},"geometry":{"type":"LineString","coordinates":[[-96.13657,18.0694],[-96.14111,18.04996],[-96.16916,18.03408]]}}
LT CORDOBA I - FORTIN | LineString | 115 kV |  | 6.87 km | 115KV-2C-6.8KM-TA-PA | [5 empty] | CONACYT 2024 (oficial) | {"type":"Feature","properties":{},"geometry":{"type":"LineString","coordinates":[[-97.00148,18.91438],[-97.00152,18.9146],[-96.99079,18.91281],[-96.9824,18.89828],[-96.95261,18.8841],[-96.95191,18.88453],[-96.9524,18.88517]]}}
LT COSCOMATEPEC - HUATUSCO | LineString | 115 kV |  | 11.53 km | 115KV-1C-11.5KM-795/336ACSR-PC-TA-PA | [5 empty] | CONACYT 2024 (oficial) | {"type":"Feature","properties":{},"geometry":{"type":"LineString","coordinates":[[-96.97856,19.14628],[-96.98371,19.12957],[-97.00517,19.11456],[-97.03204,19.06977],[-97.03801,19.07149],[-97.04138,19.07163]]}}
LT DOS BOCAS - PIEDRAS NEGRAS | LineString | 115 kV |  | 38.62 km | 115KV-1C-38.6KM | [5 empty] | CONACYT 2024 (oficial) | {"type":"Feature","properties":{},"geometry":{"type":"LineString","coordinates":[[-96.16932,18.7655],[-96.16535,18.77594],[-96.15843,18.82002],[-96.14191,18.82533],[-96.11286,18.91553],[-96.11201,18.93048],[-96.11183,18.93385],[-96.11129,18.94343],[-96.11075,18.95308],[-96.12339,19.02885],[-96.12575,19.07353],[-96.13698,19.08269],[-96.14165,19.08299],[-96.14567,19.08335]]}}
L.T. SAYULA - JUAN RULFO 73070 | LineString | 115 kV |  | 34.48 km | 115kV - 1C - 35km - 477 ACSR - PC | [5 empty] | CONACYT 2024 (oficial) | {"type":"Feature","properties":{},"geometry":{"type":"LineString","coordinates":[[-103.79659,19.68054],[-103.78414,19.68743],[-103.70977,19.7402],[-103.66029,19.80519],[-103.59048,19.85583],[-103.5772,19.85907],[-103.58865,19.88815],[-103.58853,19.88839]]}}
L.T. C H LA VILLITA - SAN ISIDRO | LineString | 115 kV |  | 17.74 km | 115kV - 15km - 477 ACSR | [5 empty] | CONACYT 2024 (oficial) | {"type":"Feature","properties":{},"geometry":{"type":"LineString","coordinates":[[-102.34406,18.05379],[-102.30516,18.04079],[-102.25803,18.03237],[-102.23958,18.02899],[-102.22272,18.03374],[-102.21568,18.03571],[-102.20842,18.03778],[-102.18393,18.04671]]}}
LT FORTIN - COSCOMATEPEC | LineString | 115 kV |  | 18.61 km | 115KV-1C-17.5KM-336/795ACSR-PC-TA-PA | [5 empty] | CONACYT 2024 (oficial) | {"type":"Feature","properties":{},"geometry":{"type":"LineString","coordinates":[[-97.04137,19.07141],[-97.03801,19.07149],[-97.03204,19.06977],[-97.03007,19.03721],[-97.00152,18.91436]]}}
LT OJO DE AGUA POT. - FORTIN | LineString | 115 kV |  | 5.53 km | 115KV-1C-5.5KM-795ACSR 73960 | [5 empty] | CONACYT 2024 (oficial) | {"type":"Feature","properties":{},"geometry":{"type":"LineString","coordinates":[[-97.04682,18.89156],[-97.03809,18.8998],[-97.00155,18.91435]]}}
LT LA GRANJA III - GABINO BARREDA | LineString | 115 kV |  | 27.43 km | 115KV-1C-27.4KM-477ACSR-TA-PC 73920 | [5 empty] | CONACYT 2024 (oficial) | {"type":"Feature","properties":{},"geometry":{"type":"LineString","coordinates":[[-96.09376,18.17496],[-96.10119,18.18367],[-96.16643,18.24722],[-96.16207,18.25228],[-96.26129,18.35461]]}}
LT TEMASCAL I - GRANJA III | LineString | 115 kV |  | 21.04 km | 115KV-2C-21KM-795ACSR-TA 73560 | [5 empty] | CONACYT 2024 (oficial) | {"type":"Feature","properties":{},"geometry":{"type":"LineString","coordinates":[[-96.26163,18.35404],[-96.2619,18.35387],[-96.32351,18.30212],[-96.35853,18.28747],[-96.40515,18.23445],[-96.40814,18.23177]]}}
LT LA GRANJA III - TIERRA BLANCA II | LineString | 115 kV |  | 18.64 km | 115KV-1C-18.6KM-477ACSR-TA-PC 73860 | [5 empty] | CONACYT 2024 (oficial) | {"type":"Feature","properties":{},"geometry":{"type":"LineString","coordinates":[[-96.36458,18.48352],[-96.35999,18.48289],[-96.33077,18.44927],[-96.30473,18.39664],[-96.26178,18.35419]]}}
L.T. ABASOLO II - PENJAMO | LineString | 115 kV |  | 17.42 km | 115 KV-1C-17.42 Km-397 ACSR-TA/PC | [5 empty] | CONACYT 2024 (oficial) | {"type":"Feature","properties":{},"geometry":{"type":"LineString","coordinates":[[-101.58865,20.51842],[-101.59605,20.51705],[-101.7174,20.42135]]}}
LT NOGALES - ORIZABA | LineString | 115 kV |  | 4.58 km | 115KV-2C-4.5KM-795ACSR-TA 73650/73650 | [5 empty] | CONACYT 2024 (oficial) | {"type":"Feature","properties":{},"geometry":{"type":"LineString","coordinates":[[-97.13554,18.83517],[-97.1506,18.82938],[-97.16835,18.81211]]}}
LT ORIZABA - CERVECERA MOCTEZUMA | LineString | 115 kV |  | 2.31 km | 115KV-1C-2.3KM-336ACSR-PC-PM 73500 | [5 empty] | CONACYT 2024 (oficial) | {"type":"Feature","properties":{},"geometry":{"type":"LineString","coordinates":[[-97.1022,18.83485],[-97.0863,18.83464]]}}
LT TALLERES Y AC. ENT OJO AGUA PT-CEM VERACRUZ | LineString | 115 kV |  | 2.16 km | 115KV-1C-2.1KM-477ACSR-PM 73000 | [5 empty] | CONACYT 2024 (oficial) | {"type":"Feature","properties":{},"geometry":{"type":"LineString","coordinates":[[-97.04478,18.8709],[-97.05199,18.85648]]}}
LT ORIZABA - TUXPANGO | LineString | 115 kV |  | 5.68 km | 115KV-2C-5.6KM-795ACSR-TA 73620/73060 | [5 empty] | CONACYT 2024 (oficial) | {"type":"Feature","properties":{},"geometry":{"type":"LineString","coordinates":[[-97.08547,18.83448],[-97.06459,18.83935],[-97.03296,18.83748]]}}
LT 5 DE MAYO - BUGAMBILIAS | LineString | 115 kV |  | 9.23 km | 115KV-1C-9.2KM-477/750ACSR 73620 | [5 empty] | CONACYT 2024 (oficial) | {"type":"Feature","properties":{},"geometry":{"type":"LineString","coordinates":[[-98.22459,18.99834],[-98.22358,18.99803],[-98.20762,18.99224],[-98.19528,18.99574],[-98.20467,19.00606],[-98.1956,19.03789],[-98.19514,19.03849]]}}
L.T. CIMATARIO - ESTADIO | LineString | 115 kV |  | 3.98 km | 115 KV-1C-3.98 Km-795 ACSR-TA | [5 empty] | CONACYT 2024 (oficial) | {"type":"Feature","properties":{},"geometry":{"type":"LineString","coordinates":[[-100.35649,20.58307],[-100.35767,20.5792],[-100.35082,20.56523],[-100.3517,20.5614],[-100.36327,20.55585]]}}
L.T. UNIVEX TAP SALAMANCA PV - SALAMANCA NORTE | LineString | 115 kV |  | 7.49 km | 115 KV-1C-7.49 Km-336 ACSR-PC | [5 empty] | CONACYT 2024 (oficial) | {"type":"Feature","properties":{},"geometry":{"type":"LineString","coordinates":[[-101.10224,20.53752],[-101.1501,20.55989],[-101.1651,20.56732]]}}
LT ACATLAN - LAS PALOMAS | LineString | 115 kV |  | 20.17 km | 115KV-1C-20.1KM-336ACSR 73230 | [5 empty] | CONACYT 2024 (oficial) | {"type":"Feature","properties":{},"geometry":{"type":"LineString","coordinates":[[-98.22132,18.25185],[-98.211,18.23391],[-98.14143,18.23324],[-98.04428,18.21547]]}}
LT ACATLAN - TEPEXI DE RODRIGUEZ | LineString | 115 kV |  | 44.08 km | 115KV-1C-44KM-477ACSR 73510 | [5 empty] | CONACYT 2024 (oficial) | {"type":"Feature","properties":{},"geometry":{"type":"LineString","coordinates":[[-98.04424,18.21558],[-98.05331,18.22491],[-98.05302,18.26021],[-98.00098,18.33772],[-98.00082,18.38616],[-98.00941,18.40713],[-97.997,18.4656],[-97.957,18.50687],[-97.93622,18.54364],[-97.93721,18.55764],[-97.92553,18.56489],[-97.92527,18.5654]]}}
LT AGUA SANTA - VALSEQUILLO | LineString | 115 kV |  | 21.84 km | 115KV-1C/2C-21.8KM-795ACSR 73360 | [5 empty] | CONACYT 2024 (oficial) | {"type":"Feature","properties":{},"geometry":{"type":"LineString","coordinates":[[-98.16028,18.9521],[-98.16063,18.95181],[-98.20458,18.95706],[-98.22963,18.95239],[-98.24134,18.94423],[-98.25733,18.95776],[-98.27338,18.95638],[-98.2905,18.98114],[-98.27249,18.99491],[-98.25,18.98591],[-98.24925,18.98606]]}}
LT ALTZAYANCA - LIBRES | LineString | 115 kV |  | 18.78 km | 115KV-1C-18.7KM-397ACSR 73100 | [5 empty] | CONACYT 2024 (oficial) | {"type":"Feature","properties":{},"geometry":{"type":"LineString","coordinates":[[-97.67659,19.47844],[-97.68985,19.47756],[-97.82206,19.39328]]}}
LT APIZACO II - ATLIHUETZIA | LineString | 115 kV |  | 9.56 km | 115KV-1C-9.5KM-477ACSR 73300 | [5 empty] | CONACYT 2024 (oficial) | {"type":"Feature","properties":{},"geometry":{"type":"LineString","coordinates":[[-98.19307,19.36564],[-98.20174,19.40873],[-98.19292,19.42559],[-98.16938,19.43179]]}}
LT.EL SABINO-OCOZOCOUATLA | LineString | 115 kV |  | 28.23 km | 115KV-1C-28.21KM-TA | [5 empty] | CONACYT 2024 (oficial) | {"type":"Feature","properties":{},"geometry":{"type":"LineString","coordinates":[[-93.39421,16.73102],[-93.33114,16.73986],[-93.26389,16.75587],[-93.20643,16.74626],[-93.20571,16.76807],[-93.19547,16.8059],[-93.18964,16.81007]]}}
LT. HUIXTLA-MOTOZINTLA | LineString | 115 kV |  | 39.8 km | 115KV-1C-39.78KM-TA | [5 empty] | CONACYT 2024 (oficial) | {"type":"Feature","properties":{},"geometry":{"type":"LineString","coordinates":[[-92.23698,15.36926],[-92.24525,15.34693],[-92.29691,15.32404],[-92.32799,15.32225],[-92.3462,15.31414],[-92.36876,15.31334],[-92.39086,15.29696],[-92.39391,15.27354],[-92.4047,15.25818],[-92.4225,15.17317],[-92.44747,15.17372],[-92.45199,15.1467]]}}
LT ATLIHUETZIA - PANOTLA | LineString | 115 kV |  | 10.47 km | 115KV-1C-10.4KM-366ACSR 73700 | [5 empty] | CONACYT 2024 (oficial) | {"type":"Feature","properties":{},"geometry":{"type":"LineString","coordinates":[[-98.19311,19.36557],[-98.2247,19.3456],[-98.25293,19.33945],[-98.27574,19.32156]]}}
LT ATLIHUETZIA - SANTA ANA CHIAUTEMPAN | LineString | 115 kV |  | 6.56 km | 115KV-1C-6.5KM-477ACSR 73260 | [5 empty] | CONACYT 2024 (oficial) | {"type":"Feature","properties":{},"geometry":{"type":"LineString","coordinates":[[-98.2028,19.31592],[-98.20501,19.3312],[-98.20195,19.36192],[-98.19315,19.36552]]}}
LT TONANTZINTLA(UNIVERSIDAD) - ATLIXCO | LineString | 115 kV |  | 25.85 km | 115KV-2C-25.8KM-795ACSR 73400 | [5 empty] | CONACYT 2024 (oficial) | {"type":"Feature","properties":{},"geometry":{"type":"LineString","coordinates":[[-98.2993,19.02902],[-98.29917,19.02882],[-98.30049,19.01924],[-98.31534,18.98439],[-98.31765,18.98371],[-98.33061,18.96913],[-98.34973,18.95383],[-98.35993,18.95378],[-98.37245,18.93516],[-98.38297,18.90117],[-98.3988,18.87444],[-98.41874,18.87018],[-98.43005,18.88018],[-98.43045,18.88015]]}}
LT CALPULALPAN II - SAN MARTIN POT. | LineString | 115 kV |  | 33.93 km | 115KV-1C-33.9KM-795/336ACSR 73520 | [5 empty] | CONACYT 2024 (oficial) | {"type":"Feature","properties":{},"geometry":{"type":"LineString","coordinates":[[-98.53869,19.58338],[-98.52666,19.53972],[-98.49432,19.43771],[-98.43619,19.33949],[-98.41924,19.30245]]}}
LT CEBADAS Y MALTAS - CALPULALPAN II | LineString | 115 kV |  | 1.81 km | 115KV-1C-1.8KM-336ACSR 73970 | [5 empty] | CONACYT 2024 (oficial) | {"type":"Feature","properties":{},"geometry":{"type":"LineString","coordinates":[[-98.55376,19.57602],[-98.53879,19.58341]]}}
LT APECSA TAP COAPAN - ZINACATEPEC | LineString | 115 kV |  | 0.65 km | 115KV-1C-0.6KM-477 | [5 empty] | CONACYT 2024 (oficial) | {"type":"Feature","properties":{},"geometry":{"type":"LineString","coordinates":[[-97.33185,18.4177],[-97.33365,18.42325]]}}
LT COAPAN - TEHUACAN | LineString | 115 kV |  | 10.16 km | 115KV-1C-10.1KM-477ACSR 73280 | [5 empty] | CONACYT 2024 (oficial) | {"type":"Feature","properties":{},"geometry":{"type":"LineString","coordinates":[[-97.40444,18.49897],[-97.3846,18.48677],[-97.36635,18.46513],[-97.36114,18.44777],[-97.37764,18.44136],[-97.37899,18.44027]]}}
LT METALOIDES - CONDE | LineString | 115 kV |  | 0.86 km | 115KV-1C/2C-0.8KM-397ACSR | [5 empty] | CONACYT 2024 (oficial) | {"type":"Feature","properties":{},"geometry":{"type":"LineString","coordinates":[[-98.19622,19.08286],[-98.19601,19.08573],[-98.19185,19.08535],[-98.1919,19.08529]]}}
LT CONTLA - PAPALOTLA | LineString | 115 kV |  | 6.96 km | 115KV-2C/4C-6.9KM-795 | [5 empty] | CONACYT 2024 (oficial) | {"type":"Feature","properties":{},"geometry":{"type":"LineString","coordinates":[[-98.22264,19.16368],[-98.22286,19.16375],[-98.2236,19.16389],[-98.22752,19.18676],[-98.1931,19.19788],[-98.19296,19.19831]]}}
LT CONTLA - PORCEL | LineString | 115 kV |  | 0.34 km | 115KV-1C-0.3KM-477ACSR 73990 | [5 empty] | CONACYT 2024 (oficial) | {"type":"Feature","properties":{},"geometry":{"type":"LineString","coordinates":[[-98.18983,19.1985],[-98.19267,19.19881]]}}
LT CUAUHTEMOC - HUAMANTLA | LineString | 115 kV |  | 4.62 km | 115KV-2C-4.5KM-397/477ACSR 73430 | [5 empty] | CONACYT 2024 (oficial) | {"type":"Feature","properties":{},"geometry":{"type":"LineString","coordinates":[[-97.93091,19.32669],[-97.93133,19.32709],[-97.94706,19.34113],[-97.96675,19.33329]]}}
LT FUERTES - INDUSTRIAL | LineString | 115 kV |  | 4.62 km | 115KV-1C/2C-4.6KM-477ACSR 73580 | [5 empty] | CONACYT 2024 (oficial) | {"type":"Feature","properties":{},"geometry":{"type":"LineString","coordinates":[[-98.15556,19.07099],[-98.15961,19.07138],[-98.16967,19.07594],[-98.17974,19.06465],[-98.17956,19.0645],[-98.17163,19.06139],[-98.17249,19.06163]]}}
LT GUADALUPE ANALCO - 5 DE MAYO | LineString | 115 kV |  | 7.76 km | 115KV-1C-7.7KM-750/477ACSR 73020 | [5 empty] | CONACYT 2024 (oficial) | {"type":"Feature","properties":{},"geometry":{"type":"LineString","coordinates":[[-98.19529,19.03854],[-98.1956,19.03789],[-98.20467,19.00606],[-98.19528,18.99574],[-98.17957,19.00021],[-98.17896,19.00045]]}}
LT GUADALUPE ANALCO - TECALI | LineString | 115 kV |  | 28.91 km | 115KV-1C-28.8KM-477ACSR 73010 | [5 empty] | CONACYT 2024 (oficial) | {"type":"Feature","properties":{},"geometry":{"type":"LineString","coordinates":[[-97.97644,18.8492],[-97.97631,18.84955],[-97.97353,18.86892],[-98.01641,18.90821],[-98.12166,18.97482],[-98.16494,19.00439],[-98.16625,19.00403],[-98.17775,19.00076],[-98.17865,19.00057]]}}
LT HUAMANTLA - ALTZAYANCA | LineString | 115 kV |  | 16.7 km | 115KV-1C/2C-16.6KM-477/397 | [5 empty] | CONACYT 2024 (oficial) | {"type":"Feature","properties":{},"geometry":{"type":"LineString","coordinates":[[-97.8223,19.3933],[-97.94706,19.34113],[-97.93133,19.32709],[-97.93083,19.32677]]}}
LT VALSEQUILLO - TECALI | LineString | 115 kV |  | 23.33 km | 115KV-1C-23.3KM-795ACSR 73380 | [5 empty] | CONACYT 2024 (oficial) | {"type":"Feature","properties":{},"geometry":{"type":"LineString","coordinates":[[-97.97688,18.84927],[-97.97676,18.8496],[-97.9812,18.85866],[-98.04282,18.88548],[-98.11603,18.94576],[-98.16063,18.95181],[-98.1603,18.952]]}}
LT XICOTENCATL - APIZACO II | LineString | 115 kV |  | 2.14 km | 115KV-1C-2.1KM-477ACSR 73310 | [5 empty] | CONACYT 2024 (oficial) | {"type":"Feature","properties":{},"geometry":{"type":"LineString","coordinates":[[-98.06734,19.49875],[-98.04832,19.49975]]}}
LT ZOCAC - CUAUHTEMOC | LineString | 115 kV |  | 22.82 km | 115KV-1C-22.7KM-477ACSR 73930 | [5 empty] | CONACYT 2024 (oficial) | {"type":"Feature","properties":{},"geometry":{"type":"LineString","coordinates":[[-97.96681,19.33319],[-97.95689,19.37495],[-97.98117,19.41463],[-98.04123,19.45318],[-98.03868,19.49177],[-98.04567,19.4979]]}}
LT ZOCAC - KIMBERLY CLARK | LineString | 115 kV |  | 4.27 km | 115KV-1C-4.2KM-477ACSR 73950 | [5 empty] | CONACYT 2024 (oficial) | {"type":"Feature","properties":{},"geometry":{"type":"LineString","coordinates":[[-98.0793,19.50443],[-98.0663,19.49874],[-98.04816,19.50001],[-98.04653,19.49952],[-98.04567,19.49807]]}}
LT ZOCAC - SANTA ANITA | LineString | 115 kV |  | 18.14 km | 115KV-1C-18.1KM-477ACSR 73940 | [5 empty] | CONACYT 2024 (oficial) | {"type":"Feature","properties":{},"geometry":{"type":"LineString","coordinates":[[-98.13721,19.38368],[-98.137,19.38435],[-98.10332,19.39906],[-98.08052,19.39874],[-98.06282,19.43017],[-98.047,19.48575],[-98.04568,19.49784]]}}
LT ZOCAC - XICOTENCATL | LineString | 115 kV |  | 0.55 km | 115KV-1C-0.5KM-795ACSR 73910 | [5 empty] | CONACYT 2024 (oficial) | {"type":"Feature","properties":{},"geometry":{"type":"LineString","coordinates":[[-98.04829,19.49974],[-98.04816,19.50001],[-98.04653,19.49952],[-98.04565,19.49816]]}}
LT OJO DE AGUA POT. - ORIZABA | LineString | 115 kV |  | 8.04 km | 115KV-2C-8KM-795/266ACSR-TA 73680 / 73670 | [5 empty] | CONACYT 2024 (oficial) | {"type":"Feature","properties":{},"geometry":{"type":"LineString","coordinates":[[-97.08548,18.83455],[-97.06942,18.85148],[-97.06848,18.86168],[-97.07086,18.86729],[-97.05049,18.88804],[-97.04863,18.89012],[-97.04804,18.89057]]}}
LT ORIZABA - ESPERANZA | LineString | 115 kV |  | 25.64 km | 115KV-2C-25.6KM-240ACSR-TA 73650 | [5 empty] | CONACYT 2024 (oficial) | {"type":"Feature","properties":{},"geometry":{"type":"LineString","coordinates":[[-97.40396,18.83859],[-97.4036,18.83851],[-97.32812,18.81262],[-97.30295,18.80054],[-97.28394,18.80059],[-97.22738,18.81634],[-97.17137,18.81133]]}}
LT CORDOBA I - METALURGICA VERACRUZANA | LineString | 115 kV |  | 1.06 km | 115KV-1C-1KM-PC 73910 | [5 empty] | CONACYT 2024 (oficial) | {"type":"Feature","properties":{},"geometry":{"type":"LineString","coordinates":[[-96.95774,18.89344],[-96.95276,18.88535]]}}
LT ORIZABA - ZONGOLICA | LineString | 115 kV |  | 10.33 km | 115KV-1C-10.3KM-TA 73060 | [5 empty] | CONACYT 2024 (oficial) | {"type":"Feature","properties":{},"geometry":{"type":"LineString","coordinates":[[-97.0328,18.83719],[-97.01433,18.82723],[-96.97742,18.8342],[-96.9428,18.81694]]}}
L.T. ANGAMACUTIRO II - PURUANDIRO | LineString | 115 kV |  | 25.54 km | 115kV - 1C - 30km - 477 ACSR/AS - T.A | [5 empty] | CONACYT 2024 (oficial) | {"type":"Feature","properties":{},"geometry":{"type":"LineString","coordinates":[[-101.7264,20.15829],[-101.71651,20.15461],[-101.7117,20.13772],[-101.70382,20.13321],[-101.66624,20.13591],[-101.64436,20.1436],[-101.62273,20.14436],[-101.59959,20.12924],[-101.57889,20.09612],[-101.5334,20.08925],[-101.52833,20.09134]]}}
L.T. BOTELLO - PURUANDIRO 73660 | LineString | 115 kV |  | 28.13 km | 115kV - 23.72 - 477 ACSR | [5 empty] | CONACYT 2024 (oficial) | {"type":"Feature","properties":{},"geometry":{"type":"LineString","coordinates":[[-101.73656,19.97918],[-101.72897,19.98919],[-101.70785,19.99479],[-101.6716,20.01529],[-101.65111,20.05372],[-101.61651,20.0575],[-101.59158,20.06971],[-101.56854,20.07321],[-101.52848,20.09112]]}}
L.T. CHARCAS - CHARCAS IMMSA TAP CHARCAS POT. 73730 | LineString | 115 kV |  | 2.48 km | 115kV - 1C - 2.4km - 477ACSR - PC Y PM | [5 empty] | CONACYT 2024 (oficial) | {"type":"Feature","properties":{},"geometry":{"type":"LineString","coordinates":[[-101.10376,23.09903],[-101.11074,23.12042]]}}
LT OJO DE AGUA POT. - KIMBERLY CLARK | LineString | 115 kV |  | 4.5 km | 115KV-1C-4.5KM-PA 73450 | [5 empty] | CONACYT 2024 (oficial) | {"type":"Feature","properties":{},"geometry":{"type":"LineString","coordinates":[[-97.06704,18.86274],[-97.06848,18.86168],[-97.07086,18.86729],[-97.05049,18.88804],[-97.04848,18.88984],[-97.04795,18.8905]]}}
LT OJO DE AGUA - CEMENTOS VERACRUZ | LineString | 115 kV |  | 7.61 km | 115KV-1C-7.6KM-PA 73000 | [5 empty] | CONACYT 2024 (oficial) | {"type":"Feature","properties":{},"geometry":{"type":"LineString","coordinates":[[-97.04318,18.85832],[-97.05199,18.85648],[-97.06848,18.86168],[-97.07086,18.86729],[-97.05049,18.88804],[-97.04848,18.88984],[-97.04778,18.89035]]}}
LT BENITO JUAREZ - OAXACA II | LineString | 115 kV |  | 132.97 km | 115KV-1C-133KM-555-PC-PM-TA-PA | [5 empty] | CONACYT 2024 (oficial) | {"type":"Feature","properties":{},"geometry":{"type":"LineString","coordinates":[[-96.67786,17.08066],[-96.63312,17.11329],[-96.58178,17.22572],[-96.54509,17.28382],[-96.50979,17.40517],[-96.5072,17.43835],[-96.51344,17.44897],[-96.51479,17.56558],[-96.50736,17.57964],[-96.49619,17.58562],[-96.4496,17.58715],[-96.4175,17.60262],[-96.35497,17.62709],[-96.32528,17.67519],[-96.33078,17.73309],[-96.32489,17.74688],[-96.30974,17.76012],[-96.31554,17.78133],[-96.29301,17.78198],[-96.27308,17.79349],[-96.26209,17.80725],[-96.25198,17.81009],[-96.2074,17.84887],[-96.17962,17.92234],[-96.15921,18.00031],[-96.16926,18.03403]]}}
LT LA GRANJA III - PIEDRAS NEGRAS | LineString | 115 kV |  | 29.52 km | 115KV-2C-29.5KM-795-TA 73930 | [5 empty] | CONACYT 2024 (oficial) | {"type":"Feature","properties":{},"geometry":{"type":"LineString","coordinates":[[-96.23209,18.60571],[-96.24029,18.58769],[-96.24742,18.53481],[-96.27391,18.48797],[-96.26586,18.4331],[-96.25616,18.35606],[-96.26171,18.3538],[-96.26159,18.354]]}}
LT TEMASCAL I - BENITO JUAREZ | LineString | 115 kV |  | 40.2 km | 115KV-1C-40.2KM-PM-TA 73580 | [5 empty] | CONACYT 2024 (oficial) | {"type":"Feature","properties":{},"geometry":{"type":"LineString","coordinates":[[-96.16922,18.0343],[-96.16863,18.04438],[-96.15359,18.07852],[-96.24285,18.15372],[-96.37565,18.24867],[-96.40763,18.23158]]}}
LT TEMASCAL I - BENITO JUAREZ | LineString | 115 kV |  | 36.53 km | 115KV-1C-36.5KM-TA 73510 | [5 empty] | CONACYT 2024 (oficial) | {"type":"Feature","properties":{},"geometry":{"type":"LineString","coordinates":[[-96.16934,18.0343],[-96.24276,18.13501],[-96.31161,18.18405],[-96.32486,18.19808],[-96.33568,18.21781],[-96.37898,18.24857],[-96.4078,18.23164]]}}
LT COSOLAPA ENTQ. ZONGOLICA - TEMASCAL I | LineString | 115 kV |  | 0.03 km | 115KV-1C-0.02KM-795-PC 73610 | [5 empty] | CONACYT 2024 (oficial) | {"type":"Feature","properties":{},"geometry":{"type":"LineString","coordinates":[[-96.67141,18.60079],[-96.67124,18.60096]]}}
LT OMEALCA ENTQ. ZONGOLICA - TEMASCAL I | LineString | 115 kV |  | 1.78 km | 115KV-1C-1.7KM-795ACSR-PC 73610 | [5 empty] | CONACYT 2024 (oficial) | {"type":"Feature","properties":{},"geometry":{"type":"LineString","coordinates":[[-96.7852,18.74343],[-96.79555,18.73073]]}}
LT TUXTEPEC II - CERVECERA DEL TROPICO | LineString | 115 kV |  | 0.23 km | 115KV-1C-0.2KM-477-PC 73190 | [5 empty] | CONACYT 2024 (oficial) | {"type":"Feature","properties":{},"geometry":{"type":"LineString","coordinates":[[-96.13695,18.07096],[-96.13642,18.07032],[-96.13648,18.06947]]}}
LT VIDR.TIERRA BLANCA-ENTQ.GRANJA III-PIEDRAS NGS | LineString | 115 kV |  | 7.27 km | 115KV-2C-7.2KM-TA | [5 empty] | CONACYT 2024 (oficial) | {"type":"Feature","properties":{},"geometry":{"type":"LineString","coordinates":[[-96.26586,18.4331],[-96.31406,18.45269],[-96.32994,18.45615]]}}
LT ATLIXCAYOTL - EXCELOPOLIS | LineString | 115 kV |  | 3.06 km | 115KV-1C-3KM-795/477 73590 | [5 empty] | CONACYT 2024 (oficial) | {"type":"Feature","properties":{},"geometry":{"type":"LineString","coordinates":[[-98.23249,19.03511],[-98.23244,19.03467],[-98.23684,19.03224],[-98.23616,19.03036],[-98.24926,19.01928],[-98.25023,19.02142],[-98.24923,19.02181],[-98.24906,19.02177]]}}
LT EXCELOPOLIS - BUGAMBILIAS | LineString | 115 kV |  | 6.3 km | 115KV-6.3KM-795/477 73480 | [5 empty] | CONACYT 2024 (oficial) | {"type":"Feature","properties":{},"geometry":{"type":"LineString","coordinates":[[-98.22524,18.99878],[-98.24438,19.00773],[-98.24926,19.01928],[-98.23616,19.03036],[-98.23684,19.03224],[-98.23244,19.03467],[-98.23227,19.03513]]}}
LT PONIENTE - ATLIXCAYOTL | LineString | 115 kV |  | 4.8 km | 115KV-4.7KM-477/795 73030 | [5 empty] | CONACYT 2024 (oficial) | {"type":"Feature","properties":{},"geometry":{"type":"LineString","coordinates":[[-98.24914,19.0217],[-98.24923,19.02181],[-98.25023,19.02142],[-98.2675,19.06023]]}}
LT PONIENTE - ANTUÑANO | LineString | 115 kV |  | 4.27 km | 115KV-1C-4.2KM-795ACSR-TA-PA 73780 | [5 empty] | CONACYT 2024 (oficial) | {"type":"Feature","properties":{},"geometry":{"type":"LineString","coordinates":[[-98.23179,19.06384],[-98.23193,19.0633],[-98.23118,19.06261],[-98.26744,19.06075]]}}
LT PUEBLA 2000 - IDESA | LineString | 115 kV |  | 1.14 km | 115KV-1C-1.1KM-266 73330 | [5 empty] | CONACYT 2024 (oficial) | {"type":"Feature","properties":{},"geometry":{"type":"LineString","coordinates":[[-98.16054,19.06434],[-98.15993,19.06533],[-98.15515,19.0648],[-98.15164,19.06442]]}}
LT SAN LORENZO POT. - SAN LORENZO ALMECATLA | LineString | 115 kV |  | 1.13 km | 115KV-2C-1.1KM-795 73760 | [5 empty] | CONACYT 2024 (oficial) | {"type":"Feature","properties":{},"geometry":{"type":"LineString","coordinates":[[-98.24298,19.11391],[-98.24314,19.11367],[-98.24241,19.11972],[-98.24226,19.11999]]}}
LT SAN LORENZO POT. - HUEJOTZINGO | LineString | 115 kV |  | 23.86 km | 115KV-23.8KM-795ACSR 73T00 | [5 empty] | CONACYT 2024 (oficial) | {"type":"Feature","properties":{},"geometry":{"type":"LineString","coordinates":[[-98.39462,19.18522],[-98.355,19.2142],[-98.30707,19.17475],[-98.27186,19.135],[-98.25262,19.13749],[-98.24083,19.12829],[-98.24189,19.12433],[-98.24281,19.12112],[-98.24291,19.12081]]}}
LT SAN LORENZO POT. - PAPALOTLA | LineString | 115 kV |  | 7.85 km | 115KV-1C/2C-7.8KM-795ACSR | [5 empty] | CONACYT 2024 (oficial) | {"type":"Feature","properties":{},"geometry":{"type":"LineString","coordinates":[[-98.22266,19.16378],[-98.22286,19.16375],[-98.2236,19.16389],[-98.23785,19.16313],[-98.25262,19.13749],[-98.24083,19.12829],[-98.24166,19.1244],[-98.24047,19.12285],[-98.24181,19.12048],[-98.24196,19.12021]]}}
LT MATAMOROS - LAS PALOMAS | LineString | 115 kV |  | 45.17 km | 115KV-45.1KM-336 73230 | [5 empty] | CONACYT 2024 (oficial) | {"type":"Feature","properties":{},"geometry":{"type":"LineString","coordinates":[[-98.22143,18.25218],[-98.2406,18.31896],[-98.42929,18.53126],[-98.45116,18.58314],[-98.45353,18.5862]]}}
LT TECAMACHALCO - TLACOTEPEC | LineString | 115 kV |  | 32.68 km | 115KV-32.6KM-477 73530 | [5 empty] | CONACYT 2024 (oficial) | {"type":"Feature","properties":{},"geometry":{"type":"LineString","coordinates":[[-97.64387,18.68343],[-97.64392,18.68371],[-97.65635,18.70384],[-97.69626,18.6951],[-97.72349,18.68064],[-97.73044,18.68763],[-97.72474,18.7248],[-97.72501,18.77797],[-97.71594,18.8659],[-97.71128,18.87072],[-97.71622,18.87516]]}}
LT TEHUACAN - ESPERANZA | LineString | 115 kV |  | 38.73 km | 115KV-38.7KM-477ACSR 73270 | [5 empty] | CONACYT 2024 (oficial) | {"type":"Feature","properties":{},"geometry":{"type":"LineString","coordinates":[[-97.40398,18.83853],[-97.41217,18.81303],[-97.41518,18.75915],[-97.40917,18.7328],[-97.40944,18.71024],[-97.39979,18.68977],[-97.39143,18.65143],[-97.39996,18.62208],[-97.41811,18.57104],[-97.40445,18.49905]]}}
LT HUMEROS II - LIBRES | LineString | 115 kV |  | 35.31 km | 115KV-1C-35.3KM-336ACSR 73370 | [5 empty] | CONACYT 2024 (oficial) | {"type":"Feature","properties":{},"geometry":{"type":"LineString","coordinates":[[-97.67628,19.47865],[-97.68233,19.48486],[-97.48346,19.71268],[-97.47377,19.7244]]}}
LT ATLIXCO - MATAMOROS II | LineString | 115 kV |  | 45.19 km | 115KV-1C/2C-45.1KM-795/336/795ACSR | [5 empty] | CONACYT 2024 (oficial) | {"type":"Feature","properties":{},"geometry":{"type":"LineString","coordinates":[[-98.43064,18.88015],[-98.43144,18.87964],[-98.44463,18.8853],[-98.45461,18.89059],[-98.46649,18.86426],[-98.45511,18.81028],[-98.45749,18.77868],[-98.45777,18.72172],[-98.43955,18.67502],[-98.46126,18.65507],[-98.45127,18.60837],[-98.45352,18.58662],[-98.46944,18.57109],[-98.49058,18.59093],[-98.49036,18.59162]]}}
LT MATAMOROS II - MATAMOROS | LineString | 115 kV |  | 6.23 km | 115KV-1C-6.2KM-336/795ACSR | [5 empty] | CONACYT 2024 (oficial) | {"type":"Feature","properties":{},"geometry":{"type":"LineString","coordinates":[[-98.45359,18.5863],[-98.45352,18.58662],[-98.46944,18.57109],[-98.49058,18.59093],[-98.49021,18.59153]]}}
LT MATAMOROS - ATENCINGO | LineString | 115 kV |  | 26.57 km | 115KV-1C-26.5KM-477ACSR 73200 | [5 empty] | CONACYT 2024 (oficial) | {"type":"Feature","properties":{},"geometry":{"type":"LineString","coordinates":[[-98.63766,18.49063],[-98.60414,18.47227],[-98.54783,18.50029],[-98.48637,18.51657],[-98.45116,18.58314],[-98.45347,18.58611]]}}
LT METEPEC - ATLIXCO | LineString | 115 kV |  | 6.82 km | 115KV-1C/2C-6.8KM-336/795ACSR 73290 | [5 empty] | CONACYT 2024 (oficial) | {"type":"Feature","properties":{},"geometry":{"type":"LineString","coordinates":[[-98.43058,18.88024],[-98.43144,18.87964],[-98.44463,18.8853],[-98.45461,18.89059],[-98.46117,18.91277],[-98.45678,18.91693]]}}
LT METEPEC - PONIENTE | LineString | 115 kV |  | 27.03 km | 115KV-1C/2C/4C-27KM-336ACSR 73210 | [5 empty] | CONACYT 2024 (oficial) | {"type":"Feature","properties":{},"geometry":{"type":"LineString","coordinates":[[-98.2678,19.06023],[-98.27827,19.04659],[-98.27906,19.04616],[-98.29085,19.03969],[-98.29849,19.03959],[-98.30594,19.03968],[-98.31819,19.03972],[-98.36457,19.01034],[-98.3917,18.99833],[-98.41635,18.96099],[-98.44237,18.9215],[-98.44751,18.91856],[-98.45661,18.91693]]}}
LT ORIENTE - TECALI | LineString | 115 kV |  | 32.62 km | 115KV-1C/2C-32.6KM-477ACSR 73560 | [5 empty] | CONACYT 2024 (oficial) | {"type":"Feature","properties":{},"geometry":{"type":"LineString","coordinates":[[-97.97633,18.84919],[-97.97631,18.84955],[-97.97353,18.86892],[-98.01641,18.90821],[-98.12166,18.97482],[-98.16494,19.00439],[-98.16444,19.00454],[-98.14908,19.00896],[-98.14742,19.03968],[-98.14756,19.04015]]}}
LT PUEBLA I - FUERTES | LineString | 115 kV |  | 4.26 km | 115KV-1C-4.2KM-477ACSR 73180 | [5 empty] | CONACYT 2024 (oficial) | {"type":"Feature","properties":{},"geometry":{"type":"LineString","coordinates":[[-98.17253,19.06156],[-98.17163,19.06139],[-98.17956,19.0645],[-98.18034,19.06455],[-98.20724,19.06002],[-98.20719,19.05942]]}}
LT CHICLETS ADAMS TAP IDESA - PUEBLA 2000 | LineString | 115 kV |  | 0.04 km | 115KV-1C-0.03KM-266ACSR 73330 | [5 empty] | CONACYT 2024 (oficial) | {"type":"Feature","properties":{},"geometry":{"type":"LineString","coordinates":[[-98.15996,19.06568],[-98.15993,19.06533]]}}
LT FEDERAL MOGUL TAP IDESA - PUEBLA 2000 | LineString | 115 kV |  | 0.03 km | 115KV-1C-0.02KM-266ACSR 73330 | [5 empty] | CONACYT 2024 (oficial) | {"type":"Feature","properties":{},"geometry":{"type":"LineString","coordinates":[[-98.15519,19.06454],[-98.15515,19.0648]]}}
LT PUEBLA 2000 - ORIENTE | LineString | 115 kV |  | 2.81 km | 115KV-1C/2C-2.8KM-477ACSR 73810 | [5 empty] | CONACYT 2024 (oficial) | {"type":"Feature","properties":{},"geometry":{"type":"LineString","coordinates":[[-98.14754,19.0407],[-98.14728,19.04106],[-98.15099,19.06351],[-98.15111,19.06436]]}}
LT PUEBLA II - GUADALUPE NALCO | LineString | 115 kV |  | 11.81 km | 115KV-1C/2C-11.8KM-477ACSR 73890 | [5 empty] | CONACYT 2024 (oficial) | {"type":"Feature","properties":{},"geometry":{"type":"LineString","coordinates":[[-98.17862,19.00046],[-98.17775,19.00076],[-98.16625,19.00403],[-98.16444,19.00454],[-98.14908,19.00896],[-98.14742,19.03968],[-98.14728,19.04106],[-98.15099,19.06351],[-98.15093,19.06482],[-98.13854,19.07974],[-98.13824,19.07993]]}}
LT PUEBLA II - INDUSTRIAL | LineString | 115 kV |  | 6.34 km | 115KV-1C/2C-6.3KM-477ACSR 73160 | [5 empty] | CONACYT 2024 (oficial) | {"type":"Feature","properties":{},"geometry":{"type":"LineString","coordinates":[[-98.15548,19.07099],[-98.15961,19.07138],[-98.16967,19.07594],[-98.15849,19.08938],[-98.13905,19.0795],[-98.13854,19.08013]]}}
LT PUEBLA II - NORTE | LineString | 115 kV |  | 7.97 km | 115KV-1C/2C-7.9KM-477ACSR 73000 | [5 empty] | CONACYT 2024 (oficial) | {"type":"Feature","properties":{},"geometry":{"type":"LineString","coordinates":[[-98.207,19.1086],[-98.1914,19.10564],[-98.13914,19.07974],[-98.13869,19.0802]]}}
LT PUEBLA II - PUEBLA I | LineString | 115 kV |  | 9.25 km | 115KV-1C/2C-9.2KM-477ACSR 73060 | [5 empty] | CONACYT 2024 (oficial) | {"type":"Feature","properties":{},"geometry":{"type":"LineString","coordinates":[[-98.20739,19.05942],[-98.20724,19.06002],[-98.18034,19.06455],[-98.17974,19.06465],[-98.16967,19.07594],[-98.15849,19.08938],[-98.13905,19.0795],[-98.13845,19.08007]]}}
LT PUEBLA II - PUEBLA 2000 | LineString | 115 kV |  | 2.2 km | 115KV-1C-2.2KM-477ACSR 73190 | [5 empty] | CONACYT 2024 (oficial) | {"type":"Feature","properties":{},"geometry":{"type":"LineString","coordinates":[[-98.15112,19.06458],[-98.15093,19.06482],[-98.13854,19.07974],[-98.13835,19.08]]}}
LT PUEBLA II - RESURRECCION | LineString | 115 kV |  | 9.63 km | 115KV-1C/2C-9.6KM-795ACSR 73070 | [5 empty] | CONACYT 2024 (oficial) | {"type":"Feature","properties":{},"geometry":{"type":"LineString","coordinates":[[-98.1821,19.13114],[-98.18184,19.1309],[-98.17796,19.12982],[-98.19108,19.10701],[-98.13899,19.08034]]}}
LT CONDE - PUEBLA II | LineString | 115 kV |  | 9.03 km | 115KV-1C/2C-9KM-397/795ACSR 73070 | [5 empty] | CONACYT 2024 (oficial) | {"type":"Feature","properties":{},"geometry":{"type":"LineString","coordinates":[[-98.19185,19.08529],[-98.19185,19.08535],[-98.19601,19.08573],[-98.1914,19.10564],[-98.13914,19.07974],[-98.13885,19.08028]]}}
LT RESURRECCION - CONTLA | LineString | 115 kV |  | 12.3 km | 115KV-1C/2C-12.3KM-795ACSR 73870 | [5 empty] | CONACYT 2024 (oficial) | {"type":"Feature","properties":{},"geometry":{"type":"LineString","coordinates":[[-98.18204,19.13116],[-98.18184,19.1309],[-98.17796,19.12982],[-98.14679,19.18165],[-98.15747,19.18793],[-98.1928,19.19827]]}}
LT SAN LORENZO POT. - SAN LORENZO DIST. | LineString | 115 kV |  | 0.73 km | 115KV-2C-0.7KM-477ACSR 73840 | [5 empty] | CONACYT 2024 (oficial) | {"type":"Feature","properties":{},"geometry":{"type":"LineString","coordinates":[[-98.24336,19.12597],[-98.24313,19.12643],[-98.243,19.12117],[-98.24298,19.12081]]}}
LT SAN LORENZO POT. - CONTLA | LineString | 115 kV |  | 14.63 km | 115KV-1C/2C/4C-14.6KM-795 | [5 empty] | CONACYT 2024 (oficial) | {"type":"Feature","properties":{},"geometry":{"type":"LineString","coordinates":[[-98.19286,19.19828],[-98.1931,19.19788],[-98.22752,19.18676],[-98.2236,19.16389],[-98.23785,19.16313],[-98.25262,19.13749],[-98.24083,19.12829],[-98.24166,19.1244],[-98.24047,19.12285],[-98.24181,19.12048],[-98.24205,19.12026]]}}
LT SAN LORENZO POT. - NORTE | LineString | 115 kV |  | 4.18 km | 115KV-2C-4.1KM-477ACSR 73850 / 73050 | [5 empty] | CONACYT 2024 (oficial) | {"type":"Feature","properties":{},"geometry":{"type":"LineString","coordinates":[[-98.20791,19.10864],[-98.24185,19.12017]]}}
LT SAN LORENZO POT. - SAN MARTIN | LineString | 115 kV |  | 27.03 km | 115KV-1C/2C-27KM-795ACSR 73150 | [5 empty] | CONACYT 2024 (oficial) | {"type":"Feature","properties":{},"geometry":{"type":"LineString","coordinates":[[-98.4118,19.29202],[-98.39491,19.2656],[-98.39014,19.26474],[-98.3488,19.2136],[-98.27348,19.15621],[-98.27006,19.14147],[-98.24189,19.12433],[-98.24281,19.12112],[-98.2428,19.12081]]}}
LT SAN LORENZO POT. - VOLKSWAGEN | LineString | 115 kV |  | 0.69 km | 115KV-2C-0.6KM-795ACSR 73120 / 73000 | [5 empty] | CONACYT 2024 (oficial) | {"type":"Feature","properties":{},"geometry":{"type":"LineString","coordinates":[[-98.24752,19.12233],[-98.24317,19.1208]]}}
LT SAN MARTIN - PANOTLA | LineString | 115 kV |  | 16.23 km | 115KV-1C-16.2KM-795/336ACSR 73470 | [5 empty] | CONACYT 2024 (oficial) | {"type":"Feature","properties":{},"geometry":{"type":"LineString","coordinates":[[-98.27573,19.32138],[-98.28693,19.31487],[-98.35272,19.30712],[-98.41147,19.29292],[-98.41191,19.29292],[-98.41757,19.3019],[-98.41852,19.30223],[-98.41923,19.30219]]}}
LT SAN MARTIN POT. - POLIFIL | LineString | 115 kV |  | 2.98 km | 115KV-1C-2.9KM-795/336 73520 | [5 empty] | CONACYT 2024 (oficial) | {"type":"Feature","properties":{},"geometry":{"type":"LineString","coordinates":[[-98.39597,19.30941],[-98.39592,19.30965],[-98.41147,19.29222]]}}
LT SAN MARTIN POT. - RASSINI FRENOS | LineString | 115 kV |  | 0.09 km | 115KV-1C-0.09KM-336 73640 | [5 empty] | CONACYT 2024 (oficial) | {"type":"Feature","properties":{},"geometry":{"type":"LineString","coordinates":[[-98.41929,19.26367],[-98.41887,19.26438]]}}
LT SAN MARTIN POT. - SAN MARTIN | LineString | 115 kV |  | 1.48 km | 115KV-1C-1.4KM-795ACSR 73450 | [5 empty] | CONACYT 2024 (oficial) | {"type":"Feature","properties":{},"geometry":{"type":"LineString","coordinates":[[-98.41924,19.30204],[-98.41852,19.30188],[-98.41757,19.3019],[-98.41191,19.29292],[-98.41172,19.29214]]}}
LT SKYTEX TAP SAN MARTIN POT. - HUEJOTZINGO II | LineString | 115 kV |  | 1.81 km | 115KV-1C-1.8KM-336 | [5 empty] | CONACYT 2024 (oficial) | {"type":"Feature","properties":{},"geometry":{"type":"LineString","coordinates":[[-98.42011,19.2191],[-98.41414,19.21692],[-98.40554,19.21634]]}}
LT TEXTILES KN TAP SAN MARTIN POT. - HUEJOTZINGO | LineString | 115 kV |  | 0.04 km | 115KV-1C-0.03KM-336ACSR 73640 | [5 empty] | CONACYT 2024 (oficial) | {"type":"Feature","properties":{},"geometry":{"type":"LineString","coordinates":[[-98.41656,19.27204],[-98.4167,19.27225]]}}
LT EL CRISOL TAP SAN MIGUEL - HUEJOTZINGO II | LineString | 115 kV |  | 0.66 km | 115KV-1C-0.6KM-336ACSR | [5 empty] | CONACYT 2024 (oficial) | {"type":"Feature","properties":{},"geometry":{"type":"LineString","coordinates":[[-98.42179,19.20179],[-98.41723,19.20404]]}}
LT SAN MIGUEL - HUEJOTZINGO II | LineString | 115 kV |  | 5.99 km | 115KV-1C-5.9KM-795ACSR 73440 | [5 empty] | CONACYT 2024 (oficial) | {"type":"Feature","properties":{},"geometry":{"type":"LineString","coordinates":[[-98.39456,19.18532],[-98.39423,19.18523],[-98.41599,19.20156],[-98.41736,19.20431],[-98.42011,19.2191],[-98.41414,19.21692],[-98.41421,19.21666]]}}
LT SANTA ANITA - ATLIHUETZIA | LineString | 115 kV |  | 6.79 km | 115KV-1C-6.7KM-477ACSR 73900 | [5 empty] | CONACYT 2024 (oficial) | {"type":"Feature","properties":{},"geometry":{"type":"LineString","coordinates":[[-98.19319,19.36545],[-98.18617,19.36081],[-98.137,19.38435],[-98.13723,19.38377]]}}
LT TECALI - BUGAMBILIAS | LineString | 115 kV |  | 33.61 km | 115KV-1C-33.6KM-477ACSR 73820 | [5 empty] | CONACYT 2024 (oficial) | {"type":"Feature","properties":{},"geometry":{"type":"LineString","coordinates":[[-98.22448,18.9986],[-98.22358,18.99803],[-98.20762,18.99224],[-98.19528,18.99574],[-98.17957,19.00021],[-98.179,19.00008],[-98.16489,19.00408],[-98.1242,18.97627],[-97.97449,18.86403],[-97.97654,18.84954],[-97.97668,18.84923]]}}
LT TECALI - GUADALUPE ANALCO | LineString | 115 kV |  | 28.63 km | 115KV-1C-28.6KM-477ACSR 73980 | [5 empty] | CONACYT 2024 (oficial) | {"type":"Feature","properties":{},"geometry":{"type":"LineString","coordinates":[[-98.17897,19.00038],[-98.179,19.00008],[-98.16489,19.00408],[-98.1242,18.97627],[-97.97449,18.86403],[-97.97654,18.84954],[-97.97655,18.84921]]}}
LT TECALI - TECAMACHALCO | LineString | 115 kV |  | 29.34 km | 115KV-1C-29.3KM-477ACSR 73540 | [5 empty] | CONACYT 2024 (oficial) | {"type":"Feature","properties":{},"geometry":{"type":"LineString","coordinates":[[-97.71629,18.87495],[-97.71605,18.87491],[-97.71548,18.86732],[-97.74019,18.8647],[-97.772,18.86642],[-97.84558,18.84849],[-97.92954,18.84954],[-97.97427,18.85311],[-97.97608,18.84949],[-97.97621,18.84917]]}}
LT TECALI - TEPEACA | LineString | 115 kV |  | 13.03 km | 115KV-1C-13KM-795ACSR 73800 | [5 empty] | CONACYT 2024 (oficial) | {"type":"Feature","properties":{},"geometry":{"type":"LineString","coordinates":[[-97.91866,18.95131],[-97.97219,18.87225],[-97.97629,18.84918]]}}
LT TECAMACHALCO II - TECAMACHALCO | LineString | 115 kV |  | 10.32 km | 115KV-1C/2C-10.3KM-795/477ACSR 73790 | [5 empty] | CONACYT 2024 (oficial) | {"type":"Feature","properties":{},"geometry":{"type":"LineString","coordinates":[[-97.71628,18.87501],[-97.71605,18.87491],[-97.71548,18.86732],[-97.74019,18.8647],[-97.772,18.86642],[-97.77037,18.88222],[-97.77844,18.88971],[-97.77811,18.88957]]}}
LT QUECHOLAC - TECAMACHALCO | LineString | 115 kV |  | 7.57 km | 115KV-1C-7.5KM-ACSR 73680 | [5 empty] | CONACYT 2024 (oficial) | {"type":"Feature","properties":{},"geometry":{"type":"LineString","coordinates":[[-97.67794,18.93208],[-97.71094,18.89145],[-97.7162,18.87526]]}}
LT TEPEXI DE RODRIGUEZ - TECALI | LineString | 115 kV |  | 38.21 km | 115KV-1C-38.2KM-477ACSR 73510 | [5 empty] | CONACYT 2024 (oficial) | {"type":"Feature","properties":{},"geometry":{"type":"LineString","coordinates":[[-97.9253,18.56536],[-97.92553,18.56489],[-97.93721,18.55764],[-97.93942,18.59483],[-97.9281,18.65955],[-97.9025,18.67044],[-97.9056,18.74264],[-97.97355,18.8505],[-97.97608,18.84915]]}}
LT TONANTZINTLA(UNIVERSIDAD) - TECALI | LineString | 115 kV |  | 45.62 km | 115KV-1C-45.6KM-795ACSR 73390 | [5 empty] | CONACYT 2024 (oficial) | {"type":"Feature","properties":{},"geometry":{"type":"LineString","coordinates":[[-97.97675,18.84925],[-97.97676,18.8496],[-97.9812,18.85866],[-98.04282,18.88548],[-98.11603,18.94576],[-98.16063,18.95181],[-98.20458,18.95706],[-98.22963,18.95239],[-98.24134,18.94423],[-98.25733,18.95776],[-98.27338,18.95638],[-98.2905,18.98114],[-98.29689,18.98943],[-98.30043,18.99407],[-98.29843,19.02937],[-98.29873,19.02933]]}}
LT ANAHUAC POT. - VALLES | LineString | 115 kV |  | 17.87 km | 115KV-1C-17.8KM-477ACSR-TA | [5 empty] | CONACYT 2024 (oficial) | {"type":"Feature","properties":{},"geometry":{"type":"LineString","coordinates":[[-98.84464,22.04553],[-98.84813,22.04144],[-98.8846,22.03324],[-98.99371,21.99009],[-98.99578,21.98507],[-98.9974,21.98187],[-98.99777,21.98154]]}}
LT VALLES - VALLE ALTO | LineString | 115 kV |  | 4.08 km | 115KV-1C-4KM-795ACSR-TA | [5 empty] | CONACYT 2024 (oficial) | {"type":"Feature","properties":{},"geometry":{"type":"LineString","coordinates":[[-99.00132,22.0156],[-98.99356,21.9899],[-98.99729,21.98168],[-98.99767,21.98138]]}}
LT ANAHUAC POT. - VALLES | LineString | 115 kV |  | 17.74 km | 115KV-1C-17.6KM-366.4ACSR-TA | [5 empty] | CONACYT 2024 (oficial) | {"type":"Feature","properties":{},"geometry":{"type":"LineString","coordinates":[[-98.846,22.04621],[-98.847,22.04588],[-98.88447,22.03386],[-98.99383,21.99026],[-98.99578,21.98507],[-98.9974,21.98187],[-98.99783,21.98162]]}}
LT VALLES - MUSEO | LineString | 115 kV |  | 6.96 km | 115KV-1C-6.9KM-477ACSR-TA | [5 empty] | CONACYT 2024 (oficial) | {"type":"Feature","properties":{},"geometry":{"type":"LineString","coordinates":[[-99.02199,21.97094],[-99.01527,21.96214],[-98.988,21.97196],[-98.99716,21.98151],[-98.99761,21.98131]]}}
LT CEMEX - VALLES | LineString | 115 kV |  | 6.94 km | 115KV-1C-6.9KM-336.4ACSR-TA | [5 empty] | CONACYT 2024 (oficial) | {"type":"Feature","properties":{},"geometry":{"type":"LineString","coordinates":[[-98.95903,21.9894],[-98.95644,22.00467],[-98.99356,21.9899],[-98.99729,21.98168],[-98.99771,21.98144]]}}
LT UNIVERSIDAD - POLVORIN | LineString | 115 kV |  | 3.72 km | 115KV-1C/2C-3.7KM-795ACSR-TA/PA | [5 empty] | CONACYT 2024 (oficial) | {"type":"Feature","properties":{},"geometry":{"type":"LineString","coordinates":[[-97.85989,22.25398],[-97.86031,22.25399],[-97.85337,22.25427],[-97.84497,22.27368],[-97.84401,22.27136],[-97.84372,22.2715]]}}
LT TAMOS - CHAIREL | LineString | 115 kV |  | 14.55 km | 115KV-1C/2C-14.1KM-477ACSR-TA 73490 | [5 empty] | CONACYT 2024 (oficial) | {"type":"Feature","properties":{},"geometry":{"type":"LineString","coordinates":[[-97.87526,22.23708],[-97.87585,22.23703],[-97.88002,22.2311],[-97.96123,22.21278],[-97.99924,22.22417],[-98.00328,22.22238],[-98.0037,22.22296]]}}
LT LAGUNA DEL CONEJO - PETROCEL INDELPRO | LineString | 115 kV |  | 3.32 km | 115KV-2C-3.3KM-795ACSR-TA/PA | [5 empty] | CONACYT 2024 (oficial) | {"type":"Feature","properties":{},"geometry":{"type":"LineString","coordinates":[[-97.90061,22.37843],[-97.90627,22.40195],[-97.90627,22.40098],[-97.90651,22.4009]]}}
LT NAVOJOA - NAVOJOA NORTE | LineString | 115 kV |  | 6.08 km | 115 KV - 1C - 795 ACSR/CS - PM | [5 empty] | CONACYT 2024 (oficial) | {"type":"Feature","properties":{},"geometry":{"type":"LineString","coordinates":[[-109.46232,27.08212],[-109.46189,27.04932],[-109.43936,27.04947]]}}
LT NAVOJOA - EL CARRIZO | LineString | 115 kV |  | 88.27 km | 115 KV - 1C - 366 ACSR - TA/PM | [5 empty] | CONACYT 2024 (oficial) | {"type":"Feature","properties":{},"geometry":{"type":"LineString","coordinates":[[-109.01022,26.39943],[-109.00938,26.39978],[-108.99159,26.41251],[-109.04839,26.44371],[-109.1787,26.59623],[-109.33986,26.78565],[-109.39025,26.87958],[-109.40465,26.89306],[-109.4074,26.91099],[-109.42548,26.94448],[-109.43858,27.04868],[-109.43878,27.04948]]}}
LT ALTAMIRA - LAGUNA DEL CONEJO | LineString | 115 kV |  | 12.48 km | 115KV-2C-12.5KM-795ACSR-TA/PA | [5 empty] | CONACYT 2024 (oficial) | {"type":"Feature","properties":{},"geometry":{"type":"LineString","coordinates":[[-97.90653,22.40096],[-97.90627,22.40098],[-97.90627,22.40195],[-97.90914,22.41483],[-97.94904,22.43731],[-97.95376,22.43996],[-97.9672,22.44164],[-98.00609,22.43857]]}}
LT TAMPICO - REFINERIA MADERO | LineString | 115 kV |  | 9.17 km | 115KV-2C-9.1KM-795ACSR-TA/PA | [5 empty] | CONACYT 2024 (oficial) | {"type":"Feature","properties":{},"geometry":{"type":"LineString","coordinates":[[-97.86934,22.31766],[-97.84459,22.31667],[-97.82811,22.27636],[-97.82744,22.27569],[-97.82435,22.2741],[-97.81821,22.26397],[-97.81802,22.26366]]}}
LT REFINERIA MADERO - PEMEX REFINERIA | LineString | 115 kV |  | 0.8 km | 115KV-1C-0.7KM-477ACSR- | [5 empty] | CONACYT 2024 (oficial) | {"type":"Feature","properties":{},"geometry":{"type":"LineString","coordinates":[[-97.81804,22.26365],[-97.822,22.25901]]}}
LT PUERTO - LAGUNA DEL CONEJO | LineString | 115 kV |  | 11.79 km | 115KV-1C-11.7KM-795ACSR-TA/PA | [5 empty] | CONACYT 2024 (oficial) | {"type":"Feature","properties":{},"geometry":{"type":"LineString","coordinates":[[-97.90652,22.40081],[-97.90612,22.40083],[-97.9059,22.40234],[-97.90625,22.40462],[-97.89376,22.40512],[-97.88824,22.40899],[-97.88691,22.41303],[-97.88568,22.42298],[-97.89823,22.4505],[-97.90555,22.48797]]}}
DERIVACIÓN A EBANO | LineString | 115 kV |  | 2.85 km | 115KV-1C-2.8KM-266.8ACSR-TA | [5 empty] | CONACYT 2024 (oficial) | {"type":"Feature","properties":{},"geometry":{"type":"LineString","coordinates":[[-98.41658,22.22575],[-98.40608,22.20343]]}}
LT LOMA - HERMOSILLO 2 | LineString | 115 kV |  | 11.83 km | 115 KV - 1C - 795 ACSR - PA/TA/CS | [5 empty] | CONACYT 2024 (oficial) | {"type":"Feature","properties":{},"geometry":{"type":"LineString","coordinates":[[-110.97201,29.11294],[-110.97209,29.11319],[-110.99084,29.11554],[-110.99631,29.14454],[-111.00193,29.19969],[-111.00284,29.19965],[-111.00283,29.1998]]}}
LT LADRILLERAS - HERMOSILLO 2 | LineString | 115 kV |  | 8.72 km | 115 KV - 2C - 795 ACSR - TA/PA | [5 empty] | CONACYT 2024 (oficial) | {"type":"Feature","properties":{},"geometry":{"type":"LineString","coordinates":[[-110.97191,29.11298],[-110.97191,29.11328],[-110.96605,29.12494],[-110.95974,29.13726],[-110.95559,29.1454],[-111.00347,29.14533],[-111.00375,29.14577],[-111.00407,29.1457]]}}
LT GUAYMAS I - PLANTA GUAYMAS II | LineString | 115 kV |  | 10.82 km | 115 KV - 1C - 795 ACSR - PM | [5 empty] | CONACYT 2024 (oficial) | {"type":"Feature","properties":{},"geometry":{"type":"LineString","coordinates":[[-110.863,27.93804],[-110.86774,27.95688],[-110.87407,27.97164],[-110.9107,27.96155],[-110.92098,27.94919],[-110.93258,27.94769]]}}
LT SAN RAFAEL - GUAMUCHIL II | LineString | 115 kV |  | 26.55 km | 115 KV - 1/2C - 26.57KM - 795 ACSR - TA | [5 empty] | CONACYT 2024 (oficial) | {"type":"Feature","properties":{},"geometry":{"type":"LineString","coordinates":[[-108.0812,25.48681],[-108.10193,25.50182],[-108.214,25.49021],[-108.22579,25.48403],[-108.27472,25.48063],[-108.31705,25.48982],[-108.30769,25.49713],[-108.30728,25.49702]]}}
LT VILLA CONSTITUCION - PTO SAN CARLOS (AGUSTIN OLACHEA) | LineString | 115 kV |  | 52.7 km | 115 KV - 2C- 52.68 KM - 795 ACSR - TA | [5 empty] | CONACYT 2024 (oficial) | {"type":"Feature","properties":{},"geometry":{"type":"LineString","coordinates":[[-111.66715,25.0189],[-111.66836,25.01819],[-111.78849,25.02699],[-111.81846,25.01366],[-111.86607,24.96047],[-112.00262,24.90755],[-112.08727,24.847],[-112.09038,24.81781],[-112.09207,24.81632]]}}
LT ANAHUAC POT. - CEMENTOS ANAHUAC | LineString | 115 kV |  | 2.72 km | 115KV-1C-2.7KM-477ACSR-TA | [5 empty] | CONACYT 2024 (oficial) | {"type":"Feature","properties":{},"geometry":{"type":"LineString","coordinates":[[-98.84576,22.04591],[-98.847,22.04588],[-98.86822,22.04489]]}}
LT TAJIN - GUTIERREZ ZAMORA | LineString | 115 kV |  | 32.87 km | 115KV-1C-32.8KM-477ACSR-TA (DE PTO DE ENTRONQUE A | [5 empty] | CONACYT 2024 (oficial) | {"type":"Feature","properties":{},"geometry":{"type":"LineString","coordinates":[[-97.33769,20.39482],[-97.28861,20.37525],[-97.23858,20.38947],[-97.18668,20.3745],[-97.17862,20.36516],[-97.15948,20.35582],[-97.12775,20.3807],[-97.11136,20.38736],[-97.06913,20.42092],[-97.06899,20.42585]]}}
LT POZA RICA I - TAJIN | LineString | 115 kV |  | 23.56 km | 115KV-1C-23.5KM-795ACSR-TA | [5 empty] | CONACYT 2024 (oficial) | {"type":"Feature","properties":{},"geometry":{"type":"LineString","coordinates":[[-97.33794,20.39481],[-97.33813,20.39485],[-97.35447,20.42276],[-97.37768,20.4339],[-97.40568,20.44096],[-97.43667,20.4651],[-97.47593,20.48447],[-97.47891,20.49465],[-97.48729,20.50351],[-97.49281,20.52526],[-97.49272,20.52602]]}}
LT MARTINEZ DE LA TORRE - MISANTLA II | LineString | 115 kV |  | 31.45 km | 115KV-1C-31.4KM-477ACSR-TA 73410 | [5 empty] | CONACYT 2024 (oficial) | {"type":"Feature","properties":{},"geometry":{"type":"LineString","coordinates":[[-96.83976,19.93135],[-96.85205,19.93432],[-96.89809,19.96568],[-96.91973,19.96738],[-96.95351,19.98182],[-96.97998,20.02144],[-96.99714,20.03865],[-97.01685,20.05091],[-97.03697,20.05051],[-97.05255,20.04007],[-97.07619,20.06023]]}}
LT TEPEYAC - POZA RICA I | LineString | 115 kV |  | 21.07 km | 115KV-1C-21KM-477ACSR-TA/PA 73450 | [5 empty] | CONACYT 2024 (oficial) | {"type":"Feature","properties":{},"geometry":{"type":"LineString","coordinates":[[-97.42785,20.53511],[-97.40047,20.52115],[-97.4014,20.50285],[-97.41637,20.48186],[-97.43667,20.4651],[-97.47593,20.48447],[-97.47891,20.49465],[-97.48729,20.50351],[-97.49281,20.52526],[-97.49247,20.52593]]}}
LT SAN RAFAEL II - GUADALUPE | LineString | 115 kV |  | 21.29 km | 115KV-1C-21.2KM-477ACSR | [5 empty] | CONACYT 2024 (oficial) | {"type":"Feature","properties":{},"geometry":{"type":"LineString","coordinates":[[-96.91157,20.17405],[-96.91612,20.18811],[-96.91482,20.21133],[-96.8915,20.23891],[-96.8888,20.25353],[-96.85915,20.27895],[-96.85717,20.28879],[-96.88461,20.33216],[-96.88366,20.33589]]}}
LT HUMEROS II - TEZIUTLAN | LineString | 115 kV |  | 14.43 km | 115KV-1C-14.4KM-477ACSR-TA 73170 | [5 empty] | CONACYT 2024 (oficial) | {"type":"Feature","properties":{},"geometry":{"type":"LineString","coordinates":[[-97.3645,19.80062],[-97.39979,19.77673],[-97.44733,19.75468],[-97.47335,19.72484]]}}
LT EL MORAL - SAN MIGUEL | LineString | 115 kV |  | 11.06 km | 115KV-2C-11KM-795ACSR-TA 73140 | [5 empty] | CONACYT 2024 (oficial) | {"type":"Feature","properties":{},"geometry":{"type":"LineString","coordinates":[[-98.4143,19.21669],[-98.41414,19.21692],[-98.42011,19.2191],[-98.41529,19.2484],[-98.42173,19.25204],[-98.42259,19.25223],[-98.43,19.26139],[-98.46179,19.2716],[-98.46301,19.2712]]}}
LT KRUPP TAP SAN LORENZO POT. - HUEJOTZINGO | LineString | 115 kV |  | 0.49 km | 115KV-1C-0.4KM-795ACSR-TA | [5 empty] | CONACYT 2024 (oficial) | {"type":"Feature","properties":{},"geometry":{"type":"LineString","coordinates":[[-98.30414,19.17769],[-98.30707,19.17475]]}}
LT OJO DE AGUA POT. - ESPERANZA | LineString | 115 kV |  | 40.43 km | 115KV-1C-40.4KM-795ACSR-TA | [5 empty] | CONACYT 2024 (oficial) | {"type":"Feature","properties":{},"geometry":{"type":"LineString","coordinates":[[-97.40394,18.83869],[-97.36315,18.84913],[-97.3602,18.85327],[-97.3113,18.88461],[-97.25069,18.8901],[-97.2424,18.8969],[-97.22179,18.89023],[-97.18874,18.88465],[-97.15436,18.8872],[-97.10134,18.8974],[-97.09297,18.88756],[-97.04875,18.89119]]}}
LT OJO DE AGUA POT. - COAPAN | LineString | 115 kV |  | 74.45 km | 115KV-1C-74.4KM-795ACSR-TA 73010 | [5 empty] | CONACYT 2024 (oficial) | {"type":"Feature","properties":{},"geometry":{"type":"LineString","coordinates":[[-97.37901,18.44034],[-97.3602,18.44838],[-97.2974,18.52017],[-97.29381,18.53233],[-97.26774,18.55173],[-97.26898,18.61691],[-97.2534,18.65411],[-97.26375,18.68941],[-97.2769,18.71773],[-97.2684,18.74132],[-97.23836,18.7575],[-97.21429,18.78026],[-97.20502,18.79328],[-97.20056,18.81479],[-97.19031,18.82325],[-97.1795,18.81691],[-97.1678,18.82126],[-97.1709,18.82744],[-97.15723,18.84246],[-97.13809,18.8512],[-97.1205,18.89304],[-97.10345,18.88865],[-97.1025,18.88809],[-97.05425,18.88532],[-97.04896,18.89027],[-97.04832,18.89081]]}}
LT HUAJUAPAN -YUCUDAA | LineString | 115 kV |  | 48.77 km | 115KV-1C-48.7KM-477ACSR-TA | [5 empty] | CONACYT 2024 (oficial) | {"type":"Feature","properties":{},"geometry":{"type":"LineString","coordinates":[[-97.43912,17.57075],[-97.449,17.59407],[-97.45294,17.62669],[-97.46085,17.64288],[-97.49329,17.67],[-97.53575,17.68687],[-97.54625,17.69819],[-97.57796,17.70147],[-97.6183,17.69747],[-97.63968,17.70972],[-97.65838,17.71199],[-97.69075,17.73106],[-97.71798,17.74239],[-97.74548,17.7421],[-97.75641,17.74861],[-97.77675,17.77944],[-97.78597,17.78625]]}}
LT AMATLAN II - CUITLAHUAC | LineString | 115 kV |  | 19.05 km | 115KV-2C-19KM-795ACSR-TA 73210 | [5 empty] | CONACYT 2024 (oficial) | {"type":"Feature","properties":{},"geometry":{"type":"LineString","coordinates":[[-96.73699,18.82392],[-96.76869,18.8414],[-96.80746,18.85538],[-96.84457,18.86449],[-96.86255,18.86323],[-96.88903,18.851],[-96.90278,18.85758]]}}
LT JALACINGO - EL CERRO (XALAPA I) | LineString | 115 kV |  | 50.38 km | 115KV-1C-50.3KM-795ACSR-TA/PA | [5 empty] | CONACYT 2024 (oficial) | {"type":"Feature","properties":{},"geometry":{"type":"LineString","coordinates":[[-96.9172,19.54601],[-96.97301,19.55689],[-97.02319,19.60473],[-97.15151,19.64644],[-97.17592,19.66423],[-97.19133,19.67547],[-97.22916,19.69139],[-97.23823,19.71013],[-97.28213,19.74387],[-97.26734,19.78352]]}}
LT TAMARINDO - LAS TRANCAS | LineString | 115 kV |  | 51.22 km | 115KV-1C-51.2KM-795ACSR-TA/PA | [5 empty] | CONACYT 2024 (oficial) | {"type":"Feature","properties":{},"geometry":{"type":"LineString","coordinates":[[-96.48317,19.33916],[-96.49843,19.3348],[-96.57491,19.34686],[-96.63621,19.4032],[-96.65995,19.42502],[-96.71774,19.4531],[-96.77331,19.50154],[-96.85953,19.53018],[-96.86353,19.52797],[-96.87245,19.50871],[-96.86836,19.50514],[-96.86786,19.50512]]}}
LT LAS TRANCAS - COATEPEC | LineString | 115 kV |  | 17.5 km | 115KV-1C-17.5KM-795ACSR-TA/PA 73250 | [5 empty] | CONACYT 2024 (oficial) | {"type":"Feature","properties":{},"geometry":{"type":"LineString","coordinates":[[-96.91403,19.43068],[-96.91362,19.43041],[-96.92769,19.50426],[-96.88582,19.48787],[-96.87245,19.50871],[-96.86836,19.50514],[-96.86786,19.50517]]}}
LT OAXACA POT. - OAXACA II | LineString | 115 kV |  | 15.84 km | 115KV-2C-15.8KM-795ACSR-TA/PA 73330 | [5 empty] | CONACYT 2024 (oficial) | {"type":"Feature","properties":{},"geometry":{"type":"LineString","coordinates":[[-96.67839,17.08071],[-96.67871,17.08114],[-96.68205,17.10133],[-96.69767,17.11239],[-96.72633,17.12589],[-96.73622,17.12126],[-96.75901,17.12803],[-96.7673,17.12533],[-96.7811,17.11698],[-96.78798,17.12186],[-96.78798,17.12236]]}}
LT LA CIENEGA ENT. OAXACA I - OAXACA II | LineString | 115 kV |  | 30.43 km | 115KV-2C-27.7KM-795ACSR-TA/PA ( TRAMO COMUN EN 4C | [5 empty] | CONACYT 2024 (oficial) | {"type":"Feature","properties":{},"geometry":{"type":"LineString","coordinates":[[-96.67851,17.08036],[-96.67832,17.07985],[-96.68694,17.04809],[-96.6869,17.02928],[-96.70071,16.99878],[-96.68318,16.95222],[-96.68214,16.92444],[-96.68934,16.91769],[-96.69122,16.91362],[-96.73506,16.89849],[-96.76904,16.90458],[-96.77984,16.90149],[-96.78055,16.90141]]}}
LT LA CIENEGA - EJUTLA | LineString | 115 kV |  | 50.76 km | 115KV-1C-50.7KM-TA-PC-PM 73690 | [5 empty] | CONACYT 2024 (oficial) | {"type":"Feature","properties":{},"geometry":{"type":"LineString","coordinates":[[-96.7329,16.57742],[-96.73004,16.58417],[-96.74417,16.62353],[-96.7279,16.66875],[-96.71743,16.68309],[-96.6765,16.72771],[-96.6707,16.75774],[-96.65815,16.80141],[-96.66314,16.82769],[-96.67259,16.84187],[-96.69122,16.91362],[-96.73506,16.89849],[-96.76904,16.90458],[-96.77984,16.90149],[-96.78058,16.90125]]}}
LT OAXACA II - MITLA | LineString | 115 kV |  | 39.88 km | 115KV-1C-35.5KM-TA-PC 73409 | [5 empty] | CONACYT 2024 (oficial) | {"type":"Feature","properties":{},"geometry":{"type":"LineString","coordinates":[[-96.40114,16.91857],[-96.42951,16.93546],[-96.44944,16.97362],[-96.52786,16.99808],[-96.5515,17.01458],[-96.57238,17.0234],[-96.6043,17.04297],[-96.63957,17.03796],[-96.65685,17.0491],[-96.68694,17.04809],[-96.67832,17.07985],[-96.67826,17.08039]]}}
LT OAXACA POT. - OAXACA PTE. (MONTOYA) | LineString | 115 kV |  | 5.2 km | 115KV-1C-5.1KM-477 | [5 empty] | CONACYT 2024 (oficial) | {"type":"Feature","properties":{},"geometry":{"type":"LineString","coordinates":[[-96.75862,17.08746],[-96.78827,17.12236]]}}
LT PEROTE II TAP EL CERRO - JALACINGO | LineString | 115 kV |  | 11.99 km | 115KV-1C-11.9KM-795ACSR-PC-PM-TA | [5 empty] | CONACYT 2024 (oficial) | {"type":"Feature","properties":{},"geometry":{"type":"LineString","coordinates":[[-97.24804,19.58219],[-97.24434,19.58198],[-97.17592,19.66423]]}}
LT GRESS TAP ACUITLAPILCO - SANTA ANA CHIAUTEMPAN | LineString | 115 kV |  | 0.6 km | 115KV-1C-0.6KM-795 | [5 empty] | CONACYT 2024 (oficial) | {"type":"Feature","properties":{},"geometry":{"type":"LineString","coordinates":[[-98.19886,19.29504],[-98.19348,19.29323]]}}
LT SAN LORENZO DIST. - PONIENTE | LineString | 115 kV |  | 9.98 km | 115KV-1C/2C-9.9KM-477ACSR 73830 | [5 empty] | CONACYT 2024 (oficial) | {"type":"Feature","properties":{},"geometry":{"type":"LineString","coordinates":[[-98.2676,19.06074],[-98.26768,19.06096],[-98.26016,19.07684],[-98.26098,19.12356],[-98.24313,19.12643],[-98.24348,19.12606]]}}
LT EL CASTILLO - JALAPA II | LineString | 115 kV |  | 17.71 km | 115KV-2C-17.7KM-795ACSR | [5 empty] | CONACYT 2024 (oficial) | {"type":"Feature","properties":{},"geometry":{"type":"LineString","coordinates":[[-96.89546,19.55704],[-96.89459,19.55767],[-96.88746,19.56071],[-96.86353,19.52797],[-96.87245,19.50871],[-96.88582,19.48787],[-96.92769,19.50426],[-96.92112,19.51074],[-96.92076,19.51079]]}}
LT ORIZABA - ESPERANZA | LineString | 115 kV |  | 25.64 km | 115KV-2C-25.6KM-240ACSR-TA 73600 | [5 empty] | CONACYT 2024 (oficial) | {"type":"Feature","properties":{},"geometry":{"type":"LineString","coordinates":[[-97.40396,18.83864],[-97.4036,18.83851],[-97.32812,18.81262],[-97.30295,18.80054],[-97.28394,18.80059],[-97.22738,18.81634],[-97.17137,18.81133]]}}
LT TEMASCAL I - GRANJA III | LineString | 115 kV |  | 21.03 km | 115KV-2C-21KM-795ACSR-TA 73870 | [5 empty] | CONACYT 2024 (oficial) | {"type":"Feature","properties":{},"geometry":{"type":"LineString","coordinates":[[-96.40798,18.23171],[-96.40515,18.23445],[-96.35853,18.28747],[-96.32351,18.30212],[-96.2619,18.35387],[-96.2617,18.35411]]}}
LT PANTEPEC - TIHUATLAN | LineString | 115 kV |  | 4.48 km | 115KV-2C/4C-4.4KM-795ACSR-TA | [5 empty] | CONACYT 2024 (oficial) | {"type":"Feature","properties":{},"geometry":{"type":"LineString","coordinates":[[-97.71021,20.94423],[-97.71016,20.94444],[-97.71028,20.94466],[-97.70879,20.9506],[-97.71911,20.98178],[-97.7192,20.98241]]}}
LT OAXACA POT. - OAXACA II | LineString | 115 kV |  | 15.84 km | 115KV-2C-15.8KM-795ACSR-TA/PA 73380 | [5 empty] | CONACYT 2024 (oficial) | {"type":"Feature","properties":{},"geometry":{"type":"LineString","coordinates":[[-96.67865,17.08063],[-96.67871,17.08114],[-96.68205,17.10133],[-96.69767,17.11239],[-96.72633,17.12589],[-96.73622,17.12126],[-96.75901,17.12803],[-96.7673,17.12533],[-96.7811,17.11698],[-96.78798,17.12186],[-96.78811,17.12236]]}}
LT DOS BOCAS - INFONAVIT | LineString | 115 kV |  | 16.58 km | 115KV-2C-16.5KM-795ACSR 73470 | [5 empty] | CONACYT 2024 (oficial) | {"type":"Feature","properties":{},"geometry":{"type":"LineString","coordinates":[[-96.16281,19.19548],[-96.16263,19.19534],[-96.16297,19.19515],[-96.17348,19.1878],[-96.18243,19.18161],[-96.18727,19.17779],[-96.17484,19.16133],[-96.17479,19.16117],[-96.14916,19.141],[-96.14893,19.13953],[-96.14849,19.13485],[-96.14994,19.09959],[-96.15539,19.08761],[-96.15648,19.08534],[-96.15433,19.08424],[-96.1543,19.08528],[-96.14823,19.08539],[-96.14769,19.08548]]}}
LT VERACRUZ I - SACRIFICIOS | LineString | 115 kV |  | 5.27 km | 115KV-1C-5.2KM-750ACSR 73780 | [5 empty] | CONACYT 2024 (oficial) | {"type":"Feature","properties":{},"geometry":{"type":"LineString","coordinates":[[-96.1038,19.15777],[-96.12822,19.14958],[-96.13546,19.15849]]}}
LT VERACRUZ I - PAGES | LineString | 115 kV |  | 3.62 km | 115KV-1C-3.6KM-750ACSR 73350 | [5 empty] | CONACYT 2024 (oficial) | {"type":"Feature","properties":{},"geometry":{"type":"LineString","coordinates":[[-96.13682,19.1893],[-96.13536,19.15937]]}}
LT MEXPAPE TAP LA GRANJA III - GABINO BARREDA | LineString | 115 kV |  | 0.79 km | 115KV-1C-0.7KM-477ACSR | [5 empty] | CONACYT 2024 (oficial) | {"type":"Feature","properties":{},"geometry":{"type":"LineString","coordinates":[[-96.16207,18.25228],[-96.15727,18.25719]]}}
LT ALTAMIRA - TAMPICO | LineString | 115 kV |  | 24.65 km | 115KV-2C-24.6KM-TA 73920 | [5 empty] | CONACYT 2024 (oficial) | {"type":"Feature","properties":{},"geometry":{"type":"LineString","coordinates":[[-98.00633,22.43862],[-97.95754,22.44239],[-97.95376,22.43996],[-97.90914,22.41483],[-97.90625,22.40462],[-97.9059,22.40234],[-97.90477,22.39574],[-97.86426,22.35282],[-97.85983,22.3227],[-97.86933,22.31787]]}}
LT PUERTO FRANCO - VISTAMAR | LineString | 115 kV |  | 8.46 km | 115KV-1C-8.4KM-496ACSR 73920 | [5 empty] | CONACYT 2024 (oficial) | {"type":"Feature","properties":{},"geometry":{"type":"LineString","coordinates":[[-94.47067,18.1402],[-94.47111,18.14026],[-94.47243,18.13094],[-94.45407,18.12323],[-94.45161,18.12268],[-94.43097,18.11997],[-94.42379,18.13115],[-94.41788,18.13915],[-94.41783,18.1393]]}}
LT MINATITLAN II - REFINERIA MINATITLAN | LineString | 115 kV |  | 17.56 km | 115KV-1C-17.5KM-795ACSR 73860 | [5 empty] | CONACYT 2024 (oficial) | {"type":"Feature","properties":{},"geometry":{"type":"LineString","coordinates":[[-94.40009,18.03064],[-94.41821,18.02828],[-94.45048,18.01665],[-94.47299,18.01925],[-94.50157,18.01295],[-94.5203,18.01502],[-94.51906,17.99691],[-94.52756,17.97742],[-94.52793,17.9774]]}}
LT CHINAMECA II - MINATITLAN I | LineString | 115 kV |  | 15.93 km | 115KV-1C-15.9KM-795ACSR 73840 | [5 empty] | CONACYT 2024 (oficial) | {"type":"Feature","properties":{},"geometry":{"type":"LineString","coordinates":[[-94.57598,17.99152],[-94.57653,17.99171],[-94.58848,18.01035],[-94.6508,18.01632],[-94.67478,18.03526],[-94.68684,18.02881],[-94.68961,18.0148],[-94.68947,18.01415]]}}
LT CHINAMECA II - TEREFTALATOS | LineString | 115 kV |  | 14.51 km | 115KV-1C-14.5KM-336ACSR-PC-PM 73360 | [5 empty] | CONACYT 2024 (oficial) | {"type":"Feature","properties":{},"geometry":{"type":"LineString","coordinates":[[-94.68924,18.01415],[-94.69393,18.0293],[-94.69069,18.0427],[-94.67714,18.04898],[-94.65373,18.03529],[-94.62467,18.03985],[-94.59774,18.03911]]}}
LT MINATITLAN II - LAS MATAS | LineString | 115 kV |  | 13.61 km | 115KV-1C-13.6KM795-ACSR 73880 | [5 empty] | CONACYT 2024 (oficial) | {"type":"Feature","properties":{},"geometry":{"type":"LineString","coordinates":[[-94.52127,18.0142],[-94.5049,18.01208],[-94.47291,18.01899],[-94.44196,18.01502],[-94.43004,18.02674],[-94.41374,18.03049],[-94.40203,18.03048],[-94.40087,18.0309],[-94.4001,18.03072]]}}
LT ACAYUCAN - HUEYAPAN DE OCAMPO | LineString | 115 kV |  | 40.74 km | 115KV-1C-40.7KM-477ACSR 73850 | [5 empty] | CONACYT 2024 (oficial) | {"type":"Feature","properties":{},"geometry":{"type":"LineString","coordinates":[[-95.16132,18.14936],[-95.14987,18.13342],[-95.06289,18.09295],[-95.03927,18.06898],[-94.9472,18.07016],[-94.9295,18.04547],[-94.91981,17.99252],[-94.90452,17.95063],[-94.89721,17.95104]]}}
LT MATIAS ROMERO - ACAYUCAN | LineString | 115 kV |  | 127.19 km | 115KV-1C-127.2KM-477ACSR 73010 | [5 empty] | CONACYT 2024 (oficial) | {"type":"Feature","properties":{},"geometry":{"type":"LineString","coordinates":[[-95.03044,16.87386],[-95.01201,16.92308],[-95.02876,17.03967],[-95.06292,17.09641],[-95.0725,17.1557],[-95.05186,17.33819],[-95.08676,17.48168],[-95.06405,17.73205],[-94.89772,17.94965],[-94.89715,17.95104]]}}
LT ACAYUCAN - TEXISTEPEC 4000 | LineString | 115 kV |  | 13.54 km | 115KV-1C-12.9KM A 138 | [5 empty] | CONACYT 2024 (oficial) | {"type":"Feature","properties":{},"geometry":{"type":"LineString","coordinates":[[-94.80615,17.89616],[-94.82096,17.88921],[-94.85453,17.91616],[-94.87915,17.92445],[-94.89695,17.95104]]}}
LT CHINAMECA II - AZP | LineString | 115 kV |  | 11.2 km | 115KV-1C-11.2KM 73340 | [5 empty] | CONACYT 2024 (oficial) | {"type":"Feature","properties":{},"geometry":{"type":"LineString","coordinates":[[-94.61002,17.9645],[-94.62831,17.96785],[-94.6564,17.98535],[-94.67906,17.98681],[-94.68944,18.01333],[-94.68926,18.01365]]}}
LT CHINAMECA II - LAS MATAS | LineString | 115 kV |  | 18.07 km | 115KV-2C-18KM 73170/73350 | [5 empty] | CONACYT 2024 (oficial) | {"type":"Feature","properties":{},"geometry":{"type":"LineString","coordinates":[[-94.52168,18.01429],[-94.54527,18.01861],[-94.58943,18.00636],[-94.66142,18.01469],[-94.68878,18.01416]]}}
LT CHINAMECA POT. - CHINAMECA II | LineString | 115 kV |  | 2.17 km | 115KV-1C-2.1KM-477 73610 | [5 empty] | CONACYT 2024 (oficial) | {"type":"Feature","properties":{},"geometry":{"type":"LineString","coordinates":[[-94.68968,18.01412],[-94.68961,18.0148],[-94.68684,18.02881],[-94.69003,18.02932]]}}
LT COATZACOALCOS II - MINATITLAN II | LineString | 115 kV |  | 9.82 km | 115KV-2C-9.8KM 73130/73050 | [5 empty] | CONACYT 2024 (oficial) | {"type":"Feature","properties":{},"geometry":{"type":"LineString","coordinates":[[-94.32387,18.00897],[-94.32432,18.01892],[-94.34355,18.02672],[-94.37324,18.03262],[-94.40009,18.03134]]}}
LT LAS MATAS - FENOQUIMIA | LineString | 115 kV |  | 7.4 km | 115KV-1C-7.3KM-PC 73690 | [5 empty] | CONACYT 2024 (oficial) | {"type":"Feature","properties":{},"geometry":{"type":"LineString","coordinates":[[-94.58585,18.01866],[-94.56673,18.01714],[-94.55845,18.02106],[-94.52297,18.01408],[-94.5218,18.01383]]}}
LT MINATITLAN II - COLORADO L1 | LineString | 115 kV |  | 11.07 km | 115KV-2C-11KM-477ACSR 73110 | [5 empty] | CONACYT 2024 (oficial) | {"type":"Feature","properties":{},"geometry":{"type":"LineString","coordinates":[[-94.40028,18.11211],[-94.4104,18.09119],[-94.40411,18.0764],[-94.39117,18.06901],[-94.40519,18.03496],[-94.40234,18.03143],[-94.40083,18.03116],[-94.40009,18.03114]]}}
LT MINATITLAN II - COLORADO L2 | LineString | 115 kV |  | 11.19 km | 115KV-2C-11.1KM-477ACSR 73120 | [5 empty] | CONACYT 2024 (oficial) | {"type":"Feature","properties":{},"geometry":{"type":"LineString","coordinates":[[-94.40009,18.03079],[-94.40087,18.0309],[-94.40203,18.03048],[-94.40559,18.0349],[-94.39148,18.06891],[-94.40433,18.07625],[-94.4107,18.09124],[-94.40038,18.11211]]}}
LT MINATITLAN II - NANCHITAL II | LineString | 115 kV |  | 3.61 km | 115KV-1C-3.6KM-477ACSR 73890 | [5 empty] | CONACYT 2024 (oficial) | {"type":"Feature","properties":{},"geometry":{"type":"LineString","coordinates":[[-94.37941,18.0501],[-94.39845,18.03965],[-94.40009,18.03125]]}}
LT TEAPA - CANGREJERA | LineString | 115 kV |  | 10.44 km | 115KV-1C-10.4KM-477ACSR 73220 | [5 empty] | CONACYT 2024 (oficial) | {"type":"Feature","properties":{},"geometry":{"type":"LineString","coordinates":[[-94.36082,18.09677],[-94.36089,18.10175],[-94.34333,18.10507],[-94.32089,18.05566],[-94.30503,18.0553],[-94.30533,18.05477]]}}
LT TEAPA - C.P. MORELOS | LineString | 115 kV |  | 15.82 km | 115KV-1C-15.8KM-795ACSR 73230 | [5 empty] | CONACYT 2024 (oficial) | {"type":"Feature","properties":{},"geometry":{"type":"LineString","coordinates":[[-94.37747,18.13842],[-94.37439,18.13116],[-94.3772,18.11097],[-94.36089,18.10175],[-94.34333,18.10507],[-94.32089,18.05566],[-94.30503,18.0553],[-94.30521,18.05473]]}}
LT COATZACOALCOS II - PAJARITOS II L1 | LineString | 115 kV |  | 18.55 km | 115KV-2C-18.5KM-795ACSR 73040 | [5 empty] | CONACYT 2024 (oficial) | {"type":"Feature","properties":{},"geometry":{"type":"LineString","coordinates":[[-94.3903,18.10738],[-94.38659,18.10684],[-94.38153,18.09114],[-94.40437,18.03547],[-94.37332,18.03211],[-94.32903,18.01571],[-94.32375,18.00986],[-94.32365,18.00875]]}}
LT COATZACOALCOS II - PAJARITOS II L2 | LineString | 115 kV |  | 18.5 km | 115KV-2C-18.4KM-795ACSR 73060 | [5 empty] | CONACYT 2024 (oficial) | {"type":"Feature","properties":{},"geometry":{"type":"LineString","coordinates":[[-94.39022,18.10738],[-94.38659,18.10684],[-94.38153,18.09114],[-94.40437,18.03547],[-94.37332,18.03211],[-94.32903,18.01571],[-94.32375,18.00986],[-94.3238,18.0089]]}}
LT COATZACOALCOS II - CUICHAPA II | LineString | 115 kV |  | 8.82 km | 115KV-1C-8.8KM-266ACSR 73020 | [5 empty] | CONACYT 2024 (oficial) | {"type":"Feature","properties":{},"geometry":{"type":"LineString","coordinates":[[-94.30093,17.9419],[-94.29382,17.97453],[-94.31994,17.9973],[-94.32338,18.00851]]}}
LT COATZACOALCOS II - AGUA DULCE | LineString | 115 kV |  | 30.71 km | 115KV-1C-30.7KM-496ACSR 73030 | [5 empty] | CONACYT 2024 (oficial) | {"type":"Feature","properties":{},"geometry":{"type":"LineString","coordinates":[[-94.13829,18.13092],[-94.13839,18.11073],[-94.15034,18.10928],[-94.177,18.13185],[-94.19726,18.12769],[-94.21422,18.11725],[-94.24428,18.11949],[-94.25968,18.08217],[-94.2648,18.07869],[-94.29068,18.06695],[-94.31414,18.03331],[-94.32293,18.0088],[-94.32347,18.00857]]}}
LT CUICHAPA II - BOMBEO UXPANAPA | LineString | 115 kV |  | 6.99 km | 115KV-1C-6.9KM-496ACSR 73140 | [5 empty] | CONACYT 2024 (oficial) | {"type":"Feature","properties":{},"geometry":{"type":"LineString","coordinates":[[-94.25412,17.95383],[-94.25583,17.94327],[-94.27049,17.95146],[-94.30081,17.94178]]}}
LT CUICHAPA II - LAS CHOAPAS II | LineString | 115 kV |  | 25.23 km | 115KV-1C-25.2KM-496ACSR 73150 | [5 empty] | CONACYT 2024 (oficial) | {"type":"Feature","properties":{},"geometry":{"type":"LineString","coordinates":[[-94.09703,17.92919],[-94.10802,17.91977],[-94.17298,17.8942],[-94.19468,17.89481],[-94.24882,17.93936],[-94.25583,17.94327],[-94.27049,17.95146],[-94.30081,17.94186]]}}
LT LOPEZ MATEOS - VISTAMAR | LineString | 115 kV |  | 3.4 km | 115KV-1C-3.4KM-496ACSR 73910 | [5 empty] | CONACYT 2024 (oficial) | {"type":"Feature","properties":{},"geometry":{"type":"LineString","coordinates":[[-94.47068,18.14013],[-94.47111,18.14026],[-94.47243,18.13094],[-94.45407,18.12323],[-94.45243,18.1228]]}}
LT MINATITLAN II - CELANESE | LineString | 115 kV |  | 8.03 km | 115KV-1C-8KM-477ACSR 73870 | [5 empty] | CONACYT 2024 (oficial) | {"type":"Feature","properties":{},"geometry":{"type":"LineString","coordinates":[[-94.37138,18.08788],[-94.38379,18.08464],[-94.40488,18.03499],[-94.40234,18.03143],[-94.40083,18.03116],[-94.40009,18.03098]]}}
LT PAJARITOS II - LOPEZ MATEOS | LineString | 115 kV |  | 7.03 km | 115KV-1C-7KM-496ACSR 73080 | [5 empty] | CONACYT 2024 (oficial) | {"type":"Feature","properties":{},"geometry":{"type":"LineString","coordinates":[[-94.45218,18.12276],[-94.45161,18.12268],[-94.43097,18.11997],[-94.41348,18.11537],[-94.41073,18.11296],[-94.40811,18.11068],[-94.39075,18.10763],[-94.39072,18.10738]]}}
LT CATEMACO - P.H. CHILAPAN | LineString | 115 kV |  | 4.54 km | 115KV-1C-4.5KM-477ACSR 73270 | [5 empty] | CONACYT 2024 (oficial) | {"type":"Feature","properties":{},"geometry":{"type":"LineString","coordinates":[[-95.15336,18.41979],[-95.153,18.41442],[-95.14438,18.41346],[-95.12357,18.42428],[-95.12151,18.42506]]}}
LT CRYO INFRA ENTQ. PAJARITOS - LOPEZ MATEOS | LineString | 115 kV |  | 0.12 km | 115KV-1C-0.1KM-496ACSR 73080 | [5 empty] | CONACYT 2024 (oficial) | {"type":"Feature","properties":{},"geometry":{"type":"LineString","coordinates":[[-94.40811,18.11068],[-94.40756,18.1116]]}}
LT PAJARITOS II - PUERTO FRANCO | LineString | 115 kV |  | 6.61 km | 115KV-1C-6.6KM-496ACSR 73090 | [5 empty] | CONACYT 2024 (oficial) | {"type":"Feature","properties":{},"geometry":{"type":"LineString","coordinates":[[-94.41775,18.13928],[-94.41788,18.13915],[-94.42379,18.13115],[-94.41348,18.11537],[-94.41073,18.11296],[-94.40811,18.11068],[-94.39075,18.10763],[-94.39079,18.10738]]}}
LT TUZANDEPETL ENTQ. COLORADO - MINATITLAN II | LineString | 115 kV |  | 4.55 km | 115KV-1C-4.5KM-466ACSR 73120 | [5 empty] | CONACYT 2024 (oficial) | {"type":"Feature","properties":{},"geometry":{"type":"LineString","coordinates":[[-94.40008,18.03088],[-94.40087,18.0309],[-94.40203,18.03048],[-94.41374,18.03049],[-94.43004,18.02674],[-94.42175,18.03416]]}}
LT LERDO - ALVARADO II | LineString | 115 kV |  | 36.73 km | 115KV-1C-36.7KM-477ACSR-TA-PC 73160 | [5 empty] | CONACYT 2024 (oficial) | {"type":"Feature","properties":{},"geometry":{"type":"LineString","coordinates":[[-95.51522,18.61128],[-95.53216,18.61926],[-95.54886,18.65962],[-95.55017,18.67034],[-95.56562,18.69251],[-95.57871,18.70169],[-95.60719,18.71054],[-95.68317,18.73874],[-95.73785,18.77126],[-95.75771,18.7752],[-95.76872,18.7843],[-95.78124,18.78276]]}}
LT CARLOS CARRILLO - ALVARADO II | LineString | 115 kV |  | 66.77 km | 115KV-1C-66.8KM-477ACSR-TA-PA 73150 | [5 empty] | CONACYT 2024 (oficial) | {"type":"Feature","properties":{},"geometry":{"type":"LineString","coordinates":[[-95.78141,18.78244],[-95.7617,18.76751],[-95.73959,18.77146],[-95.72352,18.75773],[-95.63886,18.71727],[-95.63996,18.69783],[-95.64946,18.67897],[-95.63611,18.66276],[-95.64154,18.61916],[-95.68259,18.61931],[-95.70123,18.61137],[-95.72015,18.56413],[-95.73071,18.55449],[-95.7296,18.53516],[-95.70486,18.49988],[-95.70651,18.49373],[-95.74003,18.46689],[-95.73808,18.42915],[-95.75969,18.38846],[-95.75913,18.37198]]}}
LT GENERAL ELECTRIC ENTQ LAGUNA DEL CONEJO - BASF | LineString | 115 kV |  | 0.09 km | 115KV-1C-0.08KM-TA-PA 73410 | [5 empty] | CONACYT 2024 (oficial) | {"type":"Feature","properties":{},"geometry":{"type":"LineString","coordinates":[[-97.88612,22.4128],[-97.88691,22.41303]]}}
LT LA GRANJA III - CARLOS CARRILLO | LineString | 115 kV |  | 55.38 km | 115KV-1C-55.4KM-477ACSR-TA-PA 73140 | [5 empty] | CONACYT 2024 (oficial) | {"type":"Feature","properties":{},"geometry":{"type":"LineString","coordinates":[[-95.75909,18.37185],[-95.75932,18.37179],[-95.77054,18.37107],[-95.79455,18.38945],[-95.92168,18.33503],[-96.12652,18.33982],[-96.25655,18.35136],[-96.26137,18.35468]]}}
LT GABINO BARREDA - CARLOS CARRILLO | LineString | 115 kV |  | 43.25 km | 115KV-1C-43.2KM-266-PC-PA 73550 | [5 empty] | CONACYT 2024 (oficial) | {"type":"Feature","properties":{},"geometry":{"type":"LineString","coordinates":[[-95.75911,18.37191],[-95.75932,18.37179],[-95.77054,18.37107],[-95.79001,18.37789],[-95.80797,18.37182],[-96.00916,18.25419],[-96.09118,18.17375],[-96.0938,18.17476]]}}
LT GABINO BARREDA - LOMA BONITA II | LineString | 115 kV |  | 31.39 km | 115KV-1C-31.4KM-477-TA-PC | [5 empty] | CONACYT 2024 (oficial) | {"type":"Feature","properties":{},"geometry":{"type":"LineString","coordinates":[[-95.89,18.08314],[-95.93026,18.05536],[-95.95192,18.0545],[-95.97328,18.0732],[-95.97546,18.08356],[-95.99312,18.10688],[-96.01253,18.11477],[-96.03958,18.10891],[-96.06391,18.11333],[-96.08713,18.13878],[-96.09844,18.15854],[-96.09379,18.17481]]}}
LT ISLA - ACAYUCAN | LineString | 115 kV |  | 87.61 km | 115KV-1C-87.6KM-PC-TA-PA 73180 | [5 empty] | CONACYT 2024 (oficial) | {"type":"Feature","properties":{},"geometry":{"type":"LineString","coordinates":[[-94.89655,17.95151],[-94.89627,17.95155],[-94.8862,17.96868],[-94.85253,18.02326],[-94.84971,18.03967],[-94.90933,18.05099],[-94.96216,18.0822],[-95.2596,18.13024],[-95.27693,18.12464],[-95.35003,18.07604],[-95.53434,18.11622]]}}
LT BIOFILM ENTQ LAGUNA DEL CONEJO - BASF | LineString | 115 kV |  | 0.17 km | 115KV-1C-0.1KM-PT 73410 | [5 empty] | CONACYT 2024 (oficial) | {"type":"Feature","properties":{},"geometry":{"type":"LineString","coordinates":[[-97.89823,22.4505],[-97.89722,22.44985]]}}
LT PUERTO ALTAMIRA - LIQUID NATURAL GAS | LineString | 115 kV |  | 1.32 km | 115KV-1C-1.3KM-PT 73150 | [5 empty] | CONACYT 2024 (oficial) | {"type":"Feature","properties":{},"geometry":{"type":"LineString","coordinates":[[-97.89647,22.49236],[-97.90536,22.48834]]}}
LT PEMEX INYECCION ENTQ ALTAMIRA - TAMPICO | LineString | 115 kV |  | 2.49 km | 115KV-1C-2.4KM | [5 empty] | CONACYT 2024 (oficial) | {"type":"Feature","properties":{},"geometry":{"type":"LineString","coordinates":[[-97.93404,22.45355],[-97.94904,22.43731]]}}
LT PRIMEX ENTQ LAGUNA DEL CONEJO - BASF | LineString | 115 kV |  | 0.52 km | 115KV-2C-0.4KM-TA-PA 73420 | [5 empty] | CONACYT 2024 (oficial) | {"type":"Feature","properties":{},"geometry":{"type":"LineString","coordinates":[[-97.89376,22.40512],[-97.89285,22.40935],[-97.89314,22.40943]]}}
LT PRIMEX ENTQ LAGUNA DEL CONEJO - BASF | LineString | 115 kV |  | 0.52 km | 115KV-2C-0.4KM-TA-PA 73410 | [5 empty] | CONACYT 2024 (oficial) | {"type":"Feature","properties":{},"geometry":{"type":"LineString","coordinates":[[-97.89376,22.40512],[-97.89285,22.40935],[-97.89315,22.40937]]}}
LT LOMA BONITA II - PLAYA VICENTE | LineString | 115 kV |  | 33.4 km | 115KV-1C-33.4KM-477ACSR-TA/PC 73230 | [5 empty] | CONACYT 2024 (oficial) | {"type":"Feature","properties":{},"geometry":{"type":"LineString","coordinates":[[-95.82968,17.79621],[-95.83663,17.83263],[-95.83063,17.84338],[-95.84055,17.85277],[-95.85168,17.91043],[-95.86654,17.9558],[-95.86857,17.9943],[-95.87975,18.04344],[-95.89464,18.071],[-95.89001,18.08305]]}}
LT ALTAMIRA - TAMPICO | LineString | 115 kV |  | 24.65 km | 115KV-2C-24.6KM-TA 73910 | [5 empty] | CONACYT 2024 (oficial) | {"type":"Feature","properties":{},"geometry":{"type":"LineString","coordinates":[[-98.00633,22.43862],[-97.95754,22.44239],[-97.95376,22.43996],[-97.90914,22.41483],[-97.90625,22.40462],[-97.9059,22.40234],[-97.90477,22.39574],[-97.86426,22.35282],[-97.85983,22.3227],[-97.86933,22.31787]]}}
LT FORJAMEX ENTQ SANTA ANITA - ZOCAC | LineString | 115 kV |  | 0.67 km | 115KV-1C-0.6KM-477 73940 | [5 empty] | CONACYT 2024 (oficial) | {"type":"Feature","properties":{},"geometry":{"type":"LineString","coordinates":[[-98.0799,19.39982],[-98.07416,19.3992]]}}
LT FINACRIL ENTQ. PUERTO - LAGUNA DEL CONEJO | LineString | 115 kV |  | 0.01 km | 115KV-1C-0.01KM | [5 empty] | CONACYT 2024 (oficial) | {"type":"Feature","properties":{},"geometry":{"type":"LineString","coordinates":[[-97.88811,22.40896],[-97.88824,22.40899]]}}
LT CHAIREL - TAMAULIPAS | LineString | 115 kV |  | 3.49 km | 115KV-1C-3.4KM | [5 empty] | CONACYT 2024 (oficial) | {"type":"Feature","properties":{},"geometry":{"type":"LineString","coordinates":[[-97.85415,22.21919],[-97.86933,22.22253],[-97.87526,22.23703]]}}
LT TAMAULIPAS - UNIVERSIDAD | LineString | 115 kV |  | 11.01 km | 115KV-1C/2C-11KM-477 73270 | [5 empty] | CONACYT 2024 (oficial) | {"type":"Feature","properties":{},"geometry":{"type":"LineString","coordinates":[[-97.85993,22.25388],[-97.86031,22.25399],[-97.85337,22.25427],[-97.84497,22.27368],[-97.84401,22.27136],[-97.83712,22.25219],[-97.85372,22.21937],[-97.85385,22.21908]]}}
LT LAGUNA DEL CONEJO - TEXTILERAS | LineString | 115 kV |  | 11.25 km | 115KV-2C-11.2KM-795ACSR-TA/PA 73190/73440 | [5 empty] | CONACYT 2024 (oficial) | {"type":"Feature","properties":{},"geometry":{"type":"LineString","coordinates":[[-97.90653,22.40101],[-97.90627,22.40098],[-97.90627,22.40195],[-97.90914,22.41483],[-97.94904,22.43731],[-97.95376,22.43996],[-97.9672,22.44164],[-97.95623,22.45767]]}}
LT TAMPICO - CHAIREL | LineString | 115 kV |  | 12.2 km | 115KV-1C/2C-12.1KM-477ASCR 73250 | [5 empty] | CONACYT 2024 (oficial) | {"type":"Feature","properties":{},"geometry":{"type":"LineString","coordinates":[[-97.87531,22.23734],[-97.88514,22.25665],[-97.88065,22.27323],[-97.88685,22.28875],[-97.89272,22.29521],[-97.88552,22.31746],[-97.87013,22.31722],[-97.86953,22.31711]]}}
LT TAMPICO - TANCOL | LineString | 115 kV |  | 5.22 km | 115KV-1C/2C-5.2KM-477ASCR 73240 | [5 empty] | CONACYT 2024 (oficial) | {"type":"Feature","properties":{},"geometry":{"type":"LineString","coordinates":[[-97.88653,22.28871],[-97.88685,22.28875],[-97.89272,22.29521],[-97.88552,22.31746],[-97.87013,22.31722],[-97.86957,22.31735]]}}
LT TANCOCO ENTQ. CERRO AZUL - OZULUAMA | LineString | 115 kV |  | 0.07 km | 115KV-1C-0.06KM | [5 empty] | CONACYT 2024 (oficial) | {"type":"Feature","properties":{},"geometry":{"type":"LineString","coordinates":[[-97.79878,21.2903],[-97.79858,21.29071]]}}
LT TAMOS - CHAIREL | LineString | 115 kV |  | 14.55 km | 115KV-1C/2C-14.1KM-477ACSR-TA 73300 | [5 empty] | CONACYT 2024 (oficial) | {"type":"Feature","properties":{},"geometry":{"type":"LineString","coordinates":[[-97.87529,22.23719],[-97.87585,22.23703],[-97.88002,22.2311],[-97.96123,22.21278],[-97.99924,22.22417],[-98.00328,22.22238],[-98.00394,22.2227]]}}
LT TAMOS - ANAHUAC POTENCIA | LineString | 115 kV |  | 96.21 km | 115KV-1C-95.7KM-336.4 73950 | [5 empty] | CONACYT 2024 (oficial) | {"type":"Feature","properties":{},"geometry":{"type":"LineString","coordinates":[[-98.00406,22.2224],[-98.00328,22.22238],[-97.99924,22.22417],[-98.05922,22.26625],[-98.06516,22.26761],[-98.20893,22.24839],[-98.2481,22.24717],[-98.30951,22.24217],[-98.41657,22.22574],[-98.42564,22.21806],[-98.50317,22.2022],[-98.64613,22.17562],[-98.69927,22.14663],[-98.75815,22.08301],[-98.84368,22.04346],[-98.84632,22.04505],[-98.84507,22.0458]]}}
LT COATZACOALCOS II - TEAPA L1 | LineString | 115 kV |  | 5.88 km | 115KV-1C-5.8KM-795ACSR-TA 73000 | [5 empty] | CONACYT 2024 (oficial) | {"type":"Feature","properties":{},"geometry":{"type":"LineString","coordinates":[[-94.3055,18.05426],[-94.32025,18.042],[-94.32372,18.00883]]}}
LT POLVORIN - REFINERIA MADERO | LineString | 115 kV |  | 3.79 km | 115KV-1C/2C-3.7KM-795ACSR | [5 empty] | CONACYT 2024 (oficial) | {"type":"Feature","properties":{},"geometry":{"type":"LineString","coordinates":[[-97.81792,22.26373],[-97.81821,22.26397],[-97.82435,22.2741],[-97.82744,22.27569],[-97.82811,22.27636],[-97.84349,22.27159]]}}
LT TAMOS - PANUCO | LineString | 115 kV |  | 35.82 km | 115KV-1C-35.8KM-477ACSR 73370 | [5 empty] | CONACYT 2024 (oficial) | {"type":"Feature","properties":{},"geometry":{"type":"LineString","coordinates":[[-98.00665,22.22351],[-98.02299,22.22598],[-98.14787,22.17718],[-98.17902,22.08626],[-98.21299,22.06545],[-98.21603,22.04061],[-98.19239,22.04491]]}}
LT EL COCO ENTQ. TAMOS - ANAHUAC POTENCIA | LineString | 115 kV |  | 0.09 km | 115KV-1C-0.08KM-477 | [5 empty] | CONACYT 2024 (oficial) | {"type":"Feature","properties":{},"geometry":{"type":"LineString","coordinates":[[-98.84632,22.04505],[-98.84644,22.04429]]}}
LT CHINAMECA POT. - ACAYUCAN | LineString | 115 kV |  | 25.8 km | 115KV-2C-25.7KM-827.4ACSR-TA | [5 empty] | CONACYT 2024 (oficial) | {"type":"Feature","properties":{},"geometry":{"type":"LineString","coordinates":[[-94.89655,17.95142],[-94.89627,17.95155],[-94.8862,17.96868],[-94.8013,17.99229],[-94.78015,18.0272],[-94.72015,18.01857],[-94.70891,18.02114],[-94.69291,18.02839],[-94.69216,18.02856]]}}
LT CANTICAS ENT. VISTA MAR-LÓPEZ MATEOS | LineString | 115 kV |  | 8.34 km | 115KV-2C-8.3KM-827ACSR-TA/PA | [5 empty] | CONACYT 2024 (oficial) | {"type":"Feature","properties":{},"geometry":{"type":"LineString","coordinates":[[-94.47243,18.13094],[-94.4948,18.12862],[-94.52163,18.13346],[-94.54355,18.12089]]}}
LT CHINAMECA POT. - CANTICAS | LineString | 115 kV |  | 20.25 km | 115KV-2C-20.2KM-827.4ACSR-TA | [5 empty] | CONACYT 2024 (oficial) | {"type":"Feature","properties":{},"geometry":{"type":"LineString","coordinates":[[-94.54374,18.12082],[-94.5537,18.11431],[-94.57169,18.08946],[-94.57959,18.06677],[-94.60107,18.05145],[-94.68821,18.0328],[-94.69088,18.02959]]}}
LT AGUA DULCE II - LA VENTA II | LineString | 115 kV |  | 12.6 km | 115KV-1C-12.5KM-496ACSR-TA 73070 | [5 empty] | CONACYT 2024 (oficial) | {"type":"Feature","properties":{},"geometry":{"type":"LineString","coordinates":[[-94.04535,18.09388],[-94.05161,18.09698],[-94.05452,18.11732],[-94.09876,18.13465],[-94.1382,18.13098]]}}
LT COATZACOALCOS II - ENTQ. NANCHITAL-LA VENTA II | LineString | 115 kV |  | 10.61 km | 115KV-1C-10.6KM-795ACSR-TA 73330 | [5 empty] | CONACYT 2024 (oficial) | {"type":"Feature","properties":{},"geometry":{"type":"LineString","coordinates":[[-94.2648,18.07869],[-94.29068,18.06695],[-94.31414,18.03331],[-94.32293,18.0088],[-94.32355,18.00865]]}}
LT COATZACOALCOS II - TEAPA L2 | LineString | 115 kV |  | 5.74 km | 115KV-1C-5.7KM-795ACSR-TA 73000 | [5 empty] | CONACYT 2024 (oficial) | {"type":"Feature","properties":{},"geometry":{"type":"LineString","coordinates":[[-94.30543,18.05423],[-94.32,18.03673],[-94.3236,18.0087]]}}
LT TEAPA - UNION CARBIDE | LineString | 115 kV |  | 2.8 km | 115KV-1C-2.8KM-477ACSR-TA 73210 | [5 empty] | CONACYT 2024 (oficial) | {"type":"Feature","properties":{},"geometry":{"type":"LineString","coordinates":[[-94.32688,18.06171],[-94.30559,18.0543]]}}
LT CHINAMECA POT. - CHINAMECA II | LineString | 115 kV |  | 4.47 km | 115KV-1C-4.4KM-827.4-ACSR 73390 | [5 empty] | CONACYT 2024 (oficial) | {"type":"Feature","properties":{},"geometry":{"type":"LineString","coordinates":[[-94.68989,18.01411],[-94.70891,18.02114],[-94.69291,18.02839],[-94.69215,18.02833]]}}
LT CHINAMECA II - ELMET | LineString | 115 kV |  | 3.53 km | 115KV-1C-3.5KM-477ACSR-PC-PM 73320 | [5 empty] | CONACYT 2024 (oficial) | {"type":"Feature","properties":{},"geometry":{"type":"LineString","coordinates":[[-94.70528,17.98726],[-94.6897,18.01367]]}}
LT CHINAMECA II - ACAYUCAN | LineString | 115 kV |  | 32.05 km | 115KV-1C-32KM-477/336 73380 | [5 empty] | CONACYT 2024 (oficial) | {"type":"Feature","properties":{},"geometry":{"type":"LineString","coordinates":[[-94.89654,17.95134],[-94.74161,17.96303],[-94.71452,17.95758],[-94.6564,17.98535],[-94.67906,17.98681],[-94.68944,18.01333],[-94.6895,18.01367]]}}
LT CHINAMECA II - HUAZUNTLAN | LineString | 115 kV |  | 15.28 km | 115KV-1C-15.2KM-266ACSR 73350 | [5 empty] | CONACYT 2024 (oficial) | {"type":"Feature","properties":{},"geometry":{"type":"LineString","coordinates":[[-94.72116,18.11161],[-94.72085,18.09503],[-94.69128,18.07683],[-94.67686,18.05466],[-94.67012,18.03521],[-94.6683,18.01472],[-94.68902,18.01415]]}}
LT MINATITLAN I - REFINERIA MINATITLAN | LineString | 115 kV |  | 14.65 km | 115KV-1C-14.6KM-795ACSR 73830 | [5 empty] | CONACYT 2024 (oficial) | {"type":"Feature","properties":{},"geometry":{"type":"LineString","coordinates":[[-94.52791,17.97756],[-94.52756,17.97742],[-94.51906,17.99691],[-94.5203,18.01502],[-94.55992,18.02199],[-94.58848,18.01035],[-94.57653,17.99171],[-94.57593,17.99167]]}}
LT COAPAN - ZINACATEPEC | LineString | 115 kV |  | 18.88 km | 115KV-1C-18.8KM-477 73570 | [5 empty] | CONACYT 2024 (oficial) | {"type":"Feature","properties":{},"geometry":{"type":"LineString","coordinates":[[-97.24839,18.35862],[-97.26518,18.36376],[-97.27224,18.37767],[-97.29454,18.39426],[-97.32069,18.40829],[-97.33365,18.42325],[-97.33706,18.43422],[-97.36114,18.44777],[-97.37764,18.44136],[-97.37894,18.44019]]}}
LT ACATLAN - SAN LUIS MORELIA | LineString | 115 kV |  | 69.72 km | 115KV-69.6KM-477ACSR 73500 | [5 empty] | CONACYT 2024 (oficial) | {"type":"Feature","properties":{},"geometry":{"type":"LineString","coordinates":[[-98.21548,17.67643],[-98.21496,17.69375],[-98.20333,17.71435],[-98.16774,17.7498],[-98.16459,17.77021],[-98.14836,17.78163],[-98.15225,17.79901],[-98.14857,17.80951],[-98.15697,17.83298],[-98.15647,17.85858],[-98.13523,17.86599],[-98.11997,17.89236],[-98.13419,17.92337],[-98.12633,17.94168],[-98.12977,17.9517],[-98.14097,18.01249],[-98.13504,18.05434],[-98.1234,18.0781],[-98.0901,18.11341],[-98.09063,18.12879],[-98.08222,18.15688],[-98.05889,18.18348],[-98.05842,18.21022],[-98.04435,18.21535]]}}
LT CONTLA - SANTA ANA CHIAUTEMPAN | LineString | 115 kV |  | 22.19 km | 115KV-2C/4C-22.1KM-795 73130/73730 (TEND. 1ºCTO) | [5 empty] | CONACYT 2024 (oficial) | {"type":"Feature","properties":{},"geometry":{"type":"LineString","coordinates":[[-98.20283,19.31569],[-98.19886,19.29504],[-98.21683,19.26835],[-98.21857,19.25745],[-98.20619,19.25266],[-98.21478,19.20687],[-98.22632,19.20735],[-98.22752,19.18676],[-98.1931,19.19788],[-98.19308,19.19834]]}}
LT TEZIUTLAN - TEZIUTLAN II | LineString | 115 kV |  | 6.1 km | 115KV-1C-6.1KM-795ACSR | [5 empty] | CONACYT 2024 (oficial) | {"type":"Feature","properties":{},"geometry":{"type":"LineString","coordinates":[[-97.35275,19.84598],[-97.34413,19.83929],[-97.36395,19.80088]]}}
LT PINOTEPA NACIONAL - SANTA ROSA | LineString | 115 kV |  | 60.38 km | 115KV-1C-60.3KM-PC-TA 73450 | [5 empty] | CONACYT 2024 (oficial) | {"type":"Feature","properties":{},"geometry":{"type":"LineString","coordinates":[[-97.62842,16.07557],[-97.6732,16.08781],[-97.69781,16.10094],[-97.72453,16.15501],[-97.75682,16.17416],[-97.75454,16.1965],[-97.80553,16.24767],[-97.87781,16.31101],[-97.93743,16.33412],[-97.96406,16.33488],[-97.99815,16.32519],[-98.0553,16.33184],[-98.05757,16.33901]]}}
LT FRAMBOYANES - SOLEDAD DE DOBLADO | LineString | 115 kV |  | 26.61 km | 115KV-1C-26.6KM-PM-PC-PA-TA 73129 | [5 empty] | CONACYT 2024 (oficial) | {"type":"Feature","properties":{},"geometry":{"type":"LineString","coordinates":[[-96.40358,19.04863],[-96.36674,19.07408],[-96.34739,19.0974],[-96.33255,19.10737],[-96.28204,19.16025],[-96.25534,19.18074],[-96.24063,19.15119],[-96.23559,19.15123]]}}
LT SANTA ROSA - PUERTO ESCONDIDO | LineString | 115 kV |  | 73.48 km | 115KV-1C-73.4KM-TA 73460 | [5 empty] | CONACYT 2024 (oficial) | {"type":"Feature","properties":{},"geometry":{"type":"LineString","coordinates":[[-97.07028,15.87109],[-97.06958,15.87121],[-97.05198,15.86916],[-97.05003,15.87861],[-97.08437,15.92002],[-97.19002,15.95502],[-97.25468,15.9634],[-97.3183,15.95232],[-97.39064,15.96906],[-97.42509,16.02715],[-97.58618,16.04769],[-97.62816,16.06877],[-97.62834,16.07554]]}}
LT AMATLAN II - FORTIN | LineString | 115 kV |  | 13.2 km | 115KV-2C-13.1KM-TA 73980 | [5 empty] | CONACYT 2024 (oficial) | {"type":"Feature","properties":{},"geometry":{"type":"LineString","coordinates":[[-97.00139,18.91441],[-97.00152,18.9146],[-96.99079,18.91281],[-96.9824,18.89828],[-96.95261,18.8841],[-96.94337,18.87081],[-96.92007,18.86047],[-96.91053,18.86079],[-96.90347,18.85884],[-96.90266,18.85862]]}}
LT CORDOBA II - CORDOBA I | LineString | 115 kV |  | 7.66 km | 115KV-2C-7.6KM-TA-PA | [5 empty] | CONACYT 2024 (oficial) | {"type":"Feature","properties":{},"geometry":{"type":"LineString","coordinates":[[-96.95266,18.88498],[-96.95191,18.88453],[-96.95261,18.8841],[-96.94337,18.87081],[-96.92007,18.86047],[-96.91053,18.86079],[-96.91836,18.87389],[-96.91821,18.87414]]}}
LT ESCAMELA - RIO BLANCO | LineString | 115 kV |  | 7.84 km | 115KV-1C-7.8KM-TA | [5 empty] | CONACYT 2024 (oficial) | {"type":"Feature","properties":{},"geometry":{"type":"LineString","coordinates":[[-97.13505,18.85094],[-97.13558,18.85075],[-97.13809,18.8512],[-97.1205,18.89304],[-97.10345,18.88865],[-97.10376,18.88793]]}}
LT OJO DE AGUA POT. - ESCAMELA | LineString | 115 kV |  | 6.12 km | 115KV-1C-6.1KM-TA 73020 | [5 empty] | CONACYT 2024 (oficial) | {"type":"Feature","properties":{},"geometry":{"type":"LineString","coordinates":[[-97.10371,18.88783],[-97.1025,18.88809],[-97.05425,18.88532],[-97.04896,18.89027],[-97.04855,18.891]]}}
LT RIO BLANCO - NOGALES | LineString | 115 kV |  | 7.38 km | 115KV-1C-7.3KM-TA | [5 empty] | CONACYT 2024 (oficial) | {"type":"Feature","properties":{},"geometry":{"type":"LineString","coordinates":[[-97.1683,18.81214],[-97.1678,18.82126],[-97.1709,18.82744],[-97.15723,18.84246],[-97.13809,18.8512],[-97.13558,18.85075],[-97.13502,18.85071]]}}
LT VALLES - TAMAZUNCHALE | LineString | 115 kV |  | 92.99 km | 115KV-92.9KM | [5 empty] | CONACYT 2024 (oficial) | {"type":"Feature","properties":{},"geometry":{"type":"LineString","coordinates":[[-98.78195,21.2629],[-98.86804,21.41996],[-98.98362,21.49545],[-99.0079,21.52147],[-99.00667,21.56944],[-98.98006,21.61515],[-98.95641,21.71497],[-98.93387,21.83434],[-98.93671,21.87083],[-98.94524,21.91931],[-98.988,21.97196],[-98.99716,21.98151],[-98.99756,21.98124]]}}
LT ATLAXPECO - PANTEPEC | LineString | 115 kV |  | 89.03 km | 115KV-1C/2C-88.9KM-477ACSR | [5 empty] | CONACYT 2024 (oficial) | {"type":"Feature","properties":{},"geometry":{"type":"LineString","coordinates":[[-98.42078,21.11773],[-98.42045,21.11674],[-98.42259,21.09591],[-98.41741,21.08169],[-98.38239,21.06462],[-98.37297,21.04998],[-98.34391,21.02978],[-98.33961,21.02059],[-98.31,21.03342],[-98.284,21.03897],[-98.21971,21.04216],[-98.13656,20.99892],[-98.11364,21.00489],[-98.09758,21.0003],[-98.0545,20.99467],[-97.97924,20.9647],[-97.9227,20.97411],[-97.89155,20.97601],[-97.85715,20.96008],[-97.83836,20.95522],[-97.80461,20.96764],[-97.75822,20.95943],[-97.71028,20.94466],[-97.70879,20.9506],[-97.71911,20.98178],[-97.7191,20.98243]]}}
LT ALTAMIRA - ANAHUAC POT., L1 | LineString | 115 kV |  | 113.41 km | 115KV-1C/2C-113.3KM | [5 empty] | CONACYT 2024 (oficial) | {"type":"Feature","properties":{},"geometry":{"type":"LineString","coordinates":[[-98.84609,22.04638],[-98.847,22.04588],[-98.85529,22.06319],[-98.64715,22.17679],[-98.45706,22.4281],[-98.36231,22.50715],[-98.18153,22.52269],[-98.10252,22.49039],[-98.01979,22.44948],[-98.00664,22.43866]]}}
L.T. LEÓN II - GRANJENO | LineString | 115 kV |  | 3.5 km | 115kV - 4.25km - 366 ACSR | [5 empty] | CONACYT 2024 (oficial) | {"type":"Feature","properties":{},"geometry":{"type":"LineString","coordinates":[[-101.6519,21.08383],[-101.67358,21.06871],[-101.67851,21.07148]]}}
LT ALTAMIRA - ANAHUAC POT., L2 | LineString | 115 kV |  | 114.67 km | 115KV-1C/2C-114.6KM | [5 empty] | CONACYT 2024 (oficial) | {"type":"Feature","properties":{},"geometry":{"type":"LineString","coordinates":[[-98.84622,22.04656],[-98.85497,22.06292],[-98.6469,22.17653],[-98.45678,22.42794],[-98.36225,22.50687],[-98.18162,22.52227],[-98.10273,22.49006],[-98.07363,22.45094],[-98.01723,22.43231],[-98.00715,22.43879]]}}
LT MANUEL TAP ALTAMIRA - ANAHUAC POT., L1 | LineString | 115 kV |  | 26.72 km | 115KV-1C-26.7KM | [5 empty] | CONACYT 2024 (oficial) | {"type":"Feature","properties":{},"geometry":{"type":"LineString","coordinates":[[-98.18153,22.52269],[-98.17257,22.5678],[-98.30422,22.71664],[-98.30273,22.71908]]}}
LT TIHUATLAN II - CERRO AZUL | LineString | 115 kV |  | 28.42 km | 115KV-28.4KM | [5 empty] | CONACYT 2024 (oficial) | {"type":"Feature","properties":{},"geometry":{"type":"LineString","coordinates":[[-97.71027,20.94425],[-97.71028,20.94466],[-97.71135,20.94823],[-97.77397,21.16084],[-97.75567,21.16593],[-97.74955,21.17782]]}}
LT TAJIN - MARGARITAS | LineString | 115 kV |  | 52.52 km | 115KV-1C-52.5KM-795ACSR 73810 | [5 empty] | CONACYT 2024 (oficial) | {"type":"Feature","properties":{},"geometry":{"type":"LineString","coordinates":[[-97.30709,20.00886],[-97.31663,20.06922],[-97.33702,20.06987],[-97.37961,20.09376],[-97.40969,20.18642],[-97.39447,20.20928],[-97.36607,20.245],[-97.33082,20.27558],[-97.31416,20.32929],[-97.33699,20.38638],[-97.33813,20.39485],[-97.33795,20.39486]]}}
LT EL ESFUERZO - LA BARRA | LineString | 115 kV |  | 14.07 km | 115KV-1C/2C-14KM-477 | [5 empty] | CONACYT 2024 (oficial) | {"type":"Feature","properties":{},"geometry":{"type":"LineString","coordinates":[[-97.33328,21.01159],[-97.33353,21.0115],[-97.3891,20.98838],[-97.41008,20.98324],[-97.45152,20.96269],[-97.45173,20.95802],[-97.4517,20.95779]]}}
LT METEPEC - TONANTZINTLA(UNIVERSIDAD) | LineString | 115 kV |  | 23.36 km | 115KV-23.3KM-795/336 73210 | [5 empty] | CONACYT 2024 (oficial) | {"type":"Feature","properties":{},"geometry":{"type":"LineString","coordinates":[[-98.29899,19.02974],[-98.30594,19.03968],[-98.31819,19.03972],[-98.36457,19.01034],[-98.3917,18.99833],[-98.41635,18.96099],[-98.44237,18.9215],[-98.44751,18.91856],[-98.45671,18.91693]]}}
LT TECALI - TECAMACHALCO II | LineString | 115 kV |  | 25.11 km | 115KV-25.1KMK-477/795 73550 | [5 empty] | CONACYT 2024 (oficial) | {"type":"Feature","properties":{},"geometry":{"type":"LineString","coordinates":[[-97.77808,18.88963],[-97.77844,18.88971],[-97.77037,18.88222],[-97.772,18.86642],[-97.84558,18.84849],[-97.92954,18.84954],[-97.97427,18.85311],[-97.97608,18.84949],[-97.97613,18.84916]]}}
LT PONIENTE - PAPELERA SAN RAFAEL | LineString | 115 kV |  | 56.63 km | 115KV-56.6KM-336 73090 | [5 empty] | CONACYT 2024 (oficial) | {"type":"Feature","properties":{},"geometry":{"type":"LineString","coordinates":[[-98.76822,19.15089],[-98.74305,19.12098],[-98.71852,19.09731],[-98.61457,19.0943],[-98.5551,19.09163],[-98.52623,19.09405],[-98.50015,19.0787],[-98.45756,19.09168],[-98.42993,19.09054],[-98.34416,19.08287],[-98.2685,19.06298],[-98.26781,19.06073]]}}
LT ANTUÑANO - PUEBLA I | LineString | 115 kV |  | 3.28 km | 115KV-3.2KM-750/795 73170 | [5 empty] | CONACYT 2024 (oficial) | {"type":"Feature","properties":{},"geometry":{"type":"LineString","coordinates":[[-98.20756,19.05942],[-98.23118,19.06261],[-98.23193,19.0633],[-98.23189,19.06386]]}}
LT SAN MARTIN POT. - SAN MIGUEL TAP LAMOSA | LineString | 115 kV |  | 0.3 km | 115KV-1C-0.2KM | [5 empty] | CONACYT 2024 (oficial) | {"type":"Feature","properties":{},"geometry":{"type":"LineString","coordinates":[[-98.39586,19.30939],[-98.39592,19.30965],[-98.3937,19.30914]]}}
LT EL CASTILLO - LAS TRANCAS | LineString | 115 kV |  | 8.55 km | 115KV-1C-8.5KM-TA | [5 empty] | CONACYT 2024 (oficial) | {"type":"Feature","properties":{},"geometry":{"type":"LineString","coordinates":[[-96.89561,19.55718],[-96.89459,19.55767],[-96.88746,19.56071],[-96.86353,19.52797],[-96.87245,19.50871],[-96.86836,19.50514],[-96.86786,19.50521]]}}
LT ACTOPAN - ENT. TAMARINDO - LAS TRANCAS | LineString | 115 kV |  | 13.51 km | 115KV-1C-13.5KM-266-TA-PM-PC | [5 empty] | CONACYT 2024 (oficial) | {"type":"Feature","properties":{},"geometry":{"type":"LineString","coordinates":[[-96.61459,19.51096],[-96.60652,19.50877],[-96.63197,19.40428],[-96.63621,19.4032]]}}
LT PUERTO ESCONDIDO - POCHUTLA | LineString | 115 kV |  | 64.04 km | 115KV-1C-64KM-TA 73470 | [5 empty] | CONACYT 2024 (oficial) | {"type":"Feature","properties":{},"geometry":{"type":"LineString","coordinates":[[-96.52076,15.73338],[-96.54497,15.73155],[-96.64346,15.72817],[-96.68067,15.73408],[-96.73145,15.7325],[-96.7667,15.74147],[-96.80316,15.74072],[-96.82199,15.7624],[-96.84139,15.76984],[-96.88593,15.77696],[-96.91284,15.79274],[-96.99905,15.81746],[-97.05198,15.86916],[-97.06958,15.87121],[-97.07022,15.87087]]}}
LT POCHUTLA - HUATULCO | LineString | 115 kV |  | 44.83 km | 115KV-1C-44.8KM-TA 73480 | [5 empty] | CONACYT 2024 (oficial) | {"type":"Feature","properties":{},"geometry":{"type":"LineString","coordinates":[[-96.13922,15.77089],[-96.14019,15.78497],[-96.17342,15.78137],[-96.18409,15.78456],[-96.28218,15.7547],[-96.31646,15.73809],[-96.32774,15.73745],[-96.39858,15.71867],[-96.47409,15.71797],[-96.49849,15.71592],[-96.51379,15.73349],[-96.52053,15.73339]]}}
LT MIAHUATLAN - POCHUTLA | LineString | 115 kV |  | 74.88 km | 115KV-1C-74.9KM-TA 73790 | [5 empty] | CONACYT 2024 (oficial) | {"type":"Feature","properties":{},"geometry":{"type":"LineString","coordinates":[[-96.52065,15.73339],[-96.4577,15.77525],[-96.45156,15.83543],[-96.49918,15.89737],[-96.50324,15.97314],[-96.51933,15.98228],[-96.52598,16.0027],[-96.52472,16.0187],[-96.49038,16.05313],[-96.48464,16.07502],[-96.47391,16.09179],[-96.47522,16.11115],[-96.494,16.12615],[-96.50374,16.16635],[-96.5169,16.18419],[-96.52461,16.21069],[-96.52548,16.23855],[-96.56078,16.2514],[-96.58153,16.29127]]}}
LT HUATULCO - CONEJOS | LineString | 115 kV |  | 8.42 km | 115KV-1C-8.4KM-TA 73750 73750 | [5 empty] | CONACYT 2024 (oficial) | {"type":"Feature","properties":{},"geometry":{"type":"LineString","coordinates":[[-96.08437,15.77554],[-96.09608,15.80152],[-96.13439,15.79185],[-96.14019,15.78497]]}}
LT ACATLAN - HUAJUAPAN | LineString | 115 kV |  | 56.68 km | 115KV-1C-56.6KM-477-TA 73520 | [5 empty] | CONACYT 2024 (oficial) | {"type":"Feature","properties":{},"geometry":{"type":"LineString","coordinates":[[-97.78606,17.78642],[-97.83198,17.83998],[-97.89886,17.98777],[-97.90378,18.04045],[-97.95408,18.09772],[-97.97458,18.1302],[-97.9943,18.14781],[-98.0317,18.21457],[-98.04374,18.21532]]}}
LT CUICATLAN ENTQ. OAXACA POT. - NOCHISTLAN | LineString | 115 kV |  | 37.83 km | 115KV-1C-37.8KM-TA | [5 empty] | CONACYT 2024 (oficial) | {"type":"Feature","properties":{},"geometry":{"type":"LineString","coordinates":[[-96.93057,17.40258],[-96.94459,17.48196],[-96.95016,17.59901],[-96.93654,17.6976],[-96.94855,17.74016]]}}
LT ETLA ENTQ. OAXACA POT. - NOCHIXTLAN | LineString | 115 kV |  | 0.14 km | 115KV-1C-0.1KM-477ACSR-PC 73770 | [5 empty] | CONACYT 2024 (oficial) | {"type":"Feature","properties":{},"geometry":{"type":"LineString","coordinates":[[-96.79903,17.22429],[-96.80026,17.22376]]}}
LT OAXACA POT. - LA CIENEGA | LineString | 115 kV |  | 28.65 km | 115KV-1C-28.6KM-477/795ACSR-PA-TA-PC 73640 | [5 empty] | CONACYT 2024 (oficial) | {"type":"Feature","properties":{},"geometry":{"type":"LineString","coordinates":[[-96.78053,16.90161],[-96.77984,16.90149],[-96.76904,16.90458],[-96.73506,16.89849],[-96.69122,16.91362],[-96.68934,16.91769],[-96.6953,16.96793],[-96.70711,16.99411],[-96.69622,17.02489],[-96.69652,17.03533],[-96.72694,17.04166],[-96.72943,17.05075]]}}
LT YUCUDAA - NOCHIXTLAN | LineString | 115 kV |  | 27.97 km | 115KV-1C-27.9KM-TA | [5 empty] | CONACYT 2024 (oficial) | {"type":"Feature","properties":{},"geometry":{"type":"LineString","coordinates":[[-97.22666,17.44218],[-97.22875,17.44226],[-97.32597,17.50189],[-97.35779,17.52384],[-97.39959,17.57208],[-97.4396,17.56915],[-97.43943,17.56972],[-97.43919,17.5702]]}}
LT YUCUDAA - TLAXIACO | LineString | 115 kV |  | 49.37 km | 115KV-1C-49.3KM-PC-TA 73760 | [5 empty] | CONACYT 2024 (oficial) | {"type":"Feature","properties":{},"geometry":{"type":"LineString","coordinates":[[-97.69374,17.24368],[-97.70186,17.25937],[-97.6984,17.28243],[-97.65203,17.31561],[-97.61081,17.36021],[-97.61838,17.40239],[-97.58082,17.43545],[-97.55792,17.47708],[-97.5515,17.47904],[-97.51841,17.51621],[-97.45369,17.55068],[-97.4396,17.56915],[-97.43943,17.56972],[-97.43934,17.57022]]}}
LT EJUTLA - MIAHUATLAN | LineString | 115 kV |  | 38.6 km | 115KV-1C-38.6KM-TA 73790 | [5 empty] | CONACYT 2024 (oficial) | {"type":"Feature","properties":{},"geometry":{"type":"LineString","coordinates":[[-96.73283,16.57734],[-96.73241,16.57773],[-96.71996,16.56332],[-96.73394,16.51989],[-96.73478,16.49107],[-96.72273,16.46491],[-96.71235,16.45777],[-96.69846,16.4318],[-96.66226,16.4022],[-96.63564,16.34832],[-96.58813,16.30609],[-96.58155,16.29162]]}}
L.T. MSC TAP CEDROS-RAMOS POT. | LineString | 115 kV |  | 0.49 km | 115KV-2C-0.5KM-795 ACSR-PA | [5 empty] | CONACYT 2024 (oficial) | {"type":"Feature","properties":{},"geometry":{"type":"LineString","coordinates":[[-100.92899,25.55897],[-100.93214,25.56232]]}}
LT LOMA BONITA II - ISLA | LineString | 115 kV |  | 40.18 km | 115KV-1C-40.2KM-477-PC 73220 | [5 empty] | CONACYT 2024 (oficial) | {"type":"Feature","properties":{},"geometry":{"type":"LineString","coordinates":[[-95.53455,18.11624],[-95.53718,18.11954],[-95.65181,18.1298],[-95.66131,18.13366],[-95.75174,18.12274],[-95.76962,18.09801],[-95.8014,18.09031],[-95.87006,18.09579],[-95.88999,18.08322]]}}
LT JUCHITAN I - IXTEPEC | LineString | 115 kV |  | 14.14 km | 115KV-1C-13.7KM-477ACSR-PC-PM 73410 | [5 empty] | CONACYT 2024 (oficial) | {"type":"Feature","properties":{},"geometry":{"type":"LineString","coordinates":[[-95.0804,16.54516],[-95.07548,16.53537],[-95.05026,16.53074],[-95.02562,16.49595],[-95.0208,16.45141],[-95.02009,16.44729],[-95.0199,16.44677]]}}
LT ACAYUCAN - NUEVO MORELOS | LineString | 115 kV |  | 52.67 km | 115KV-1C-52.6KM-477ACSR 73820 | [5 empty] | CONACYT 2024 (oficial) | {"type":"Feature","properties":{},"geometry":{"type":"LineString","coordinates":[[-95.08176,17.52455],[-95.06623,17.69773],[-95.01902,17.79034],[-94.89747,17.94945],[-94.89705,17.95104]]}}
LT MATIAS ROMERO - NUEVO MORELOS | LineString | 115 kV |  | 74.13 km | 115KV-1C-74.1KM-477ACSR 73820 | [5 empty] | CONACYT 2024 (oficial) | {"type":"Feature","properties":{},"geometry":{"type":"LineString","coordinates":[[-95.03031,16.87378],[-95.00881,16.90742],[-95.02845,17.0449],[-95.04009,17.10112],[-95.05929,17.13098],[-95.05233,17.27584],[-95.04695,17.33109],[-95.08547,17.4903],[-95.08184,17.52456]]}}
LT NUEVO MORELOS - SANCHEZ TABOADA | LineString | 115 kV |  | 47.61 km | 115KV-1C-47.6KM-PA-PC-TA 73990 | [5 empty] | CONACYT 2024 (oficial) | {"type":"Feature","properties":{},"geometry":{"type":"LineString","coordinates":[[-94.66635,17.58976],[-94.68342,17.58336],[-94.70021,17.58393],[-94.74548,17.54252],[-94.78436,17.54506],[-94.80598,17.53942],[-94.87337,17.54203],[-94.93723,17.51657],[-94.97208,17.52924],[-95.0235,17.51914],[-95.03609,17.52216],[-95.07455,17.51782],[-95.08168,17.52455]]}}
LT EMILIANO ZAPATA ENTQ. ACAYUCAN-MATIAS ROMERO | LineString | 115 kV |  | 22.89 km | 115KV-1C-22.8KM-266-TA-PC | [5 empty] | CONACYT 2024 (oficial) | {"type":"Feature","properties":{},"geometry":{"type":"LineString","coordinates":[[-95.06774,17.69138],[-95.12949,17.72688],[-95.1428,17.72678],[-95.18405,17.78066],[-95.20249,17.78394],[-95.20936,17.77889],[-95.24255,17.77844]]}}
LT CATEMACO - ACAYUACAN | LineString | 115 kV |  | 34.02 km | 115KV-2C-34KM-477-TA 73810 | [5 empty] | CONACYT 2024 (oficial) | {"type":"Feature","properties":{},"geometry":{"type":"LineString","coordinates":[[-95.12153,18.42496],[-95.12357,18.42428],[-95.14438,18.41346],[-95.153,18.41442],[-95.14521,18.19741],[-95.16722,18.15715],[-95.16156,18.14973]]}}
LT DONAJI ETNQ. NUEVO MORELOS - MATIAS ROMERO | LineString | 115 kV |  | 0.71 km | 115KV-1C-0.7KM-PC | [5 empty] | CONACYT 2024 (oficial) | {"type":"Feature","properties":{},"geometry":{"type":"LineString","coordinates":[[-95.05542,17.21148],[-95.0491,17.20939]]}}
LT JUCHITAN II - ARRIAGA | LineString | 115 kV |  | 139.38 km | 115KV-1C-139.3KM-477-TA-PC 73580 | [5 empty] | CONACYT 2024 (oficial) | {"type":"Feature","properties":{},"geometry":{"type":"LineString","coordinates":[[-93.90988,16.24573],[-93.9427,16.22493],[-94.02146,16.21571],[-94.05737,16.20608],[-94.08503,16.24164],[-94.15191,16.27708],[-94.18947,16.3087],[-94.17143,16.3832],[-94.18594,16.39909],[-94.22234,16.40904],[-94.25354,16.44174],[-94.30208,16.46663],[-94.33348,16.47583],[-94.36261,16.46961],[-94.3993,16.49055],[-94.42737,16.49213],[-94.44048,16.50229],[-94.46567,16.49396],[-94.57851,16.55117],[-94.63236,16.54821],[-94.71329,16.57152],[-94.76844,16.56994],[-94.78593,16.56947],[-94.85501,16.54121],[-94.94679,16.48631],[-94.9662,16.51605],[-94.96586,16.51664]]}}
LT JUCHITAN II - JUCHITAN I | LineString | 115 kV |  | 13.14 km | 115KV-1C-13.1KM-477-TA-PC-PMO 73700 | [5 empty] | CONACYT 2024 (oficial) | {"type":"Feature","properties":{},"geometry":{"type":"LineString","coordinates":[[-95.01964,16.4468],[-94.99827,16.4537],[-94.94679,16.48631],[-94.9662,16.51605],[-94.96606,16.51674]]}}
LT JUCHITAN II - JUCHITAN I | LineString | 115 kV |  | 10.35 km | 115KV-1C-10.3KM-477-TA-PC-PMO 73710 | [5 empty] | CONACYT 2024 (oficial) | {"type":"Feature","properties":{},"geometry":{"type":"LineString","coordinates":[[-95.01976,16.44679],[-95.00192,16.4554],[-94.96868,16.51752],[-94.96647,16.51638],[-94.96616,16.51679]]}}
LT JUILE ENTQ. ACAYUCAN - MATIAS ROMERO | LineString | 115 kV |  | 1.37 km | 115KV-1C-1.3KM-TA | [5 empty] | CONACYT 2024 (oficial) | {"type":"Feature","properties":{},"geometry":{"type":"LineString","coordinates":[[-95.04542,17.7565],[-95.05707,17.76182]]}}
LT JUCHITAN II - MATIAS ROMERO | LineString | 115 kV |  | 43.06 km | 115KV-1C-43KM-TA-PC-PM 73570 | [5 empty] | CONACYT 2024 (oficial) | {"type":"Feature","properties":{},"geometry":{"type":"LineString","coordinates":[[-94.96633,16.51689],[-94.96647,16.51638],[-94.96868,16.51752],[-94.95282,16.54815],[-94.95142,16.61316],[-94.94417,16.63854],[-94.94555,16.66154],[-94.95214,16.693],[-95.00178,16.7496],[-95.01153,16.79004],[-95.03429,16.82845],[-95.03038,16.87356]]}}
LT SALINA CRUZ I - AGUA PROCESS | LineString | 115 kV |  | 3.42 km | 115KV-1C-3.4KM-PM-PA 73440 | [5 empty] | CONACYT 2024 (oficial) | {"type":"Feature","properties":{},"geometry":{"type":"LineString","coordinates":[[-95.17736,16.1966],[-95.20311,16.203]]}}
LT SANTO DOMINGO ENTQ. JUCHITAN II - ARRIAGA | LineString | 115 kV |  | 0.23 km | 115KV-1C-0.2KM-477-PC | [5 empty] | CONACYT 2024 (oficial) | {"type":"Feature","properties":{},"geometry":{"type":"LineString","coordinates":[[-94.76844,16.56994],[-94.76868,16.57154]]}}
LT SALINA CRUZ I - REFINERIA SALINA CRUZ | LineString | 115 kV |  | 3.99 km | 115KV-1C-3.9KM-PM-PA 73430 | [5 empty] | CONACYT 2024 (oficial) | {"type":"Feature","properties":{},"geometry":{"type":"LineString","coordinates":[[-95.18325,16.21401],[-95.1901,16.21946],[-95.20314,16.20309]]}}
LT TEHUANTEPEC ENTQ. JUCHITAN I - SALINA CRUZ I | LineString | 115 kV |  | 3.97 km | 115KV-1C-3.9KM-477-PC-PM | [5 empty] | CONACYT 2024 (oficial) | {"type":"Feature","properties":{},"geometry":{"type":"LineString","coordinates":[[-95.18619,16.35759],[-95.21913,16.34141]]}}
LT ZANATEPEC ENTQ. JUCHITAN II - ARRIAGA | LineString | 115 kV |  | 0.67 km | 115KV-1C-0.6KM-477-PC | [5 empty] | CONACYT 2024 (oficial) | {"type":"Feature","properties":{},"geometry":{"type":"LineString","coordinates":[[-94.42737,16.49213],[-94.42753,16.48609]]}}
LT JUCHITAN I - SALINA CRUZ I | LineString | 115 kV |  | 43.23 km | 115KV-1C-43.2KM-477ACSR 73420 | [5 empty] | CONACYT 2024 (oficial) | {"type":"Feature","properties":{},"geometry":{"type":"LineString","coordinates":[[-95.20329,16.20322],[-95.20393,16.2048],[-95.21177,16.22952],[-95.21426,16.23741],[-95.21494,16.23966],[-95.21252,16.24292],[-95.22709,16.28762],[-95.22817,16.30013],[-95.21756,16.32334],[-95.18619,16.35759],[-95.04055,16.43054],[-95.04025,16.45645],[-95.0245,16.46068],[-95.0208,16.45141],[-95.02009,16.44729],[-95.02008,16.44676]]}}
LT IDESA TAP TEAPA - C.P. MORELOS | LineString | 115 kV |  | 0.38 km | 115KV-1C-0.3KM-795ACSR 73240 | [5 empty] | CONACYT 2024 (oficial) | {"type":"Feature","properties":{},"geometry":{"type":"LineString","coordinates":[[-94.3709,18.13086],[-94.37439,18.13116]]}}
LT LA VENTA II - NANCHITAL II | LineString | 115 kV |  | 41.34 km | 115KV-1C-41.3KM 73330 | [5 empty] | CONACYT 2024 (oficial) | {"type":"Feature","properties":{},"geometry":{"type":"LineString","coordinates":[[-94.04525,18.09412],[-94.0379,18.08879],[-94.04208,18.06448],[-94.07053,18.04869],[-94.10152,18.05712],[-94.19686,18.06272],[-94.2648,18.07869],[-94.30939,18.07781],[-94.33232,18.0701],[-94.37934,18.04999]]}}
LT. CANCUN-CANEK | LineString | 115 kV |  | 4.9 km | 115 KV-1C-4.90 KM-TA | [5 empty] | CONACYT 2024 (oficial) | {"type":"Feature","properties":{},"geometry":{"type":"LineString","coordinates":[[-86.87092,21.14163],[-86.86489,21.13122],[-86.83203,21.132]]}}
LT. POKTAPOK-KABAH | LineString | 115 kV |  | 4.13 km | 115KV-1C-4.13KM (CABLE SUBTERRANEO) | [5 empty] | CONACYT 2024 (oficial) | {"type":"Feature","properties":{},"geometry":{"type":"LineString","coordinates":[[-86.76406,21.10498],[-86.76415,21.10497],[-86.76449,21.10513],[-86.76096,21.11315],[-86.759,21.11511],[-86.74796,21.13548],[-86.74674,21.13616],[-86.74668,21.13615]]}}
LT. CHAAC-KABAH | LineString | 115 kV |  | 5.92 km | 115KV-1C-5.92KM (CABLE SUBTERRANEO) | [5 empty] | CONACYT 2024 (oficial) | {"type":"Feature","properties":{},"geometry":{"type":"LineString","coordinates":[[-86.76413,21.10489],[-86.76415,21.10497],[-86.76449,21.10513],[-86.77246,21.08861],[-86.78216,21.057],[-86.78278,21.05665]]}}
LT. CHAAC-NIZUC | LineString | 115 kV |  | 13.51 km | 115KV-1C-13.50KM (CABLE SUBTERRANEO) | [5 empty] | CONACYT 2024 (oficial) | {"type":"Feature","properties":{},"geometry":{"type":"LineString","coordinates":[[-86.84639,21.06718],[-86.8462,21.06721],[-86.84143,21.06213],[-86.84767,21.03816],[-86.83419,21.03173],[-86.83383,21.0316],[-86.82219,21.02751],[-86.81352,21.02566],[-86.79524,21.03738],[-86.7856,21.03479],[-86.78216,21.057],[-86.7827,21.05657]]}}
LT. NICTE-HA-NIZUC | LineString | 115 kV |  | 6.54 km | 115KV-1C-6.53KM (CABLE SUBTERRANEO) | [5 empty] | CONACYT 2024 (oficial) | {"type":"Feature","properties":{},"geometry":{"type":"LineString","coordinates":[[-86.82229,21.02709],[-86.82224,21.02716],[-86.82219,21.02751],[-86.83383,21.0316],[-86.83419,21.03173],[-86.84767,21.03816],[-86.84143,21.06213],[-86.8462,21.06721],[-86.84638,21.06732]]}}
LT. NORTE-CHOLUL | LineString | 115 kV |  | 8.96 km | 115 KV-1C-8.5KM-TA | [5 empty] | CONACYT 2024 (oficial) | {"type":"Feature","properties":{},"geometry":{"type":"LineString","coordinates":[[-89.56035,21.02285],[-89.55981,21.0232],[-89.55998,21.02381],[-89.5626,21.02576],[-89.56485,21.02342],[-89.56714,21.03242],[-89.62556,21.05351],[-89.628,21.052],[-89.62836,21.04942]]}}
LT. LERMA-MERIDA II | LineString | 115 kV |  | 50.28 km | 115 KV-1C-KM-TA | [5 empty] | CONACYT 2024 (oficial) | {"type":"Feature","properties":{},"geometry":{"type":"LineString","coordinates":[[-89.68885,20.92778],[-89.69264,20.92997],[-89.80895,20.85766],[-89.84751,20.72142],[-89.94112,20.62277],[-89.98041,20.59695]]}}
LT. POLYUC-LAZARO CARDENAS | LineString | 115 kV |  | 97.93 km | 115 KV-1C-98.83KM-TA | [5 empty] | CONACYT 2024 (oficial) | {"type":"Feature","properties":{},"geometry":{"type":"LineString","coordinates":[[-88.19388,18.95419],[-88.19411,18.95385],[-88.20333,18.9505],[-88.2046,18.95796],[-88.25292,19.02604],[-88.36416,19.02272],[-88.4233,19.04968],[-88.53537,19.19032],[-88.5562,19.22453],[-88.5318,19.29908],[-88.59331,19.49947],[-88.58969,19.55384],[-88.57219,19.61096]]}}
LT.LAZARO CARDENAS-XUL-HA | LineString | 115 kV |  | 55.31 km | 115KV-1C-55.3KM-TA | [5 empty] | CONACYT 2024 (oficial) | {"type":"Feature","properties":{},"geometry":{"type":"LineString","coordinates":[[-88.19382,18.95412],[-88.19411,18.95385],[-88.20333,18.9505],[-88.20053,18.93397],[-88.25028,18.87759],[-88.30728,18.80921],[-88.3785,18.72049],[-88.42399,18.63436],[-88.47052,18.56064],[-88.46655,18.54447]]}}
L.T. XUL-HA-FRONTERA BELICE | LineString | 115 kV |  | 6.95 km | 115KV-1C-5.97KM-TA | [5 empty] | CONACYT 2024 (oficial) | {"type":"Feature","properties":{},"geometry":{"type":"LineString","coordinates":[[-88.46655,18.54437],[-88.47835,18.48569]]}}
LT. XUL-HA-CHETUMAL NORTE | LineString | 115 kV |  | 19.89 km | 115KV-1C-19.88KM-TA | [5 empty] | CONACYT 2024 (oficial) | {"type":"Feature","properties":{},"geometry":{"type":"LineString","coordinates":[[-88.29701,18.53297],[-88.29705,18.53328],[-88.33011,18.53572],[-88.33596,18.53048],[-88.34669,18.52103],[-88.45839,18.53143],[-88.46687,18.544],[-88.46652,18.54395]]}}
LT. XUL-HA-INSURGENTES | LineString | 115 kV |  | 16.05 km | 115KV-1C-16.04KM-TA | [5 empty] | CONACYT 2024 (oficial) | {"type":"Feature","properties":{},"geometry":{"type":"LineString","coordinates":[[-88.33129,18.51903],[-88.46132,18.53139],[-88.46687,18.544],[-88.46652,18.54401]]}}
LT. NORTE-KOPTE | LineString | 115 kV |  | 42.19 km | 115KV-1C-41.95KM-TA | [5 empty] | CONACYT 2024 (oficial) | {"type":"Feature","properties":{},"geometry":{"type":"LineString","coordinates":[[-89.6285,21.04953],[-89.628,21.052],[-89.62556,21.05351],[-89.56714,21.03242],[-89.55269,20.99438],[-89.51129,20.98563],[-89.47445,20.98614],[-89.37222,21.02222],[-89.32613,21.05996],[-89.28491,21.07442]]}}
LT. MERIDA II-HIDROGENADORA | LineString | 115 kV |  | 0.87 km | 115KV-1C-0.87KM-TA | [5 empty] | CONACYT 2024 (oficial) | {"type":"Feature","properties":{},"geometry":{"type":"LineString","coordinates":[[-89.68247,20.93405],[-89.68731,20.92851]]}}
LT. MERIDA II-CEMENTOS MAYA | LineString | 115 kV |  | 3.74 km | 115KV-1C-3.74KM-TA | [5 empty] | CONACYT 2024 (oficial) | {"type":"Feature","properties":{},"geometry":{"type":"LineString","coordinates":[[-89.66311,20.9464],[-89.68307,20.93629],[-89.68842,20.92884],[-89.68783,20.92826]]}}
LT. MERIDA II-ITZAES | LineString | 115 kV |  | 5.66 km | 115KV-1C-5.66KM-TA | [5 empty] | CONACYT 2024 (oficial) | {"type":"Feature","properties":{},"geometry":{"type":"LineString","coordinates":[[-89.64762,20.95647],[-89.68307,20.93629],[-89.68842,20.92884],[-89.688,20.92822]]}}
LT. PUERTO MORELOS-IBEROESTAR | LineString | 115 kV |  | 11.46 km | 115KV-1C-11.45KM-TA | [5 empty] | CONACYT 2024 (oficial) | {"type":"Feature","properties":{},"geometry":{"type":"LineString","coordinates":[[-86.97216,20.76897],[-86.97252,20.76913],[-86.90314,20.84821],[-86.9035,20.8484],[-86.90357,20.84858]]}}
LT. MAXCANU-TICUL II | LineString | 115 kV |  | 48.65 km | 115KV-1C-46.68KM-TA | [5 empty] | CONACYT 2024 (oficial) | {"type":"Feature","properties":{},"geometry":{"type":"LineString","coordinates":[[-89.56842,20.40612],[-89.56857,20.41098],[-89.61321,20.43496],[-89.6509,20.45184],[-89.71517,20.47427],[-89.73302,20.48616],[-89.88686,20.55391],[-89.98341,20.5956]]}}
LT. TICUL -TICUL II | LineString | 115 kV |  | 3.04 km | 115KV-1C-3.02KM-TA | [5 empty] | CONACYT 2024 (oficial) | {"type":"Feature","properties":{},"geometry":{"type":"LineString","coordinates":[[-89.55572,20.39633],[-89.56844,20.40485]]}}
LT. LERMA -TICUL II | LineString | 115 kV |  | 49.3 km | 115KV-1C-142.96KM-TA | [5 empty] | CONACYT 2024 (oficial) | {"type":"Feature","properties":{},"geometry":{"type":"LineString","coordinates":[[-89.99899,20.28711],[-89.65176,20.32728],[-89.56669,20.39535],[-89.56977,20.40347],[-89.56892,20.40467]]}}
LT. NACHICOCOM-CENTRO | LineString | 115 kV |  | 3.27 km | 115KV-1C-3.27KM-TA | [5 empty] | CONACYT 2024 (oficial) | {"type":"Feature","properties":{},"geometry":{"type":"LineString","coordinates":[[-89.59275,20.9822],[-89.61404,20.96661],[-89.61458,20.96681]]}}
LT. PONIENTE-HUNUCMA | LineString | 115 kV |  | 19.7 km | 115KV-1C-19.70KM-TA | [5 empty] | CONACYT 2024 (oficial) | {"type":"Feature","properties":{},"geometry":{"type":"LineString","coordinates":[[-89.67018,20.99405],[-89.6712,20.9946],[-89.6741,20.99057],[-89.68089,20.99312],[-89.84599,21.02126],[-89.84924,21.02519]]}}
L.T. LAS BRISAS - TEPIC INDUSTRIAL 73900 | LineString | 115 kV |  | 15.51 km | 115kV - 1C - 15.5km - 795 ACSR - TA/PA | [5 empty] | CONACYT 2024 (oficial) | {"type":"Feature","properties":{},"geometry":{"type":"LineString","coordinates":[[-104.9234,21.51276],[-104.92385,21.51273],[-104.90347,21.48643],[-104.87011,21.45654],[-104.83786,21.46376],[-104.83589,21.48279],[-104.84227,21.48456]]}}
L.T. VALLARTA POT. - DESTILADERA 73880 | LineString | 115 kV |  | 32.99 km | 115kV - 2C - 34km - 795 ACSR - TA - PA | [5 empty] | CONACYT 2024 (oficial) | {"type":"Feature","properties":{},"geometry":{"type":"LineString","coordinates":[[-105.44639,20.75403],[-105.4463,20.75411],[-105.43742,20.7575],[-105.41085,20.74757],[-105.39672,20.74689],[-105.38811,20.76208],[-105.37236,20.77274],[-105.37278,20.77406],[-105.35098,20.77483],[-105.33106,20.78324],[-105.32453,20.77427],[-105.24228,20.76239],[-105.20955,20.72867],[-105.19555,20.72128],[-105.1958,20.72178]]}}
LT. TIZIMIN TAP-POPOLNAH | LineString | 115 kV |  | 0.11 km | 115KV-1C-0.10KM-TA | [5 empty] | CONACYT 2024 (oficial) | {"type":"Feature","properties":{},"geometry":{"type":"LineString","coordinates":[[-87.50377,20.98661],[-87.50411,20.98584]]}}
LT. IZAMAL-VALLADOLID | LineString | 115 kV |  | 85.78 km | 115KV-1C-85.94KM-TA | [5 empty] | CONACYT 2024 (oficial) | {"type":"Feature","properties":{},"geometry":{"type":"LineString","coordinates":[[-89.01207,20.91919],[-89.01105,20.91959],[-89.0109,20.9202],[-88.9617,20.90956],[-88.74949,20.88625],[-88.45635,20.81815],[-88.28984,20.71312],[-88.25549,20.71035],[-88.26428,20.69828]]}}
LT. TICUL II-KAMBUL | LineString | 115 kV |  | 95.31 km | 115KV-1C-95.38KM-TA | [5 empty] | CONACYT 2024 (oficial) | {"type":"Feature","properties":{},"geometry":{"type":"LineString","coordinates":[[-88.84562,19.92266],[-88.85523,19.91998],[-89.00262,20.02328],[-89.06847,20.06148],[-89.06893,20.0693],[-89.1032,20.09044],[-89.13522,20.09729],[-89.2778,20.21899],[-89.33919,20.22425],[-89.55606,20.39563],[-89.56669,20.39535],[-89.56977,20.40347],[-89.56876,20.40472]]}}
LT. NIZUC TAP.-MOON PALACE | LineString | 115 kV |  | 5.09 km | 115KV-1C-5.08KM-PA | [5 empty] | CONACYT 2024 (oficial) | {"type":"Feature","properties":{},"geometry":{"type":"LineString","coordinates":[[-86.84385,20.98461],[-86.86065,20.97889],[-86.8826,20.98273]]}}
LT. BALAM-YAXCHE | LineString | 115 kV |  | 7.12 km | 115KV-1C-7.25KM-PA | [5 empty] | CONACYT 2024 (oficial) | {"type":"Feature","properties":{},"geometry":{"type":"LineString","coordinates":[[-86.90318,21.16],[-86.90477,21.16286],[-86.85183,21.18988],[-86.84919,21.18719]]}}
LT. TUXTLA I-TUXTLA NORTE | LineString | 115 kV |  | 3.75 km | 115KV-1C-3.74KM-TA | [5 empty] | CONACYT 2024 (oficial) | {"type":"Feature","properties":{},"geometry":{"type":"LineString","coordinates":[[-93.13293,16.76046],[-93.10856,16.76866],[-93.09979,16.76887]]}}
LT. TUXTLA SUR-TUXTLA GUTIERREZ II | LineString | 115 kV |  | 21.7 km | 115KV-1C-21.56KM-TA | [5 empty] | CONACYT 2024 (oficial) | {"type":"Feature","properties":{},"geometry":{"type":"LineString","coordinates":[[-93.19818,16.74294],[-93.18004,16.70095],[-93.16657,16.69572],[-93.12992,16.6983],[-93.09795,16.70824],[-93.06697,16.73791],[-93.0839,16.73966]]}}
LT. TUXTLA NORTE-TUXTLA GUTIERREZ | LineString | 115 kV |  | 7.7 km | 115KV-1C-7.70KM-TA | [5 empty] | CONACYT 2024 (oficial) | {"type":"Feature","properties":{},"geometry":{"type":"LineString","coordinates":[[-93.09975,16.76901],[-93.06356,16.74242],[-93.06697,16.73791],[-93.0839,16.73966]]}}
LT. ANGOSTURA-TUXTLA GUTIERREZ II | LineString | 115 kV |  | 58.74 km | 115KV-1C-58.62KM-TA | [5 empty] | CONACYT 2024 (oficial) | {"type":"Feature","properties":{},"geometry":{"type":"LineString","coordinates":[[-92.77658,16.40183],[-92.75053,16.41364],[-92.76093,16.43885],[-92.83988,16.47335],[-92.91609,16.57183],[-93.00757,16.61281],[-93.03882,16.72403],[-93.06356,16.74242],[-93.06697,16.73791],[-93.0839,16.73966]]}}
LT. OCOZOCOAUTLA-CINTALAPA | LineString | 115 kV |  | 28.0 km | 115KV-1C-27.85KM-TA | [5 empty] | CONACYT 2024 (oficial) | {"type":"Feature","properties":{},"geometry":{"type":"LineString","coordinates":[[-93.6498,16.68615],[-93.53049,16.70449],[-93.4995,16.71336],[-93.39445,16.73073]]}}
LT. CINTALAPA-ARRIAGA | LineString | 115 kV |  | 61.71 km | 115KV-1C-60.81KM-TA | [5 empty] | CONACYT 2024 (oficial) | {"type":"Feature","properties":{},"geometry":{"type":"LineString","coordinates":[[-93.90967,16.24557],[-93.89476,16.24792],[-93.87529,16.27285],[-93.86712,16.31629],[-93.84936,16.37729],[-93.81382,16.42218],[-93.81626,16.44283],[-93.81257,16.52779],[-93.76894,16.62867],[-93.64866,16.68387],[-93.64976,16.68611]]}}
LT. OCOZOCOAUTLA-VILLAFLORES | LineString | 115 kV |  | 69.38 km | 115KV-1C-74.69KM-TA | [5 empty] | CONACYT 2024 (oficial) | {"type":"Feature","properties":{},"geometry":{"type":"LineString","coordinates":[[-93.26361,16.2045],[-93.24735,16.24075],[-93.26708,16.26488],[-93.33323,16.3285],[-93.40647,16.39474],[-93.42338,16.42712],[-93.4553,16.49827],[-93.45525,16.53388],[-93.43389,16.55166],[-93.44269,16.58949],[-93.42858,16.60603],[-93.43084,16.61336],[-93.42656,16.65742],[-93.41615,16.68496],[-93.3948,16.73063]]}}
LT. ANGOSTURA - SANCRISTOBAL | LineString | 115 kV |  | 40.4 km | 115KV-1C-42.75KM-TA | [5 empty] | CONACYT 2024 (oficial) | {"type":"Feature","properties":{},"geometry":{"type":"LineString","coordinates":[[-92.6535,16.71987],[-92.69935,16.63673],[-92.72333,16.54269],[-92.73241,16.49794],[-92.72436,16.46547],[-92.74801,16.40295],[-92.77652,16.40177]]}}
LT. TAPACHULA POTENCIA-MAZATAN | LineString | 115 kV |  | 12.77 km | 115KV-1C-12.73KM-TA/PA | [5 empty] | CONACYT 2024 (oficial) | {"type":"Feature","properties":{},"geometry":{"type":"LineString","coordinates":[[-92.45214,14.87396],[-92.43782,14.86887],[-92.42289,14.88081],[-92.3956,14.8709],[-92.37706,14.87292],[-92.34818,14.86557]]}}
L.T. VALLE DE GUADALUPE - SAN JUAN DE LOS LAGOS II | LineString | 115 kV |  | 38.68 km | 115kV - 39.5km - 477 ACSR | [5 empty] | CONACYT 2024 (oficial) | {"type":"Feature","properties":{},"geometry":{"type":"LineString","coordinates":[[-102.43079,21.33261],[-102.4306,21.3319],[-102.43311,21.32275],[-102.41932,21.29397],[-102.44957,21.22445],[-102.46483,21.18373],[-102.48032,21.17108],[-102.48537,21.14053],[-102.51895,21.12216],[-102.5329,21.09427],[-102.58597,21.04577]]}}
L.T. JIQUILPAN TAP OCOTLÁN - VISTA HERMOSA | LineString | 115 kV |  | 35.26 km | 115kV - 35.8km - 477 ACSR | [5 empty] | CONACYT 2024 (oficial) | {"type":"Feature","properties":{},"geometry":{"type":"LineString","coordinates":[[-102.74472,19.9965],[-102.73679,20.07002],[-102.7119,20.08875],[-102.68373,20.1611],[-102.67702,20.18367],[-102.68109,20.20699],[-102.67867,20.22736],[-102.68777,20.27276],[-102.68462,20.29121]]}}
LT. TAPACHULA POTENCIA-TAPACHULA AEROPUERTO | LineString | 115 kV |  | 7.3 km | 115KV-1C-7.23KM-TA/PM | [5 empty] | CONACYT 2024 (oficial) | {"type":"Feature","properties":{},"geometry":{"type":"LineString","coordinates":[[-92.34787,14.86592],[-92.33161,14.85573],[-92.29091,14.87416]]}}
LT. PUERTO MADERO-CD. HIDALGO | LineString | 115 kV |  | 27.21 km | 115KV-1C-27.20KM-PC | [5 empty] | CONACYT 2024 (oficial) | {"type":"Feature","properties":{},"geometry":{"type":"LineString","coordinates":[[-92.19082,14.63109],[-92.24255,14.64766],[-92.27755,14.67914],[-92.31135,14.72048],[-92.37953,14.74314],[-92.39802,14.73361]]}}
LT. LERMA-MERIDA II | LineString | 115 kV |  | 123.37 km | 115KV-1C-173.50KM-TA | [5 empty] | CONACYT 2024 (oficial) | {"type":"Feature","properties":{},"geometry":{"type":"LineString","coordinates":[[-90.61294,19.7942],[-90.61257,19.79343],[-90.6058,19.79087],[-90.50306,19.7828],[-90.48895,19.78499],[-90.47716,19.81436],[-90.44177,19.8953],[-90.38652,19.92197],[-90.21979,20.03574],[-90.1925,20.10107],[-90.12233,20.17766],[-90.04358,20.32069],[-90.01263,20.43864],[-90.02686,20.49646],[-89.98041,20.59695]]}}
LT. VALLADOLID-VALLADOLID DISTRIBUCION | LineString | 115 kV |  | 7.56 km | 115KV-1C-7.55KM-TA | [5 empty] | CONACYT 2024 (oficial) | {"type":"Feature","properties":{},"geometry":{"type":"LineString","coordinates":[[-88.20322,20.70711],[-88.25271,20.7098],[-88.26384,20.69744]]}}
LT. TICUL II TAP.-TEKAX II | LineString | 115 kV |  | 0.04 km | 115KV-1C-0.100KM-TA | [5 empty] | CONACYT 2024 (oficial) | {"type":"Feature","properties":{},"geometry":{"type":"LineString","coordinates":[[-89.30879,20.22241],[-89.30888,20.22207]]}}
LT. KAMBUL-POLYUC | LineString | 115 kV |  | 45.35 km | 115KV-1C-45.33KM-TA | [5 empty] | CONACYT 2024 (oficial) | {"type":"Feature","properties":{},"geometry":{"type":"LineString","coordinates":[[-88.57223,19.6111],[-88.65203,19.68952],[-88.7165,19.7359],[-88.75665,19.79713],[-88.77876,19.83816],[-88.84552,19.92259]]}}
LT. BALAM-PUNTA SAM | LineString | 115 kV |  | 2.89 km | 115KV-1C-2.88KM-PA | [5 empty] | CONACYT 2024 (oficial) | {"type":"Feature","properties":{},"geometry":{"type":"LineString","coordinates":[[-86.82773,21.19512],[-86.849,21.1874]]}}
LT. BALAM-BONAMPAK | LineString | 115 kV |  | 7.22 km | 115KV-1C-7.21(CABLE SUBTERRANEO) | [5 empty] | CONACYT 2024 (oficial) | {"type":"Feature","properties":{},"geometry":{"type":"LineString","coordinates":[[-86.82007,21.1586],[-86.82013,21.15819],[-86.82095,21.15652],[-86.81915,21.191],[-86.83873,21.18889],[-86.84892,21.18701]]}}
LT. BONAMPAK-POKTAPOK | LineString | 115 kV |  | 9.18 km | 115KV-1C-9.17KM-(CABLE SUBTERRANEO) | [5 empty] | CONACYT 2024 (oficial) | {"type":"Feature","properties":{},"geometry":{"type":"LineString","coordinates":[[-86.74672,21.13613],[-86.74674,21.13616],[-86.74796,21.13548],[-86.76069,21.13476],[-86.78835,21.14346],[-86.78967,21.14441],[-86.79481,21.1505],[-86.80622,21.15901],[-86.81788,21.1567],[-86.82095,21.15652],[-86.82013,21.15819],[-86.82005,21.15816]]}}
LT. BALAM-NICHUPTE | LineString | 115 kV |  | 11.08 km | 115KV-1C-11.079KM (CABLE SUBTERRANEO) | [5 empty] | CONACYT 2024 (oficial) | {"type":"Feature","properties":{},"geometry":{"type":"LineString","coordinates":[[-86.78884,21.14329],[-86.78879,21.14331],[-86.78868,21.14353],[-86.78967,21.14441],[-86.79481,21.1505],[-86.80607,21.15897],[-86.81788,21.1567],[-86.82095,21.15652],[-86.81915,21.191],[-86.83873,21.18889],[-86.84884,21.18696]]}}
L.T. AGUASCALIENTES POT. - PEÑUELAS 73380 | LineString | 115 kV |  | 11.02 km | 115kV - 1C - 7km - 477ACSR + 4.8km - 266ACSR | [5 empty] | CONACYT 2024 (oficial) | {"type":"Feature","properties":{},"geometry":{"type":"LineString","coordinates":[[-102.22251,21.76406],[-102.24138,21.74865],[-102.2713,21.74878],[-102.27195,21.70963],[-102.27804,21.70988],[-102.27868,21.71011]]}}
L.T. TAPEIXTLES DIST. - MELAQUE DIST. (AISLADA EN 230 kV) | LineString | 115 kV |  | 58.97 km | 115kV - 2C - 65.5km - 1113 ACSR - TA | [5 empty] | CONACYT 2024 (oficial) | {"type":"Feature","properties":{},"geometry":{"type":"LineString","coordinates":[[-104.7137,19.26079],[-104.71637,19.27813],[-104.70727,19.28224],[-104.66039,19.25348],[-104.52068,19.24704],[-104.49366,19.23111],[-104.46072,19.22096],[-104.4441,19.19464],[-104.38241,19.18207],[-104.35842,19.16681],[-104.33605,19.14593],[-104.31996,19.14202],[-104.30105,19.11153],[-104.26718,19.09159],[-104.27368,19.07981]]}}
LT. POKTAPOK-HUNAB-KU | LineString | 115 kV |  | 6.16 km | 115KV-1C-6.160KM (CABLE SUBTERRANEO) | [5 empty] | CONACYT 2024 (oficial) | {"type":"Feature","properties":{},"geometry":{"type":"LineString","coordinates":[[-86.74669,21.13619],[-86.74674,21.13616],[-86.74796,21.13548],[-86.759,21.11511],[-86.76096,21.11315],[-86.76449,21.10513],[-86.77246,21.08861],[-86.77209,21.08855],[-86.77201,21.08852]]}}
LT. HUNAB-KU-NICTE-HA | LineString | 115 kV |  | 10.81 km | 115KV-1C-10.80KM-(CABLE SUBTERRANEO) | [5 empty] | CONACYT 2024 (oficial) | {"type":"Feature","properties":{},"geometry":{"type":"LineString","coordinates":[[-86.77207,21.08848],[-86.77209,21.08855],[-86.77246,21.08861],[-86.78216,21.057],[-86.7856,21.03479],[-86.79524,21.03738],[-86.81352,21.02566],[-86.82219,21.02751],[-86.82224,21.02716],[-86.82207,21.02705]]}}
LT. IBEROSTAR-MAYA COBA | LineString | 115 kV |  | 10.5 km | 115KV-1C-10.49KM-TA | [5 empty] | CONACYT 2024 (oficial) | {"type":"Feature","properties":{},"geometry":{"type":"LineString","coordinates":[[-87.03307,20.69589],[-87.03276,20.6954],[-87.00051,20.7372],[-86.97252,20.76913],[-86.97216,20.76897],[-86.97211,20.76882]]}}
L.T. CHARCAS - CHARCAS IMMSA | LineString | 115 kV |  | 5.27 km | 115kV - 1C - 5.8km - 477ACSR - PC Y PM | [5 empty] | CONACYT 2024 (oficial) | {"type":"Feature","properties":{},"geometry":{"type":"LineString","coordinates":[[-101.1583,23.13321],[-101.11983,23.11982],[-101.11064,23.12127]]}}
LT. PLAYA DEL CARMEN TAP-CALICA | LineString | 115 kV |  | 0.02 km | 115KV-1C-.10KM-TA | [5 empty] | CONACYT 2024 (oficial) | {"type":"Feature","properties":{},"geometry":{"type":"LineString","coordinates":[[-87.14205,20.58349],[-87.14214,20.58361]]}}
LT. PLAYA DEL CARMEN-AVENTURA PALACE | LineString | 115 kV |  | 21.53 km | 115KV-1C-21.528KM.TA | [5 empty] | CONACYT 2024 (oficial) | {"type":"Feature","properties":{},"geometry":{"type":"LineString","coordinates":[[-87.08306,20.63029],[-87.08352,20.6302],[-87.09934,20.63715],[-87.11452,20.63489],[-87.12348,20.59852],[-87.14214,20.58361],[-87.17487,20.55745],[-87.19836,20.52734],[-87.21663,20.51264]]}}
LT. NIZUC-CANCUN | LineString | 115 kV |  | 12.94 km | 115KV-1C-12.93KM-TA | [5 empty] | CONACYT 2024 (oficial) | {"type":"Feature","properties":{},"geometry":{"type":"LineString","coordinates":[[-86.83191,21.13324],[-86.83208,21.13322],[-86.86282,21.09984],[-86.88679,21.07373],[-86.84728,21.06828],[-86.84676,21.06786]]}}
L.T. MST TAP CEDROS-RAMOS POT. | LineString | 115 kV |  | 0.02 km | 115KV-2C-795ACSR-0.018KM-PA | [5 empty] | CONACYT 2024 (oficial) | {"type":"Feature","properties":{},"geometry":{"type":"LineString","coordinates":[[-100.92522,25.56612],[-100.92531,25.56624]]}}
L.T. VALLADOLID-TIZIMIN | LineString | 115 kV |  | 55.02 km | 115 KV-1C-55.0 KM-TA | [5 empty] | CONACYT 2024 (oficial) | {"type":"Feature","properties":{},"geometry":{"type":"LineString","coordinates":[[-88.15608,21.12448],[-88.15922,21.12516],[-88.17069,21.04551],[-88.16314,21.01128],[-88.17101,20.99454],[-88.18911,20.90645],[-88.18832,20.83961],[-88.19094,20.80387],[-88.20304,20.77306],[-88.20308,20.70751],[-88.25266,20.71057],[-88.26412,20.69726]]}}
L.T. BONFIL-CANCUN | LineString | 115 kV |  | 5.0 km | 115 KV-1C-5.0 KM - TA | [5 empty] | CONACYT 2024 (oficial) | {"type":"Feature","properties":{},"geometry":{"type":"LineString","coordinates":[[-86.83192,21.1333],[-86.83208,21.13322],[-86.86282,21.09984],[-86.86362,21.10022]]}}
L.T. NIZUC-BONFIL | LineString | 115 kV |  | 8.12 km | 115 KV-1C-8.12 KM-TA | [5 empty] | CONACYT 2024 (oficial) | {"type":"Feature","properties":{},"geometry":{"type":"LineString","coordinates":[[-86.84672,21.06801],[-86.84728,21.06828],[-86.88679,21.07373],[-86.86282,21.09984],[-86.86362,21.10022]]}}
L.T. MERIDA II-SUR | LineString | 115 kV |  | 10.98 km | 115 KV-1C-11 KM-TA | [5 empty] | CONACYT 2024 (oficial) | {"type":"Feature","properties":{},"geometry":{"type":"LineString","coordinates":[[-89.62162,20.91174],[-89.65671,20.89499],[-89.67381,20.89587],[-89.69395,20.91912],[-89.68986,20.92852],[-89.68873,20.92786]]}}
L.T. NACHICOCOM-MERIDA ORIENTE | LineString | 115 kV |  | 6.96 km | 115 KV-1C-6.90 KM-TA | [5 empty] | CONACYT 2024 (oficial) | {"type":"Feature","properties":{},"geometry":{"type":"LineString","coordinates":[[-89.5933,20.98326],[-89.5925,20.98357],[-89.58261,20.98146],[-89.58124,20.95512],[-89.57317,20.94474],[-89.56415,20.94676],[-89.5644,20.94682]]}}
L.T. METROPOLITANA- SUR | LineString | 115 kV |  | 4.4 km | 115 KV-1C-4.40 KM-TA | [5 empty] | CONACYT 2024 (oficial) | {"type":"Feature","properties":{},"geometry":{"type":"LineString","coordinates":[[-89.657,20.89653],[-89.65671,20.89499],[-89.62162,20.91174]]}}
L.T. TIZIMIN-CANCUN | LineString | 115 kV |  | 147.04 km | 115 KV-1C-147 KM-TA | [5 empty] | CONACYT 2024 (oficial) | {"type":"Feature","properties":{},"geometry":{"type":"LineString","coordinates":[[-86.83081,21.13392],[-86.90334,21.13277],[-86.95892,21.10685],[-87.12565,21.02428],[-87.19943,20.98393],[-87.21589,20.98355],[-87.29301,20.95542],[-87.35734,20.96892],[-87.50289,20.98596],[-87.72777,20.96328],[-87.85639,21.0018],[-88.15389,21.11864],[-88.1561,21.12442]]}}
L.T. SUR-KANASIN POTENCIA | LineString | 115 kV |  | 10.47 km | 115 KV-2C-10.48 KM-TA | [5 empty] | CONACYT 2024 (oficial) | {"type":"Feature","properties":{},"geometry":{"type":"LineString","coordinates":[[-89.53078,20.91132],[-89.5473,20.92171],[-89.56571,20.92636],[-89.58751,20.91649],[-89.62163,20.91126]]}}
L.T. UMAN-SUR | LineString | 115 kV |  | 16.28 km | 115 KV-1C-16.37 KM-TA | [5 empty] | CONACYT 2024 (oficial) | {"type":"Feature","properties":{},"geometry":{"type":"LineString","coordinates":[[-89.74546,20.85488],[-89.74806,20.85496],[-89.75349,20.86036],[-89.74649,20.86658],[-89.64351,20.89441],[-89.62168,20.91167]]}}
L.T. OASIS - OJINAGA | LineString | 115 kV |  | 66.46 km | 115KV-1C-366ACSR-66.43KM-PC | [5 empty] | CONACYT 2024 (oficial) | {"type":"Feature","properties":{},"geometry":{"type":"LineString","coordinates":[[-104.4265,29.53498],[-104.41775,29.49434],[-104.40493,29.40183],[-104.38837,29.36948],[-104.38543,29.3552],[-104.38963,29.3381],[-104.44319,29.22285],[-104.4552,29.19101],[-104.50688,29.12541],[-104.51608,29.08232],[-104.50315,29.00968],[-104.49269,28.97347]]}}
L.T. NAZAS - ALAMOS | LineString | 115 kV |  | 19.02 km | 115KV-1C-266ACSR-18.96KM-TA-PA | [5 empty] | CONACYT 2024 (oficial) | {"type":"Feature","properties":{},"geometry":{"type":"LineString","coordinates":[[-103.50067,25.50344],[-103.5008,25.5041],[-103.55627,25.49203],[-103.57184,25.50314],[-103.57315,25.5218],[-103.57999,25.52737],[-103.53272,25.58248]]}}
L.T. VICENTE GUERRERO-INTERNATIONAL WIRE | LineString | 115 kV |  | 91.13 km | 115KV-1C-266ACSR-91.06KM-TA | [5 empty] | CONACYT 2024 (oficial) | {"type":"Feature","properties":{},"geometry":{"type":"LineString","coordinates":[[-104.56025,24.11098],[-104.5617,24.11241],[-104.58058,24.0903],[-104.59483,24.07989],[-104.58314,24.07178],[-104.5673,24.02832],[-104.44597,24.01495],[-104.4375,24.00714],[-104.39297,24.01155],[-104.35205,23.9652],[-104.33787,23.92076],[-104.33571,23.89493],[-104.2659,23.86778],[-104.25353,23.83993],[-104.1853,23.84071],[-104.15563,23.82847],[-104.05852,23.83886],[-103.99461,23.71565],[-103.99499,23.7155],[-103.99484,23.71517]]}}
L.T. CHUBURNA-PONIENTE | LineString | 115 kV |  | 4.61 km | 115 KV-1C-4.6 KM-TA/PA | [5 empty] | CONACYT 2024 (oficial) | {"type":"Feature","properties":{},"geometry":{"type":"LineString","coordinates":[[-89.66946,20.99415],[-89.65646,21.02581],[-89.64982,21.02246]]}}
L.T. NORTE-PONIENTE | LineString | 115 kV |  | 8.15 km | 115 KV-1C-8.15 KM-TA | [5 empty] | CONACYT 2024 (oficial) | {"type":"Feature","properties":{},"geometry":{"type":"LineString","coordinates":[[-89.66951,20.99434],[-89.65116,21.04257],[-89.63515,21.04635],[-89.62925,21.04887]]}}
L.T. CHUBURNA-NORTE | LineString | 115 kV |  | 5.15 km | 115 KV-1C-5.10 KM-TA | [5 empty] | CONACYT 2024 (oficial) | {"type":"Feature","properties":{},"geometry":{"type":"LineString","coordinates":[[-89.64982,21.02246],[-89.65646,21.02581],[-89.65042,21.04223],[-89.63515,21.04635],[-89.62925,21.04887]]}}
L.T. NORTE-SIYUSA | LineString | 115 kV |  | 0.47 km | 115 KV-1C-0.50KM-TA | [5 empty] | CONACYT 2024 (oficial) | {"type":"Feature","properties":{},"geometry":{"type":"LineString","coordinates":[[-89.63154,21.04674],[-89.629,21.04899]]}}
L.T. MAXCANU-UMAN | LineString | 115 kV |  | 39.67 km | 115 KV-1C-39.69 KM-TA | [5 empty] | CONACYT 2024 (oficial) | {"type":"Feature","properties":{},"geometry":{"type":"LineString","coordinates":[[-89.98333,20.59568],[-89.98294,20.59511],[-89.9357,20.63084],[-89.84523,20.72883],[-89.83653,20.75948],[-89.8073,20.81267],[-89.75349,20.86036],[-89.74806,20.85496],[-89.74571,20.85488]]}}
L.T. SAN IGNACIO-PUERTO PROGRESO | LineString | 115 kV |  | 7.64 km | 115 KV-1C-7.76 KM-TA | [5 empty] | CONACYT 2024 (oficial) | {"type":"Feature","properties":{},"geometry":{"type":"LineString","coordinates":[[-89.66003,21.2781],[-89.65969,21.26077],[-89.6532,21.25413],[-89.64946,21.22029],[-89.65479,21.21871]]}}
L.T. VALLADOLID-NIZUC | LineString | 115 kV |  | 161.88 km | 115 KV-1C-162 KM-TA | [5 empty] | CONACYT 2024 (oficial) | {"type":"Feature","properties":{},"geometry":{"type":"LineString","coordinates":[[-86.85045,21.06781],[-86.99533,21.08829],[-87.12267,21.02528],[-87.21273,20.97589],[-87.46846,20.88428],[-87.66066,20.85184],[-87.92214,20.6622],[-88.10384,20.70923],[-88.20308,20.70751],[-88.25266,20.71057],[-88.26412,20.69726]]}}
L.T. VALLADOLID-TULUM | LineString | 115 kV |  | 102.61 km | 115 KV-1C-102.58 KM-TA | [5 empty] | CONACYT 2024 (oficial) | {"type":"Feature","properties":{},"geometry":{"type":"LineString","coordinates":[[-87.47162,20.25943],[-87.47109,20.26033],[-87.48254,20.2752],[-87.53113,20.30945],[-87.5711,20.35079],[-87.61996,20.3957],[-87.71584,20.50865],[-87.74827,20.53954],[-87.78099,20.55367],[-87.90999,20.60455],[-87.9317,20.64209],[-87.95422,20.65753],[-88.01021,20.66671],[-88.03944,20.69075],[-88.10818,20.70876],[-88.22595,20.7059],[-88.26438,20.69682]]}}
L.T. KANASIN POTENCIA-TICUL II | LineString | 115 kV |  | 61.05 km | 115 KV-1C-61KM-TA | [5 empty] | CONACYT 2024 (oficial) | {"type":"Feature","properties":{},"geometry":{"type":"LineString","coordinates":[[-89.56838,20.40499],[-89.56723,20.4088],[-89.54789,20.43102],[-89.54856,20.4405],[-89.51999,20.48031],[-89.515,20.53133],[-89.51507,20.61599],[-89.50843,20.68171],[-89.51405,20.71205],[-89.47246,20.81636],[-89.48629,20.85061],[-89.53167,20.90379],[-89.53085,20.91124]]}}
L.T. CAUCEL POTENCIA - MERIDA II | LineString | 115 kV |  | 8.42 km | 115 KV-1C-8.42 KM-TA/PA | [5 empty] | CONACYT 2024 (oficial) | {"type":"Feature","properties":{},"geometry":{"type":"LineString","coordinates":[[-89.6883,20.92791],[-89.68883,20.92864],[-89.6899,20.93181],[-89.67815,20.9754],[-89.6781,20.97569],[-89.69024,20.99021],[-89.69507,20.99252]]}}
L.T. CAUCEL POTENCIA-PONIENTE | LineString | 115 kV |  | 5.31 km | 115 KV-2C-5.31 KM-TA/PA | [5 empty] | CONACYT 2024 (oficial) | {"type":"Feature","properties":{},"geometry":{"type":"LineString","coordinates":[[-89.67023,20.99384],[-89.6712,20.9946],[-89.6741,20.99057],[-89.6781,20.97569],[-89.69024,20.99021],[-89.6951,20.99251]]}}
L.T. SUCILA-KOPTE | LineString | 115 kV |  | 101.36 km | 115 KV-1C-101.24 KM-TA | [5 empty] | CONACYT 2024 (oficial) | {"type":"Feature","properties":{},"geometry":{"type":"LineString","coordinates":[[-89.28483,21.0744],[-89.27046,21.07868],[-89.17391,21.12389],[-89.09422,21.14936],[-88.93839,21.14037],[-88.86151,21.17223],[-88.76388,21.19752],[-88.662,21.18792],[-88.52959,21.20338],[-88.41584,21.17526],[-88.34906,21.1618],[-88.34999,21.15786]]}}
L.T. TIZIMIN-SUCILA | LineString | 115 kV |  | 21.29 km | 115 KV-1C-21.28 KM-TA | [5 empty] | CONACYT 2024 (oficial) | {"type":"Feature","properties":{},"geometry":{"type":"LineString","coordinates":[[-88.34999,21.15786],[-88.34906,21.1618],[-88.31449,21.15005],[-88.24989,21.15457],[-88.15605,21.12473]]}}
L.T. TULUM-PLAYA DEL CARMEN | LineString | 115 kV |  | 64.22 km | 115 KV-1C-64.19 KM-TA | [5 empty] | CONACYT 2024 (oficial) | {"type":"Feature","properties":{},"geometry":{"type":"LineString","coordinates":[[-87.08319,20.62992],[-87.08352,20.6302],[-87.09934,20.63715],[-87.11452,20.63489],[-87.12348,20.59852],[-87.17487,20.55745],[-87.19836,20.52734],[-87.23739,20.50291],[-87.26608,20.47531],[-87.30373,20.42703],[-87.32207,20.41674],[-87.36598,20.33152],[-87.37997,20.32297],[-87.37896,20.30149],[-87.40862,20.2555],[-87.46767,20.25669],[-87.47109,20.26033],[-87.47162,20.25943]]}}
L.T. PUERTO JUAREZ-BALAM | LineString | 115 kV |  | 1.85 km | 115 KV-2C-1.85 KM-TA | [5 empty] | CONACYT 2024 (oficial) | {"type":"Feature","properties":{},"geometry":{"type":"LineString","coordinates":[[-86.84673,21.17316],[-86.8488,21.18687]]}}
L.T. MERIDA ORIENTE-KANASIN POTENCIA | LineString | 115 kV |  | 7.16 km | 115 KV-1C-7.16 KM-TA | [5 empty] | CONACYT 2024 (oficial) | {"type":"Feature","properties":{},"geometry":{"type":"LineString","coordinates":[[-89.53015,20.91151],[-89.53082,20.91201],[-89.57317,20.94474],[-89.56415,20.94676],[-89.56434,20.94693]]}}
L.T. NACHICOCOM-KANASIN POTENCIA | LineString | 115 kV |  | 11.4 km | 115 KV-1C-12.5 KM-TA | [5 empty] | CONACYT 2024 (oficial) | {"type":"Feature","properties":{},"geometry":{"type":"LineString","coordinates":[[-89.53082,20.91201],[-89.56041,20.9284],[-89.57317,20.94474],[-89.58124,20.95512],[-89.58261,20.98146],[-89.5925,20.98357],[-89.59332,20.98329]]}}
L.T. NORTE-NACHICOCOM | LineString | 115 kV |  | 13.88 km | 115 KV-1C-13.88 KM-TA | [5 empty] | CONACYT 2024 (oficial) | {"type":"Feature","properties":{},"geometry":{"type":"LineString","coordinates":[[-89.5941,20.98323],[-89.56179,21.00973],[-89.56731,21.03208],[-89.60088,21.04439],[-89.62855,21.04909]]}}
L.T. CHOLUL-NACHICOCOM | LineString | 115 kV |  | 6.87 km | 115 KV-1C-6.80 KM-TA | [5 empty] | CONACYT 2024 (oficial) | {"type":"Feature","properties":{},"geometry":{"type":"LineString","coordinates":[[-89.56038,21.02294],[-89.55981,21.0232],[-89.55998,21.02381],[-89.5626,21.02576],[-89.56485,21.02342],[-89.56157,21.00964],[-89.59273,20.98234]]}}
LT. MERIDA II-ALOM | LineString | 115 kV |  | 6.28 km | 115KV-1C-6.28KM-TA | [5 empty] | CONACYT 2024 (oficial) | {"type":"Feature","properties":{},"geometry":{"type":"LineString","coordinates":[[-89.68806,20.9281],[-89.68883,20.92864],[-89.6899,20.93181],[-89.67892,20.97255],[-89.67884,20.97256],[-89.66803,20.97055]]}}
LT. CANEK-PUERTO JUAREZ | LineString | 115 kV |  | 5.26 km | 115KV-1C-5.25 KM-TA | [5 empty] | CONACYT 2024 (oficial) | {"type":"Feature","properties":{},"geometry":{"type":"LineString","coordinates":[[-86.84683,21.17284],[-86.87165,21.16131],[-86.87092,21.14171]]}}
LT. PUERTO JUAREZ-KUKULCAN | LineString | 115 kV |  | 4.06 km | 115 KV-1C-4.05 KM-TA | [5 empty] | CONACYT 2024 (oficial) | {"type":"Feature","properties":{},"geometry":{"type":"LineString","coordinates":[[-86.83963,21.15262],[-86.8578,21.16814],[-86.8471,21.17265]]}}
LT.CANEK-KUKULCAN | LineString | 115 kV |  | 3.97 km | 115KV-1C-3.97 KM-TA | [5 empty] | CONACYT 2024 (oficial) | {"type":"Feature","properties":{},"geometry":{"type":"LineString","coordinates":[[-86.83981,21.15248],[-86.87101,21.14128]]}}
L.T. PB 3 TAP CADEREYTA - PB 0 | LineString | 115 kV |  | 0.03 km | 115KV - 2C- 795 ACSR- .03KM- PA. | [5 empty] | CONACYT 2024 (oficial) | {"type":"Feature","properties":{},"geometry":{"type":"LineString","coordinates":[[-99.93012,25.57053],[-99.93012,25.57084]]}}
LT. PLAYA DEL CARMEN-PLAYACAR | LineString | 115 kV |  | 1.9 km | 115KV-1C-1.89KM-TA | [5 empty] | CONACYT 2024 (oficial) | {"type":"Feature","properties":{},"geometry":{"type":"LineString","coordinates":[[-87.09374,20.61792],[-87.08649,20.6244],[-87.08304,20.63008]]}}
LT. KANASIN POTENCIA TAP. - LEE | LineString | 115 kV |  | 3.25 km | 115KV-1C-3.25KM-TA | [5 empty] | CONACYT 2024 (oficial) | {"type":"Feature","properties":{},"geometry":{"type":"LineString","coordinates":[[-89.46918,20.82728],[-89.48629,20.85061]]}}
LT. KOPTE TAP.-TEMAX | LineString | 115 kV |  | 0.03 km | 115KV-1C-0.05KM | [5 empty] | CONACYT 2024 (oficial) | {"type":"Feature","properties":{},"geometry":{"type":"LineString","coordinates":[[-88.9393,21.14014],[-88.93927,21.14042]]}}
L.T. KOPTE TAP.-SANTO DOMINGO | LineString | 115 kV |  | 0.04 km | 115KV-1C-0.10KM-TA | [5 empty] | CONACYT 2024 (oficial) | {"type":"Feature","properties":{},"geometry":{"type":"LineString","coordinates":[[-88.67351,21.18886],[-88.6738,21.18876]]}}
L.T. SAN ANDRES (CUITZEO II) - OCOTLÁN | LineString | 115 kV |  | 9.63 km | 115kV - 2C - 14km - 477 ACSR - TA | [5 empty] | CONACYT 2024 (oficial) | {"type":"Feature","properties":{},"geometry":{"type":"LineString","coordinates":[[-102.74954,20.33729],[-102.74928,20.33678],[-102.74897,20.33537],[-102.72916,20.33522],[-102.72664,20.31423],[-102.71618,20.30673],[-102.68657,20.29556]]}}
L.T. LA MINITA - COALCOMAN | LineString | 115 kV |  | 15.18 km | 115kV - 18km - 266 ACSR | [5 empty] | CONACYT 2024 (oficial) | {"type":"Feature","properties":{},"geometry":{"type":"LineString","coordinates":[[-103.19649,18.76194],[-103.2246,18.80013],[-103.2296,18.81452],[-103.24529,18.83343],[-103.26109,18.84198],[-103.28108,18.86924]]}}
L.T. SILAO - ROMITA | LineString | 115 kV |  | 19.38 km | 115kV - 1C - 17.2km - 795 ACSR | [5 empty] | CONACYT 2024 (oficial) | {"type":"Feature","properties":{},"geometry":{"type":"LineString","coordinates":[[-101.58855,20.84544],[-101.48955,20.89398],[-101.4832,20.90883],[-101.46932,20.90854],[-101.44402,20.93406],[-101.44082,20.93777]]}}
L.T. CAYACAL - CARBONCER 73860 73890 | LineString | 115 kV |  | 9.55 km | 115kV - 5.2km + 12.6km - 477 ACSR | [5 empty] | CONACYT 2024 (oficial) | {"type":"Feature","properties":{},"geometry":{"type":"LineString","coordinates":[[-102.14375,17.93668],[-102.14962,17.96107],[-102.17243,17.98346],[-102.18116,17.97576],[-102.18081,17.96679],[-102.18118,17.96573]]}}
L.T. POTRERILLOS - EL TORO | LineString | 115 kV |  | 13.55 km | 115kV - 6.53km - 795 + 20km - 477 ACSR | [5 empty] | CONACYT 2024 (oficial) | {"type":"Feature","properties":{},"geometry":{"type":"LineString","coordinates":[[-101.86449,21.02161],[-101.86041,21.00596],[-101.85805,20.96162],[-101.79245,20.96584]]}}
L.T. VALLE DE GUADALUPE - MEXTICACÁN | LineString | 115 kV |  | 38.29 km | 115kV - 40km - 477 ACSR | [5 empty] | CONACYT 2024 (oficial) | {"type":"Feature","properties":{},"geometry":{"type":"LineString","coordinates":[[-102.79529,21.24928],[-102.7796,21.24734],[-102.7422,21.25838],[-102.72283,21.2615],[-102.70775,21.25419],[-102.68996,21.23162],[-102.69186,21.22537],[-102.68675,21.18212],[-102.67922,21.14973],[-102.63853,21.13209],[-102.63202,21.11358],[-102.58945,21.07187],[-102.58615,21.04563]]}}
L.T. ZITACUARO II - DONATO GUERRA 73190 | LineString | 115 kV |  | 35.1 km | 115kV - 37km - 477 ACSR | [5 empty] | CONACYT 2024 (oficial) | {"type":"Feature","properties":{},"geometry":{"type":"LineString","coordinates":[[-100.39033,19.42792],[-100.39127,19.42068],[-100.35811,19.37032],[-100.32293,19.35953],[-100.24781,19.29441],[-100.17971,19.30482],[-100.16195,19.30491],[-100.14521,19.29895],[-100.13631,19.28772],[-100.13973,19.28356]]}}
L.T. MORELIA POT. - CAMPESTRE | LineString | 115 kV |  | 14.86 km | 115kV - 20km - 477 ACSR | [5 empty] | CONACYT 2024 (oficial) | {"type":"Feature","properties":{},"geometry":{"type":"LineString","coordinates":[[-101.15364,19.68455],[-101.15371,19.68365],[-101.15586,19.65657],[-101.17268,19.65345],[-101.20292,19.66001],[-101.20996,19.67216],[-101.22021,19.67676],[-101.23547,19.67873],[-101.251,19.69208],[-101.25119,19.6917]]}}
L.T. MORELIA POT. - SANTIAGUITO | LineString | 115 kV |  | 9.39 km | 115kV - 1C - 12.0km - 795 ACSR - TA - PA | [5 empty] | CONACYT 2024 (oficial) | {"type":"Feature","properties":{},"geometry":{"type":"LineString","coordinates":[[-101.18598,19.7247],[-101.18779,19.72488],[-101.19628,19.72492],[-101.2224,19.73184],[-101.24279,19.70518],[-101.25053,19.69319],[-101.25124,19.69179]]}}
L.T. URUAPAN POT. - MIRADOR | LineString | 115 kV |  | 14.15 km | 115kV - 15km - 795 ACSR | [5 empty] | CONACYT 2024 (oficial) | {"type":"Feature","properties":{},"geometry":{"type":"LineString","coordinates":[[-102.077,19.43647],[-102.07189,19.38831],[-102.05978,19.3771],[-102.06846,19.36138],[-102.07931,19.36069],[-102.08757,19.33136]]}}
L.T. MATEHUALA - CHARCAS POT. 73720 | LineString | 115 kV |  | 98.04 km | 115kV - 1C - 6.9km - 336ACSR - PC Y PM | [5 empty] | CONACYT 2024 (oficial) | {"type":"Feature","properties":{},"geometry":{"type":"LineString","coordinates":[[-101.10368,23.09905],[-101.10324,23.09973],[-101.09189,23.14307],[-101.07192,23.16328],[-101.07042,23.17056],[-100.97998,23.23192],[-100.89019,23.25203],[-100.83624,23.25785],[-100.74705,23.41876],[-100.72314,23.44869],[-100.66131,23.47243],[-100.61735,23.48613],[-100.63305,23.57524],[-100.66376,23.60729],[-100.67225,23.6224],[-100.66655,23.63849],[-100.667,23.66654]]}}
L.T. MATEHUALA - MINA LA PAZ 73960 | LineString | 115 kV |  | 6.96 km | 115kV - 1C - 83.2km - 477ACSR - PC Y PM | [5 empty] | CONACYT 2024 (oficial) | {"type":"Feature","properties":{},"geometry":{"type":"LineString","coordinates":[[-100.70939,23.67293],[-100.7056,23.66606],[-100.64604,23.66652]]}}
L.T. MOCTEZUMA - CHARCAS POT. 73710 | LineString | 115 kV |  | 38.14 km | 115kV - 1C - 38.1km - 477ACSR - PC Y PM | [5 empty] | CONACYT 2024 (oficial) | {"type":"Feature","properties":{},"geometry":{"type":"LineString","coordinates":[[-101.10363,23.09907],[-101.09639,23.07778],[-101.08168,22.9295],[-101.08197,22.89716],[-101.06725,22.75832]]}}
L.T. MOCTEZUMA - VILLA DE ARISTA 73920 | LineString | 115 kV |  | 25.14 km | 115kV - 1C - 25.1km - 336ACSR - PC Y PM | [5 empty] | CONACYT 2024 (oficial) | {"type":"Feature","properties":{},"geometry":{"type":"LineString","coordinates":[[-100.88079,22.6567],[-100.89995,22.66691],[-100.93723,22.72176],[-101.02495,22.77208],[-101.06704,22.75839]]}}
L.T. SAN LUIS II - SAN LUIS PONIENTE | LineString | 115 kV |  | 23.33 km | 115kV - 1C - 17.9km - 795ACSR 5.9 - Km - 477ACSR - | [5 empty] | CONACYT 2024 (oficial) | {"type":"Feature","properties":{},"geometry":{"type":"LineString","coordinates":[[-101.02619,22.13753],[-101.02631,22.13775],[-101.03863,22.1457],[-101.03734,22.15698],[-101.04196,22.17109],[-101.03687,22.18703],[-101.01859,22.19776],[-101.00562,22.1892],[-100.98228,22.20264],[-100.9765,22.22476],[-100.92999,22.23038],[-100.92647,22.22979],[-100.92168,22.22887],[-100.90716,22.2258],[-100.90659,22.22543]]}}
L.T. SAN LUIS PONIENTE - TANGAMANGA | LineString | 115 kV |  | 4.86 km | 115kV - 1C - 3.3km - 477ACSR/XLP - 750 - PC - PA Y | [5 empty] | CONACYT 2024 (oficial) | {"type":"Feature","properties":{},"geometry":{"type":"LineString","coordinates":[[-100.99071,22.13903],[-100.99065,22.13922],[-101.00364,22.13997],[-101.01213,22.13037],[-101.02594,22.13766]]}}
L.T. SAN LUIS II - SAN LUIS OTE. | LineString | 115 kV |  | 15.52 km | 115kV - 1C - 15.5km - 795ACSR - PA - | [5 empty] | CONACYT 2024 (oficial) | {"type":"Feature","properties":{},"geometry":{"type":"LineString","coordinates":[[-100.95559,22.14282],[-100.96829,22.15715],[-100.95786,22.16731],[-100.92842,22.16828],[-100.91595,22.17325],[-100.92312,22.20346],[-100.92366,22.20422],[-100.90666,22.2253]]}}
L.T. SAN LUIS II - SAN LUIS EL PROGRESO | LineString | 115 kV |  | 18.42 km | 115kV - 1C - 18.2km - 477ACSR - PC/PM | [5 empty] | CONACYT 2024 (oficial) | {"type":"Feature","properties":{},"geometry":{"type":"LineString","coordinates":[[-100.90663,22.22536],[-100.90723,22.22573],[-100.90663,22.22536],[-100.90723,22.22573],[-100.92168,22.22887],[-100.92647,22.22979],[-100.93245,22.21333],[-100.92366,22.20422],[-100.92312,22.20346],[-100.91492,22.17074],[-100.91727,22.12936],[-100.93067,22.11227]]}}
L.T. SAN LUIS OTE - SAN LUIS PROGRESO | LineString | 115 kV |  | 4.43 km | 115kV - 2C - 4.4km - 477ACSR - TA | [5 empty] | CONACYT 2024 (oficial) | {"type":"Feature","properties":{},"geometry":{"type":"LineString","coordinates":[[-100.95559,22.14273],[-100.9561,22.13829],[-100.9312,22.11228]]}}
L.T. SAN LUIS I - SAN LUIS ORIENTE | LineString | 115 kV |  | 8.42 km | 115kV - 1C - 8.4km - 477ACSR - TA - PC - PM Y PC | [5 empty] | CONACYT 2024 (oficial) | {"type":"Feature","properties":{},"geometry":{"type":"LineString","coordinates":[[-100.95578,22.14273],[-100.9561,22.13829],[-100.95822,22.13427],[-100.91873,22.09413],[-100.90832,22.0945]]}}
L.T. SAN LUIS NORTE - SOLEDAD DE GRACIANO S. | LineString | 115 kV |  | 7.6 km | 115kV - 1C - 7.5km - 477ACSR - | [5 empty] | CONACYT 2024 (oficial) | {"type":"Feature","properties":{},"geometry":{"type":"LineString","coordinates":[[-100.95349,22.19866],[-100.95439,22.19802],[-100.96071,22.21425],[-101.0051,22.18939]]}}
L.T. SAN LUIS INDUSTRIAS - INDUSTRIAL VIDRIERA | LineString | 115 kV |  | 0.15 km | 115kV - 1C - 0.1km - 477ACSR - PA - | [5 empty] | CONACYT 2024 (oficial) | {"type":"Feature","properties":{},"geometry":{"type":"LineString","coordinates":[[-100.89098,22.06657],[-100.89123,22.06736]]}}
L.T. SAN LUIS I - LA PILA | LineString | 115 kV |  | 10.39 km | 115kV - 2C - 10.4km - 336/795ACSR - TA - PA - PC | [5 empty] | CONACYT 2024 (oficial) | {"type":"Feature","properties":{},"geometry":{"type":"LineString","coordinates":[[-100.84844,22.0313],[-100.84889,22.0311],[-100.85704,22.02735],[-100.87971,22.06683],[-100.89014,22.07743],[-100.89081,22.07801],[-100.89973,22.08705],[-100.90165,22.08905],[-100.90864,22.09453],[-100.90854,22.09467]]}}
L.T. SAN LUIS I - LA PILA TAP BONLAM | LineString | 115 kV |  | 0.2 km | 115kV - 1C - 0.19km - 477ACSR - PA | [5 empty] | CONACYT 2024 (oficial) | {"type":"Feature","properties":{},"geometry":{"type":"LineString","coordinates":[[-100.89842,22.08807],[-100.89973,22.08705]]}}
L.T. SAN LUIS I - LA PILA TAP MABE/SANYO | LineString | 115 kV |  | 1.16 km | 115kV - 1C - 1.10km - 795ACSR - PA | [5 empty] | CONACYT 2024 (oficial) | {"type":"Feature","properties":{},"geometry":{"type":"LineString","coordinates":[[-100.89628,22.10739],[-100.90079,22.10304],[-100.90393,22.0999]]}}
L.T. SAN LUIS I - LA PILA TAP LATINCASA | LineString | 115 kV |  | 0.53 km | 115kV - 1C - 0.52km - 477ACSR - PA | [5 empty] | CONACYT 2024 (oficial) | {"type":"Feature","properties":{},"geometry":{"type":"LineString","coordinates":[[-100.90067,22.10349],[-100.90079,22.10304],[-100.90393,22.0999]]}}
L.T. SAN LUIS I - INDUSTRIAS TAP KRUPP | LineString | 115 kV |  | 0.45 km | 115 kV 1C 0.2 km 477 ACSR PA | [5 empty] | CONACYT 2024 (oficial) | {"type":"Feature","properties":{},"geometry":{"type":"LineString","coordinates":[[-100.88707,22.07969],[-100.89081,22.07801]]}}
L.T. SAN LUIS I - LA PILA TAP MABE LAISER | LineString | 115 kV |  | 0.11 km | 115kV - 1C - 0.1km - 477ACSR - PA | [5 empty] | CONACYT 2024 (oficial) | {"type":"Feature","properties":{},"geometry":{"type":"LineString","coordinates":[[-100.89075,22.07718],[-100.89014,22.07743]]}}
L.T. SAN LUIS I - LA PILA TAP SCHULMAN | LineString | 115 kV |  | 0.13 km | 115kV - 1C - 1.0km - 477ACSR - PC | [5 empty] | CONACYT 2024 (oficial) | {"type":"Feature","properties":{},"geometry":{"type":"LineString","coordinates":[[-100.87854,22.06244],[-100.87754,22.06305]]}}
L.T. SAN LUIS I - LA PILA TAP ALUMPRINT | LineString | 115 kV |  | 0.04 km | 115kV - 1C - 0.4km - 795ACSR - PA | [5 empty] | CONACYT 2024 (oficial) | {"type":"Feature","properties":{},"geometry":{"type":"LineString","coordinates":[[-100.90569,22.10129],[-100.90532,22.10142]]}}
L.T. SAN LUIS I - LA PILA TAP PAPEL EL POTOSÍ | LineString | 115 kV |  | 0.55 km | 115kV - 1C - 0.02km - 795ACSR - PA | [5 empty] | CONACYT 2024 (oficial) | {"type":"Feature","properties":{},"geometry":{"type":"LineString","coordinates":[[-100.90067,22.09493],[-100.90048,22.09474],[-100.90329,22.09232],[-100.90394,22.09212],[-100.90428,22.09182]]}}
L.T. LA PILA - INDUSTRIAS | LineString | 115 kV |  | 7.47 km | 115kV - 2C - 5.1km - 795ACSR - TA Y PA | [5 empty] | CONACYT 2024 (oficial) | {"type":"Feature","properties":{},"geometry":{"type":"LineString","coordinates":[[-100.89133,22.06754],[-100.89113,22.06757],[-100.88229,22.06943],[-100.87971,22.06683],[-100.85704,22.02735],[-100.84889,22.0311],[-100.84832,22.03123]]}}
L.T. ZACATECAS II - GUADALUPE 73260 | LineString | 115 kV |  | 3.98 km | 115kV - 1C - 530km - 4/0ACSR - PC - PA | [5 empty] | CONACYT 2024 (oficial) | {"type":"Feature","properties":{},"geometry":{"type":"LineString","coordinates":[[-102.48415,22.75006],[-102.45768,22.75257],[-102.45374,22.75144],[-102.44798,22.75068]]}}
L.T. ZACATECAS II - ZACATECAS 73250 | LineString | 115 kV |  | 15.68 km | 115kV - 1C - 14.9km - 477ACSR 2.5km - 336ACSR - P | [5 empty] | CONACYT 2024 (oficial) | {"type":"Feature","properties":{},"geometry":{"type":"LineString","coordinates":[[-102.57672,22.76194],[-102.55373,22.75524],[-102.52805,22.73262],[-102.496,22.74141],[-102.48486,22.75164],[-102.45768,22.75257],[-102.45374,22.75144],[-102.4479,22.75062]]}}
L.T. CALERA II - CALERA IND. 73240 | LineString | 115 kV |  | 6.98 km | 115kV - 1C - 1km - 266ACSR 5.5km - 4/0 0.7km - 11 | [5 empty] | CONACYT 2024 (oficial) | {"type":"Feature","properties":{},"geometry":{"type":"LineString","coordinates":[[-102.67432,22.92266],[-102.67527,22.92683],[-102.69324,22.9796]]}}
L.T. CALERA II - EL PARDILLO | LineString | 115 kV |  | 24.07 km | 115kV - 1C - 24.4km - 477ACSR - PC | [5 empty] | CONACYT 2024 (oficial) | {"type":"Feature","properties":{},"geometry":{"type":"LineString","coordinates":[[-102.69339,23.14332],[-102.67283,23.14289],[-102.64317,23.0966],[-102.64524,23.03819],[-102.64863,23.00796],[-102.66402,22.98535],[-102.69337,22.97983]]}}
L.T. LAGUNA SECA - LAMPOTAL | LineString | 115 kV |  | 18.66 km | 115kV - 1C - 20.1km - 477ACSR - PC | [5 empty] | CONACYT 2024 (oficial) | {"type":"Feature","properties":{},"geometry":{"type":"LineString","coordinates":[[-102.41883,22.91897],[-102.44075,22.9936],[-102.44776,23.00372],[-102.44756,23.0452],[-102.48687,23.05164]]}}
L.T. BAÑON - LOS HERNANDEZ 73260 | LineString | 115 kV |  | 42.74 km | 115kV - 1C - 42.5km - 336ACSR - PC | [5 empty] | CONACYT 2024 (oficial) | {"type":"Feature","properties":{},"geometry":{"type":"LineString","coordinates":[[-102.05013,23.04308],[-102.05524,23.04504],[-102.0974,23.03969],[-102.12786,23.06546],[-102.1568,23.06635],[-102.16884,23.07301],[-102.20553,23.06892],[-102.23682,23.07419],[-102.28322,23.09427],[-102.29787,23.11664],[-102.29183,23.13347],[-102.30853,23.14495],[-102.35856,23.17261],[-102.38222,23.19872]]}}
L.T. TAPEIXTLES DIST. - COLOMO 73220 | LineString | 115 kV |  | 3.66 km | 115kV - 2C - 3.5km - 477 ACSR - TA | [5 empty] | CONACYT 2024 (oficial) | {"type":"Feature","properties":{},"geometry":{"type":"LineString","coordinates":[[-104.2734,19.0796],[-104.27248,19.0798],[-104.26921,19.05554],[-104.27525,19.05128],[-104.27567,19.05122]]}}
L.T. ARMERIA - TECOMAN 73210 | LineString | 115 kV |  | 11.91 km | 115kV - 1C - 11.8km - 366 ACSR - TAPC | [5 empty] | CONACYT 2024 (oficial) | {"type":"Feature","properties":{},"geometry":{"type":"LineString","coordinates":[[-103.90084,18.94339],[-103.90164,18.94142],[-103.9489,18.93972],[-103.9674,18.95013],[-103.98497,18.93625],[-103.99835,18.93463],[-103.99821,18.93398]]}}
L.T. SALAHUA - MIRAMAR 73010 | LineString | 115 kV |  | 6.42 km | 115kV - 1C - 6.41km - 477 ACSR - TA | [5 empty] | CONACYT 2024 (oficial) | {"type":"Feature","properties":{},"geometry":{"type":"LineString","coordinates":[[-104.38632,19.12521],[-104.38708,19.13269],[-104.36238,19.13173],[-104.34212,19.12254],[-104.34215,19.11747],[-104.34178,19.11715]]}}
L.T. COLOMO DIST. - APASCO 73620 | LineString | 115 kV |  | 45.88 km | 115kV - 1C - 45.89km - 477 ACSR - TA - PC | [5 empty] | CONACYT 2024 (oficial) | {"type":"Feature","properties":{},"geometry":{"type":"LineString","coordinates":[[-103.87282,18.97921],[-103.87821,18.98531],[-103.93689,18.98951],[-103.97123,19.02424],[-104.01047,19.03246],[-104.03116,19.02434],[-104.07219,19.0185],[-104.13799,19.01489],[-104.1917,19.02418],[-104.2294,19.05081],[-104.27452,19.05071],[-104.27454,19.05028]]}}
L.T. TAPEIXTLES DIST. - MINATITLAN 73720 | LineString | 115 kV |  | 38.77 km | 115kV - 1C - 38.75km - 477 ACSR - TA | [5 empty] | CONACYT 2024 (oficial) | {"type":"Feature","properties":{},"geometry":{"type":"LineString","coordinates":[[-104.09541,19.3638],[-104.10766,19.3376],[-104.14078,19.3068],[-104.17089,19.26514],[-104.2019,19.23832],[-104.21925,19.23542],[-104.22804,19.21606],[-104.25015,19.19376],[-104.27576,19.10545],[-104.27248,19.0798],[-104.27344,19.07983]]}}
L.T. TECOLAPA - APASCO 73610 | LineString | 115 kV |  | 6.61 km | 115kV - 1C - 6.6km - 477 ACSR - TA - PC | [5 empty] | CONACYT 2024 (oficial) | {"type":"Feature","properties":{},"geometry":{"type":"LineString","coordinates":[[-103.83328,19.00632],[-103.83343,19.00575],[-103.8596,18.9787],[-103.87277,18.97918]]}}
L.T. COLOMO - MIRAMAR 73240 | LineString | 115 kV |  | 18.39 km | 115kV - 1C - 18.4km - 477 ACSR - TA | [5 empty] | CONACYT 2024 (oficial) | {"type":"Feature","properties":{},"geometry":{"type":"LineString","coordinates":[[-104.38638,19.12519],[-104.38708,19.13269],[-104.36238,19.13173],[-104.34212,19.12254],[-104.27398,19.0887],[-104.26959,19.05568],[-104.27521,19.05145],[-104.2757,19.05142]]}}
L.T. COLOMO - SALAHUA 73250 | LineString | 115 kV |  | 13.2 km | 115kV - 1C - 13.1km - 477 ACSR - TA | [5 empty] | CONACYT 2024 (oficial) | {"type":"Feature","properties":{},"geometry":{"type":"LineString","coordinates":[[-104.34172,19.11722],[-104.34215,19.11747],[-104.34212,19.12254],[-104.27398,19.0887],[-104.26959,19.05568],[-104.27521,19.05145],[-104.27571,19.05152]]}}
L.T. COLIMA II - VILLA DE ALVAREZ 73110 | LineString | 115 kV |  | 4.23 km | 115kV - 1C - 4.3km - 477 ACSR - TA | [5 empty] | CONACYT 2024 (oficial) | {"type":"Feature","properties":{},"geometry":{"type":"LineString","coordinates":[[-103.75535,19.27526],[-103.7551,19.27549],[-103.75921,19.2896],[-103.7742,19.2801]]}}
L.T. CUITZEO - CELANENSE | LineString | 115 kV |  | 1.39 km | 115kV - 1C - 1.4km - 336 ACSR - PA | [5 empty] | CONACYT 2024 (oficial) | {"type":"Feature","properties":{},"geometry":{"type":"LineString","coordinates":[[-102.78441,20.34414],[-102.79312,20.35009]]}}
L.T. EL GRULLO - AUTLAN 73300 | LineString | 115 kV |  | 18.77 km | 115kV - 1C - 19.4km - 477 ACSR - TA - PC - PA | [5 empty] | CONACYT 2024 (oficial) | {"type":"Feature","properties":{},"geometry":{"type":"LineString","coordinates":[[-104.21168,19.79166],[-104.21123,19.79155],[-104.21326,19.78036],[-104.23362,19.77043],[-104.27212,19.76768],[-104.31009,19.74366],[-104.34707,19.7288],[-104.35945,19.74267]]}}
L.T. FLAMINGOS - DESTILADERA | LineString | 115 kV |  | 18.48 km | 115kV - 1C/2C - 10km - 477 ACSR 7km - 266 ACSR - T | [5 empty] | CONACYT 2024 (oficial) | {"type":"Feature","properties":{},"geometry":{"type":"LineString","coordinates":[[-105.44632,20.75397],[-105.4463,20.75411],[-105.43742,20.7575],[-105.41085,20.74757],[-105.39672,20.74689],[-105.38811,20.76208],[-105.37236,20.77274],[-105.30621,20.74642],[-105.31532,20.73916],[-105.31543,20.73911]]}}
L.T. JARRETADERAS - FLAMINGOS | LineString | 115 kV |  | 9.07 km | 115kV - 1C/2C - 9km - 266 ACSR - PA - SUBTERRANEA | [5 empty] | CONACYT 2024 (oficial) | {"type":"Feature","properties":{},"geometry":{"type":"LineString","coordinates":[[-105.31539,20.73907],[-105.31532,20.73916],[-105.30621,20.74642],[-105.26328,20.729],[-105.27969,20.70938],[-105.28025,20.70936]]}}
L.T. MELAQUE DIST. - CHAMELA 73060 | LineString | 115 kV |  | 56.79 km | 115kV - 1C - 56.8km - 477 ACSR - TA | [5 empty] | CONACYT 2024 (oficial) | {"type":"Feature","properties":{},"geometry":{"type":"LineString","coordinates":[[-105.08521,19.57026],[-105.04536,19.49057],[-105.02377,19.45991],[-105.00117,19.41604],[-104.96247,19.41192],[-104.95814,19.40249],[-104.91218,19.34691],[-104.88617,19.33606],[-104.82322,19.31413],[-104.78432,19.30975],[-104.75053,19.26221],[-104.71368,19.26056]]}}
L.T. OCOTLÁN - LA BARCA 73470 | LineString | 115 kV |  | 13.23 km | 115kV - 13.4km - 447 ACSR | [5 empty] | CONACYT 2024 (oficial) | {"type":"Feature","properties":{},"geometry":{"type":"LineString","coordinates":[[-102.68602,20.29537],[-102.686,20.29485],[-102.6859,20.29417],[-102.56247,20.29393]]}}
L.T. TOTOTLAN - TEPATITLAN | LineString | 115 kV |  | 39.35 km | 115kV - 1C - 39km - 477 ACSR - TA | [5 empty] | CONACYT 2024 (oficial) | {"type":"Feature","properties":{},"geometry":{"type":"LineString","coordinates":[[-102.78865,20.80021],[-102.78885,20.8009],[-102.7918,20.78562],[-102.78183,20.76762],[-102.72423,20.75081],[-102.71879,20.7467],[-102.70345,20.71648],[-102.7148,20.68228],[-102.71684,20.63982],[-102.73007,20.61385],[-102.76469,20.50955],[-102.76405,20.50642],[-102.76471,20.50613]]}}
L.T. MELAQUE DIST. - MIRAMAR 73030 | LineString | 115 kV |  | 41.63 km | 115kV - 1C - 42.24km - 477 ACSR - TA | [5 empty] | CONACYT 2024 (oficial) | {"type":"Feature","properties":{},"geometry":{"type":"LineString","coordinates":[[-104.38653,19.12516],[-104.41896,19.1363],[-104.47083,19.16236],[-104.55612,19.2722],[-104.71337,19.26053]]}}
L.T. CIHUATLAN TAP MELAQUE DIST. - MIRAMAR | LineString | 115 kV |  | 3.43 km | 115kV - 1C - 3.4km - 477 ACSR - TA - PC | [5 empty] | CONACYT 2024 (oficial) | {"type":"Feature","properties":{},"geometry":{"type":"LineString","coordinates":[[-104.57243,19.24122],[-104.58249,19.27028]]}}
L.T. MELAQUE DIST. - TECOMATES 73040 | LineString | 115 kV |  | 43.93 km | 115kV - 1C - 43.7km - 477 ACSR - TA - PC | [5 empty] | CONACYT 2024 (oficial) | {"type":"Feature","properties":{},"geometry":{"type":"LineString","coordinates":[[-104.49683,19.55601],[-104.4974,19.55491],[-104.52452,19.53239],[-104.5753,19.5114],[-104.6083,19.49505],[-104.62413,19.49093],[-104.63073,19.48118],[-104.65004,19.4531],[-104.66034,19.44445],[-104.69173,19.39846],[-104.70549,19.37042],[-104.71278,19.31551],[-104.71701,19.30192],[-104.7171,19.26336],[-104.71395,19.26071],[-104.71369,19.26071]]}}
L.T. MELAQUE DIST. - LA HUERTA 73040 | LineString | 115 kV |  | 28.09 km | 115kV - 1C - 27.89km - 477 ACSR - TA - PC | [5 empty] | CONACYT 2024 (oficial) | {"type":"Feature","properties":{},"geometry":{"type":"LineString","coordinates":[[-104.62819,19.48852],[-104.62798,19.48806],[-104.62743,19.48605],[-104.63073,19.48118],[-104.65004,19.4531],[-104.66034,19.44445],[-104.69173,19.39846],[-104.70549,19.37042],[-104.71278,19.31551],[-104.71701,19.30192],[-104.7171,19.26336],[-104.71395,19.26071],[-104.71369,19.26065]]}}
L.T. PEÑITAS - ACAPONETA 73710 | LineString | 115 kV |  | 64.61 km | 115kV - 1C - 64.58km - 266 ACSR - TA | [5 empty] | CONACYT 2024 (oficial) | {"type":"Feature","properties":{},"geometry":{"type":"LineString","coordinates":[[-105.3852,22.47538],[-105.37495,22.467],[-105.33961,22.41338],[-105.3278,22.37374],[-105.30429,22.34661],[-105.29152,22.3261],[-105.2729,22.28806],[-105.26654,22.20811],[-105.26168,22.20831],[-105.23461,22.13455],[-105.21634,22.10162],[-105.22565,21.95708],[-105.23118,21.94097]]}}
L.T. TEPIC I - TEPIC IND. 73800 | LineString | 115 kV |  | 6.68 km | 115kV - 1C/2C - 6.68km - 447 ACSR - TA - PA | [5 empty] | CONACYT 2024 (oficial) | {"type":"Feature","properties":{},"geometry":{"type":"LineString","coordinates":[[-104.84269,21.48471],[-104.84263,21.48487],[-104.84489,21.48293],[-104.86972,21.50302],[-104.88002,21.52523],[-104.88092,21.5264],[-104.88169,21.52668]]}}
L.T. OCOTLÁN - CUITZEO 73520 | LineString | 115 kV |  | 14.18 km | 115kV - 12km - 336 ACSR | [5 empty] | CONACYT 2024 (oficial) | {"type":"Feature","properties":{},"geometry":{"type":"LineString","coordinates":[[-102.78428,20.34387],[-102.78214,20.34391],[-102.76886,20.30701],[-102.73907,20.31028],[-102.69181,20.29194],[-102.6862,20.29533]]}}
L.T. SANTIAGO - PEÑITAS 73920 | LineString | 115 kV |  | 16.86 km | 115kV - 2C - 16.7km - 477 ACSR - TA | [5 empty] | CONACYT 2024 (oficial) | {"type":"Feature","properties":{},"geometry":{"type":"LineString","coordinates":[[-105.23109,21.94069],[-105.2309,21.9408],[-105.21333,21.94332],[-105.19735,21.93772],[-105.16805,21.86639],[-105.16975,21.85203],[-105.18079,21.8432],[-105.17572,21.83322],[-105.17558,21.83288]]}}
L.T. SANTIAGO - PEÑITAS 73850 | LineString | 115 kV |  | 16.86 km | 115kV - 2C - 16.7km - 477 ACSR - TA - PC | [5 empty] | CONACYT 2024 (oficial) | {"type":"Feature","properties":{},"geometry":{"type":"LineString","coordinates":[[-105.23115,21.9408],[-105.2309,21.9408],[-105.21333,21.94332],[-105.19735,21.93772],[-105.16805,21.86639],[-105.16975,21.85203],[-105.18079,21.8432],[-105.17572,21.83322],[-105.17548,21.83292]]}}
L.T. TECOMATES - AUTLAN 73050 | LineString | 115 kV |  | 32.94 km | 115kV - 1C - 32.9km - 477 ACSR - TA - PC | [5 empty] | CONACYT 2024 (oficial) | {"type":"Feature","properties":{},"geometry":{"type":"LineString","coordinates":[[-104.35953,19.74263],[-104.34355,19.72418],[-104.33849,19.70399],[-104.37216,19.69635],[-104.39954,19.70136],[-104.43905,19.69117],[-104.44317,19.68358],[-104.4453,19.64319],[-104.45384,19.62277],[-104.47752,19.605],[-104.49361,19.57555],[-104.49672,19.55626]]}}
L.T. TABACALERA - TEPIC IND. 73830 | LineString | 115 kV |  | 6.46 km | 115kV - 1C/2C - 6.45km - 477 ACSR - PA - PC | [5 empty] | CONACYT 2024 (oficial) | {"type":"Feature","properties":{},"geometry":{"type":"LineString","coordinates":[[-104.84261,21.48468],[-104.84284,21.49005],[-104.86999,21.50346],[-104.88267,21.50498],[-104.88271,21.50482]]}}
L.T. TECOLAPA - COAHUAYANA 73320 | LineString | 115 kV |  | 42.34 km | 115kV - 1C - 42.3km - 477 ACSR - 73320 - TA - PC | [5 empty] | CONACYT 2024 (oficial) | {"type":"Feature","properties":{},"geometry":{"type":"LineString","coordinates":[[-103.67794,18.71161],[-103.67857,18.72909],[-103.71252,18.78487],[-103.7736,18.80343],[-103.78022,18.81628],[-103.7802,18.8349],[-103.77429,18.87484],[-103.78545,18.89138],[-103.78655,18.90875],[-103.808,18.91118],[-103.82446,18.9237],[-103.83285,18.95478],[-103.83026,19.00137],[-103.83269,19.00617]]}}
L.T. TECOMAN - TECOLAPA 73280 | LineString | 115 kV |  | 11.21 km | 115kV - 1C - 11.6km - 336 ACSR - TA - PC | [5 empty] | CONACYT 2024 (oficial) | {"type":"Feature","properties":{},"geometry":{"type":"LineString","coordinates":[[-103.83318,19.00626],[-103.83343,19.00575],[-103.84206,18.98679],[-103.90041,18.93891],[-103.90164,18.94142],[-103.90073,18.94339]]}}
L.T. TEPIC I - TABACALERA 73810 | LineString | 115 kV |  | 5.53 km | 115kV - 1C/2C - 5.5km - 447 ACSR - PA | [5 empty] | CONACYT 2024 (oficial) | {"type":"Feature","properties":{},"geometry":{"type":"LineString","coordinates":[[-104.88274,21.5049],[-104.88267,21.50498],[-104.86999,21.50346],[-104.88002,21.52523],[-104.88092,21.5264],[-104.88172,21.52665]]}}
L.T. TEPIC INDUSTRIAL - COMPOSTELA 73860 | LineString | 115 kV |  | 30.63 km | 115kV - 1C/2C - 50.6km - 447 ACSR - TA - PA | [5 empty] | CONACYT 2024 (oficial) | {"type":"Feature","properties":{},"geometry":{"type":"LineString","coordinates":[[-104.90299,21.24924],[-104.89242,21.2617],[-104.90857,21.33648],[-104.87011,21.45654],[-104.83786,21.46376],[-104.83589,21.48279],[-104.84244,21.48462]]}}
L.T. TEPIC II - AGUAMILPA DIST. 73760 | LineString | 115 kV |  | 31.49 km | 115kV - 1C - 35km - 477 ACSR - TA - PC | [5 empty] | CONACYT 2024 (oficial) | {"type":"Feature","properties":{},"geometry":{"type":"LineString","coordinates":[[-104.8194,21.82344],[-104.81933,21.82338],[-104.81851,21.82086],[-104.82164,21.80919],[-104.86372,21.75116],[-104.91002,21.58979],[-104.92652,21.57766],[-104.93652,21.57902],[-104.93758,21.58124]]}}
L.T. TEPIC II - SANTIAGO 73750 | LineString | 115 kV |  | 43.66 km | 115kV - 1C - 43.5km - 266 ACSR - TA - PM | [5 empty] | CONACYT 2024 (oficial) | {"type":"Feature","properties":{},"geometry":{"type":"LineString","coordinates":[[-105.17542,21.83297],[-105.15156,21.8431],[-105.13669,21.84366],[-105.11457,21.83142],[-105.11283,21.81022],[-105.08625,21.76882],[-105.08288,21.74652],[-105.04801,21.68542],[-105.01451,21.66613],[-104.97381,21.63523],[-104.96595,21.61687],[-104.9261,21.58316],[-104.9312,21.57853],[-104.9375,21.58125]]}}
L.T. TEPIC II - LAS BRISAS 73890 | LineString | 115 kV |  | 7.98 km | 115kV - 1C - 7.97km - 477 ACSR - TA - PC | [5 empty] | CONACYT 2024 (oficial) | {"type":"Feature","properties":{},"geometry":{"type":"LineString","coordinates":[[-104.92342,21.51288],[-104.92385,21.51273],[-104.92805,21.52892],[-104.92901,21.56814],[-104.93652,21.57902],[-104.9377,21.5812]]}}
L.T. TEPIC II - TEPIC I 73740 | LineString | 115 kV |  | 9.65 km | 115kV - 1C - 9.6km - 477 ACSR - TA - PA | [5 empty] | CONACYT 2024 (oficial) | {"type":"Feature","properties":{},"geometry":{"type":"LineString","coordinates":[[-104.8819,21.52651],[-104.88154,21.52614],[-104.88545,21.53082],[-104.89491,21.5431],[-104.9079,21.57157],[-104.9261,21.58316],[-104.9312,21.57853],[-104.9374,21.58132]]}}
L.T. CIENEGUILLAS - MALPASO 73220 | LineString | 115 kV |  | 14.2 km | 115kV - 1C - 14.6km - 4/0ACSR - PC | [5 empty] | CONACYT 2024 (oficial) | {"type":"Feature","properties":{},"geometry":{"type":"LineString","coordinates":[[-102.75809,22.61205],[-102.73759,22.65839],[-102.70679,22.68733],[-102.68699,22.71987]]}}
L.T. FRESNILLO SUR - FRESNILLO TAB MINERA FRESNILLO | LineString | 115 kV |  | 2.12 km | 115kV - 1C - 0.3km - 266ACSR - PC | [5 empty] | CONACYT 2024 (oficial) | {"type":"Feature","properties":{},"geometry":{"type":"LineString","coordinates":[[-102.8704,23.16195],[-102.87045,23.14333]]}}
L.T. RÍO GRANDE II - MIGUEL AUZA 73330 | LineString | 115 kV |  | 63.86 km | 115kV - 1C - 63.6km - 266ACSR - PM | [5 empty] | CONACYT 2024 (oficial) | {"type":"Feature","properties":{},"geometry":{"type":"LineString","coordinates":[[-103.40427,24.28003],[-103.38792,24.24129],[-103.15321,23.91292],[-103.09301,23.87743],[-103.0712,23.85602],[-103.05501,23.82784],[-103.04296,23.81916]]}}
L.T. RÍO GRANDE II - MIGUEL AUZA TAB LAS FAJAS | LineString | 115 kV |  | 0.06 km | 115kV - 1C - 0.2km - 266ACSR - PM | [5 empty] | CONACYT 2024 (oficial) | {"type":"Feature","properties":{},"geometry":{"type":"LineString","coordinates":[[-103.2798,24.09128],[-103.28036,24.09105]]}}
L.T. FRESNILLO - VALPARAISO | LineString | 115 kV |  | 81.8 km | 115kV - 1C - 78.7km - 336 7.1km - 795ACSR - PC Y | [5 empty] | CONACYT 2024 (oficial) | {"type":"Feature","properties":{},"geometry":{"type":"LineString","coordinates":[[-103.51591,22.79431],[-103.41132,22.83507],[-103.40013,22.84799],[-103.37395,22.86501],[-103.37351,22.88204],[-103.34705,22.91143],[-103.30561,22.90984],[-103.26251,22.96801],[-103.23058,22.98274],[-102.99024,23.17841],[-102.91359,23.22475],[-102.91597,23.23225]]}}
L.T. FRESNILLO - VALPARAISO TAB SAN JERONIMO | LineString | 115 kV |  | 6.94 km | 115kV - 1C - 6.9km - 477ACSR - PC Y TA | [5 empty] | CONACYT 2024 (oficial) | {"type":"Feature","properties":{},"geometry":{"type":"LineString","coordinates":[[-103.1105,23.16181],[-103.11077,23.15626],[-103.07316,23.11101]]}}
L.T. FRESNILLO - RÍO GRANDE II | LineString | 115 kV |  | 42.68 km | 115kV - 2C - 71km - 795 - 477ACSR - TA | [5 empty] | CONACYT 2024 (oficial) | {"type":"Feature","properties":{},"geometry":{"type":"LineString","coordinates":[[-102.95891,23.60425],[-102.95851,23.2994],[-102.91329,23.234],[-102.91606,23.23291]]}}
L.T. FRESNILLO NORTE - FRESNILLO 73320 | LineString | 115 kV |  | 1.87 km | 115kV - 1C - 1.8km - 795ACSR - TA | [5 empty] | CONACYT 2024 (oficial) | {"type":"Feature","properties":{},"geometry":{"type":"LineString","coordinates":[[-102.91606,23.23255],[-102.91546,23.23256],[-102.90668,23.22495],[-102.9068,23.22495]]}}
L.T. FRESNILLO NORTE - FRESNILLO 73580 | LineString | 115 kV |  | 1.86 km | 115kV - 1C - 1.8km - 795ACSR - TA | [5 empty] | CONACYT 2024 (oficial) | {"type":"Feature","properties":{},"geometry":{"type":"LineString","coordinates":[[-102.916,23.23269],[-102.91546,23.23256],[-102.90668,23.22495],[-102.90676,23.2249]]}}
L.T. FRESNILLO NORTE - RANCHO GDE 73320 | LineString | 115 kV |  | 33.83 km | 115kV - 1C - 27.5km - 477ACSR 7.3km - 336ACSR - P | [5 empty] | CONACYT 2024 (oficial) | {"type":"Feature","properties":{},"geometry":{"type":"LineString","coordinates":[[-102.88806,23.44641],[-102.9529,23.45425],[-102.95838,23.43293],[-102.9583,23.3073],[-102.95586,23.29815],[-102.90661,23.22462]]}}
L.T. MANIOBRAS SAN PEDRO - CREEL | LineString | 115 kV |  | 80.52 km | 115KV-1C-477ACSR-80.55KM-PC-PM | [5 empty] | CONACYT 2024 (oficial) | {"type":"Feature","properties":{},"geometry":{"type":"LineString","coordinates":[[-107.44183,28.39204],[-107.44352,28.36909],[-107.46931,28.30705],[-107.49305,28.26803],[-107.47897,28.22821],[-107.47348,28.19943],[-107.48042,28.18903],[-107.47761,28.1757],[-107.49244,28.15266],[-107.49419,28.13713],[-107.52935,28.11715],[-107.55385,28.09697],[-107.58013,28.09023],[-107.59834,28.07801],[-107.59441,28.0606],[-107.6074,28.03706],[-107.60368,28.02642],[-107.61539,27.99289],[-107.62017,27.97049],[-107.61518,27.95869],[-107.59519,27.9436],[-107.59159,27.92237],[-107.59565,27.90453],[-107.59175,27.85268],[-107.62521,27.81631],[-107.63382,27.80175],[-107.63282,27.77717],[-107.64025,27.77285]]}}
L.T. YERMO - BERMEJILLO | LineString | 115 kV |  | 57.88 km | 115KV-1C-477ACSR-57.9KM-PM | [5 empty] | CONACYT 2024 (oficial) | {"type":"Feature","properties":{},"geometry":{"type":"LineString","coordinates":[[-103.62326,25.90475],[-103.94893,26.33392],[-103.95116,26.33324]]}}
L.T. CALIFORNIA - VALLE VERDE | LineString | 115 kV |  | 3.0 km | 115KV-1C-477ACSR-2.99KM-PA | [5 empty] | CONACYT 2024 (oficial) | {"type":"Feature","properties":{},"geometry":{"type":"LineString","coordinates":[[-103.36373,25.54496],[-103.39172,25.54537]]}}
L.T. CALERA II - FRESNILLO SUR | LineString | 115 kV |  | 26.46 km | 115kV - 1C - 28.2km - 795ACSR - TA Y PC | [5 empty] | CONACYT 2024 (oficial) | {"type":"Feature","properties":{},"geometry":{"type":"LineString","coordinates":[[-102.85066,23.15858],[-102.80043,23.11615],[-102.78356,23.07104],[-102.73527,23.00324],[-102.69346,22.97979]]}}
L.T. LOS ARELLANO - NISSAN | LineString | 115 kV |  | 4.45 km | 115kV - 1C - 3.2km - 795ACSR + 1.2km - 477ACSR | [5 empty] | CONACYT 2024 (oficial) | {"type":"Feature","properties":{},"geometry":{"type":"LineString","coordinates":[[-102.27879,21.80971],[-102.26512,21.81603],[-102.27022,21.79455]]}}
L.T. CALERA II - FRESNILLO SUR | LineString | 115 kV |  | 27.84 km | 115kV - 1C - 27.9km - 336ACSR + 0.5km - 477ACSR - | [5 empty] | CONACYT 2024 (oficial) | {"type":"Feature","properties":{},"geometry":{"type":"LineString","coordinates":[[-102.69356,22.97978],[-102.72499,22.97687],[-102.74741,22.9948],[-102.81636,23.12373],[-102.84742,23.15991],[-102.85072,23.15866]]}}
L.T. SAN LUIS PONIENTE - SANTIAGO | LineString | 115 kV |  | 8.51 km | 115kV - 2C - 8.2km - 795ACSR - TA Y PA - | [5 empty] | CONACYT 2024 (oficial) | {"type":"Feature","properties":{},"geometry":{"type":"LineString","coordinates":[[-100.98998,22.16318],[-100.99005,22.16372],[-101.01519,22.15392],[-101.03734,22.15698],[-101.03863,22.1457],[-101.02631,22.13775],[-101.02608,22.13759]]}}
L.T. SAN LUIS I - LA PILA TAP DASA | LineString | 115 kV |  | 0.05 km | 115kV - 1C - 0.05km - 795ACSR - TA Y PC | [5 empty] | CONACYT 2024 (oficial) | {"type":"Feature","properties":{},"geometry":{"type":"LineString","coordinates":[[-100.90126,22.08936],[-100.90165,22.08905]]}}
L.T. AMERICAS - DIVISION DEL NTE. | LineString | 115 kV |  | 11.84 km | 115KV-2C-11.83KM-795/800MM2ACSR-TA/PA/CS | [5 empty] | CONACYT 2024 (oficial) | {"type":"Feature","properties":{},"geometry":{"type":"LineString","coordinates":[[-106.16492,28.58625],[-106.16505,28.5864],[-106.16504,28.58696],[-106.13845,28.62419],[-106.13531,28.64623],[-106.11429,28.64706],[-106.11368,28.64738],[-106.11158,28.6559],[-106.12174,28.65568]]}}
L.T. C.M. BOLIVAR - SANTA MARIA DEL ORO | LineString | 115 kV |  | 102.34 km | 115KV-1C-477ACSR-102.29KM-PM | [5 empty] | CONACYT 2024 (oficial) | {"type":"Feature","properties":{},"geometry":{"type":"LineString","coordinates":[[-105.35866,25.95621],[-105.35411,25.97674],[-105.34435,25.98339],[-105.31837,26.02868],[-105.33058,26.12428],[-105.40115,26.358],[-105.48726,26.49867],[-105.51814,26.60245],[-105.57548,26.71092],[-105.5833,26.74208],[-105.65954,26.78481]]}}
L.T. BOQUILLA - SANTIAGO DOS | LineString | 115 kV |  | 92.27 km | 115KV-1C-266.8ACSR-92.27KM-TA-PM | [5 empty] | CONACYT 2024 (oficial) | {"type":"Feature","properties":{},"geometry":{"type":"LineString","coordinates":[[-105.80858,26.86291],[-105.7079,26.96863],[-105.70322,26.97345],[-105.7079,26.96863],[-105.70322,26.97345],[-105.66793,27.00684],[-105.66337,27.01315],[-105.59156,27.16183],[-105.51996,27.26226],[-105.37321,27.50134],[-105.38137,27.52699],[-105.38531,27.53178],[-105.41407,27.54546]]}}
LT ALCOA TAP SALTILLO - GENERAL MOTORS | LineString | 115 kV |  | 0.29 km | NO DEFINIDO | [5 empty] | CONACYT 2024 (oficial) | {"type":"Feature","properties":{},"geometry":{"type":"LineString","coordinates":[[-100.99711,25.4755],[-100.99462,25.47478]]}}
L.T. TEPATITLÁN - CAPILLA DE GUADALUPE | LineString | 115 kV |  | 34.21 km | 115kV - 39.5km - 477 ACSR | [5 empty] | CONACYT 2024 (oficial) | {"type":"Feature","properties":{},"geometry":{"type":"LineString","coordinates":[[-102.56614,20.79293],[-102.58237,20.78625],[-102.61564,20.78737],[-102.67889,20.74705],[-102.68291,20.71709],[-102.70345,20.71648],[-102.71879,20.7467],[-102.72423,20.75081],[-102.78183,20.76762],[-102.7918,20.78562],[-102.78885,20.8009],[-102.78855,20.80023]]}}
L.T. LEÓN II - LEÓN PONIENTE | LineString | 115 kV |  | 6.19 km | 115kV - 16.38km - 336 ACSR | [5 empty] | CONACYT 2024 (oficial) | {"type":"Feature","properties":{},"geometry":{"type":"LineString","coordinates":[[-101.70871,21.11562],[-101.70933,21.09954],[-101.6794,21.07261]]}}
L.T. LA JOYA - LEÓN PONIENTE TAP. LEÓN NORTE | LineString | 115 kV |  | 3.68 km | 115kV - 1C - 6.85km - 366 ACSR - TAP - 2.85 - 336 | [5 empty] | CONACYT 2024 (oficial) | {"type":"Feature","properties":{},"geometry":{"type":"LineString","coordinates":[[-101.70932,21.11551],[-101.71733,21.10936],[-101.73206,21.12471]]}}
L.T. CALERA INDUSTRIAL - ENVASES Y TAPAS MOD. | LineString | 115 kV |  | 0.59 km | 115kV - 1C - 0.62km - 795ACSR - PA | [5 empty] | CONACYT 2024 (oficial) | {"type":"Feature","properties":{},"geometry":{"type":"LineString","coordinates":[[-102.67432,22.92266],[-102.67527,22.92683],[-102.67574,22.92636]]}}
L.T. CALERA II - LAGUNA SECA 73360 | LineString | 115 kV |  | 28.93 km | 115kV - 1C - 27.6km - 266ACSR + 0.5km - 477ACSR - | [5 empty] | CONACYT 2024 (oficial) | {"type":"Feature","properties":{},"geometry":{"type":"LineString","coordinates":[[-102.48716,23.05183],[-102.48838,23.05131],[-102.52473,22.99419],[-102.53316,22.9541],[-102.57665,22.95236],[-102.69326,22.97987]]}}
L.T. FRESNILLO SUR - FRESNILLO 73280 | LineString | 115 kV |  | 17.99 km | 115kV - 2C - 17km - 795ACSR - TA | [5 empty] | CONACYT 2024 (oficial) | {"type":"Feature","properties":{},"geometry":{"type":"LineString","coordinates":[[-102.91596,23.23238],[-102.92109,23.2199],[-102.93081,23.17192],[-102.92098,23.15771],[-102.90708,23.16087],[-102.86115,23.14385],[-102.85105,23.15853]]}}
L.T. RANCHO GRANDE - RÍO GRANDE II | LineString | 115 kV |  | 50.64 km | 115kV - 1C - 28km - 477ACSR - PC Y PM | [5 empty] | CONACYT 2024 (oficial) | {"type":"Feature","properties":{},"geometry":{"type":"LineString","coordinates":[[-103.04314,23.8187],[-102.98467,23.77684],[-102.98426,23.6845],[-102.96025,23.60353],[-102.95992,23.47493],[-102.95308,23.45498],[-102.88788,23.4465]]}}
L.T. OJO CALIENTE - LUIS MOYA 73160 | LineString | 115 kV |  | 19.66 km | 115kV - 1C - 19km - 4/0ACSR - PC Y PM | [5 empty] | CONACYT 2024 (oficial) | {"type":"Feature","properties":{},"geometry":{"type":"LineString","coordinates":[[-102.24268,22.40667],[-102.24301,22.4282],[-102.25356,22.4636],[-102.24927,22.50825],[-102.24968,22.54776],[-102.24394,22.57924]]}}
L.T. FRESNILLO SUR - FRESNILLO NORTE 73290 | LineString | 115 kV |  | 9.72 km | 115kV - 1C - 11.8km - 336ACSR 0.5km - 477ACSR - P | [5 empty] | CONACYT 2024 (oficial) | {"type":"Feature","properties":{},"geometry":{"type":"LineString","coordinates":[[-102.90669,23.22458],[-102.85425,23.1683],[-102.85078,23.15871]]}}
L.T. CALERA II - ZACATECAS | LineString | 115 kV |  | 27.56 km | 115kV - 1C - 28.33km - 336ACSR - PC Y PA | [5 empty] | CONACYT 2024 (oficial) | {"type":"Feature","properties":{},"geometry":{"type":"LineString","coordinates":[[-102.69311,22.97963],[-102.67935,22.96295],[-102.65769,22.90241],[-102.61487,22.79147],[-102.57672,22.76194]]}}
L.T. LAMPOTAL - ZACATECAS II | LineString | 115 kV |  | 19.72 km | 115kV - 2C - 22km - 477ACSR - TA - ( - TENDIDO - 1 | [5 empty] | CONACYT 2024 (oficial) | {"type":"Feature","properties":{},"geometry":{"type":"LineString","coordinates":[[-102.4478,22.75061],[-102.44788,22.75589],[-102.42783,22.86952],[-102.42874,22.89746],[-102.41877,22.9189]]}}
L.T. ACAPONETA - TECUALA 73720 | LineString | 115 kV |  | 13.46 km | 115kV - 1C - 13.4km - 266 ACSR - PA - PC | [5 empty] | CONACYT 2024 (oficial) | {"type":"Feature","properties":{},"geometry":{"type":"LineString","coordinates":[[-105.45961,22.39895],[-105.45892,22.41235],[-105.44,22.40948],[-105.42585,22.4247],[-105.40893,22.42909],[-105.3959,22.4632],[-105.38516,22.47532]]}}
L.T. ALZADA - CUAUHTEMOC 73020 | LineString | 115 kV |  | 12.58 km | 115kV - 1C - 12.57km - 477 ACSR - TA - PC | [5 empty] | CONACYT 2024 (oficial) | {"type":"Feature","properties":{},"geometry":{"type":"LineString","coordinates":[[-103.53685,19.24454],[-103.54027,19.26056],[-103.55576,19.30262],[-103.55888,19.35318]]}}
L.T. ASMOLES - TECOLAPA 73290 | LineString | 115 kV |  | 13.63 km | 115kV - 1C - 13.7km - 336 ACSR - TA | [5 empty] | CONACYT 2024 (oficial) | {"type":"Feature","properties":{},"geometry":{"type":"LineString","coordinates":[[-103.77729,19.10708],[-103.77837,19.0724],[-103.80542,19.02922],[-103.8288,19.0143],[-103.83273,19.00624]]}}
L.T. CADEREYTA - PB 0 | LineString | 115 kV |  | 80.42 km | 115KV - 1C- 795 ACSR- 80.39KM- TA/PA. | [5 empty] | CONACYT 2024 (oficial) | {"type":"Feature","properties":{},"geometry":{"type":"LineString","coordinates":[[-99.31971,25.72814],[-99.34351,25.73399],[-99.3655,25.72217],[-99.45685,25.68128],[-99.60779,25.63094],[-99.69849,25.59465],[-99.70289,25.59042],[-99.80092,25.57785],[-99.84426,25.56591],[-99.93012,25.57084],[-99.96993,25.55883],[-100.03335,25.56312],[-100.02973,25.59131],[-100.0217,25.59362]]}}
L.T. PASO DEL NORTE - INSURGENTES | LineString | 115 kV |  | 1.53 km | 115KV-2C-1113ACSR-1.52KM-TA/PA | [5 empty] | CONACYT 2024 (oficial) | {"type":"Feature","properties":{},"geometry":{"type":"LineString","coordinates":[[-106.5238,31.73374],[-106.5238,31.7336],[-106.52747,31.73214],[-106.53721,31.73202]]}}
L.T. GEMINIS - AZTECAS | LineString | 115 kV |  | 5.02 km | 115KV-1C-477ACSR- 5.09KM- TA | [5 empty] | CONACYT 2024 (oficial) | {"type":"Feature","properties":{},"geometry":{"type":"LineString","coordinates":[[-106.45424,31.64506],[-106.45425,31.64492],[-106.45235,31.64474],[-106.44652,31.66158],[-106.45803,31.67349]]}}
L.T. CMM - FUNDILAG | LineString | 115 kV |  | 0.6 km | 115KV-1C-477ACSR-0.60KM-PM | [5 empty] | CONACYT 2024 (oficial) | {"type":"Feature","properties":{},"geometry":{"type":"LineString","coordinates":[[-103.36992,25.47912],[-103.36545,25.47592]]}}
L.T. BARRETAL-LINARES | LineString | 115 kV |  | 111.17 km | 115KV-1C-266ACSR-111.1KM-TA | [5 empty] | CONACYT 2024 (oficial) | {"type":"Feature","properties":{},"geometry":{"type":"LineString","coordinates":[[-99.5735,24.84443],[-99.5663,24.8426],[-99.55311,24.81857],[-99.53589,24.72539],[-99.53937,24.611],[-99.53381,24.59487],[-99.54102,24.57165],[-99.55631,24.5509],[-99.55117,24.53862],[-99.49706,24.4622],[-99.50646,24.35419],[-99.44748,24.28909],[-99.41216,24.23317],[-99.37874,24.20487],[-99.34656,24.19908],[-99.30354,24.17921],[-99.26282,24.13263],[-99.12253,24.09707],[-99.11346,24.08389],[-99.11445,24.08378],[-99.12226,24.08346]]}}
L.T. LIBERTAD-KEMET | LineString | 115 kV |  | 2.02 km | 115KV-1C-477ACSR-2.0KM-TA | [5 empty] | CONACYT 2024 (oficial) | {"type":"Feature","properties":{},"geometry":{"type":"LineString","coordinates":[[-99.15607,23.76444],[-99.1564,23.76583],[-99.16274,23.751],[-99.16286,23.75098]]}}
L.T. MOCTEZUMA - VILLA AHUMADA | LineString | 115 kV |  | 48.89 km | 115KV-1C-48.8KM-477ACSR-PM-PC | [5 empty] | CONACYT 2024 (oficial) | {"type":"Feature","properties":{},"geometry":{"type":"LineString","coordinates":[[-106.52148,30.60407],[-106.51673,30.5971],[-106.52387,30.51383],[-106.52206,30.4644],[-106.52362,30.40352],[-106.52837,30.38156],[-106.51634,30.35349],[-106.49847,30.2938],[-106.46306,30.23216],[-106.46114,30.195],[-106.45382,30.17951]]}}
L.T. DURANGO II - GUADALUPE VICTORIA | LineString | 115 kV |  | 63.11 km | 115KV-1C-366ACSR-63.08KM-TA | [5 empty] | CONACYT 2024 (oficial) | {"type":"Feature","properties":{},"geometry":{"type":"LineString","coordinates":[[-104.176,24.42956],[-104.22023,24.4054],[-104.26838,24.40686],[-104.35658,24.37746],[-104.3977,24.34622],[-104.47264,24.22428],[-104.51117,24.20765],[-104.57955,24.12213],[-104.5738,24.11247],[-104.60516,24.07583]]}}
L.T. COLIMA II - MORALETE 73100 | LineString | 115 kV |  | 18.36 km | 115kV - 1C - 18.33km - 477 ACSR - TA | [5 empty] | CONACYT 2024 (oficial) | {"type":"Feature","properties":{},"geometry":{"type":"LineString","coordinates":[[-103.71129,19.23212],[-103.74772,19.18814],[-103.75336,19.19136],[-103.77931,19.23175],[-103.76423,19.25121],[-103.77428,19.27992]]}}
L.T. COLIMA II - ASMOLES 73130 | LineString | 115 kV |  | 21.73 km | 115kV - 1C - 21.7km - 477 ACSR - TA | [5 empty] | CONACYT 2024 (oficial) | {"type":"Feature","properties":{},"geometry":{"type":"LineString","coordinates":[[-103.77709,19.10721],[-103.76642,19.15404],[-103.75288,19.1818],[-103.75342,19.19135],[-103.77944,19.23185],[-103.76434,19.25125],[-103.77431,19.27982]]}}
L.T. COLIMA II - CUAUHTEMOC | LineString | 115 kV |  | 28.28 km | 115kV - 1C - 28.2km - 477 ACSR - TA | [5 empty] | CONACYT 2024 (oficial) | {"type":"Feature","properties":{},"geometry":{"type":"LineString","coordinates":[[-103.5591,19.35313],[-103.68291,19.25525],[-103.69699,19.26512],[-103.75454,19.29334],[-103.77424,19.28005]]}}
L.T. COLIMA II - LA ESTRELLA 73120 | LineString | 115 kV |  | 36.92 km | 115kV - 1C - 36.9km - 477 ACSR - PC | [5 empty] | CONACYT 2024 (oficial) | {"type":"Feature","properties":{},"geometry":{"type":"LineString","coordinates":[[-103.45031,19.21268],[-103.47056,19.21095],[-103.53156,19.24103],[-103.66182,19.24468],[-103.69705,19.26503],[-103.75451,19.29323],[-103.77426,19.27998]]}}
L.T. LA ESTRELLA - ALZADA 73170 | LineString | 115 kV |  | 9.93 km | 115kV - 1C - 9.9km - 266 ACSR - PC - TA | [5 empty] | CONACYT 2024 (oficial) | {"type":"Feature","properties":{},"geometry":{"type":"LineString","coordinates":[[-103.53646,19.24477],[-103.47654,19.21459],[-103.4503,19.21273]]}}
L.T. ALVARO OBREGON - CUADRO DE MANIOBRAS | LineString | 115 kV |  | 17.36 km | 115KV-1C-477ACSR-17.35KM-TA | [5 empty] | CONACYT 2024 (oficial) | {"type":"Feature","properties":{},"geometry":{"type":"LineString","coordinates":[[-106.91339,28.71646],[-106.97213,28.71564],[-106.99441,28.71811],[-106.99466,28.6964],[-107.00916,28.67502],[-107.03252,28.65546]]}}
L.T. PASO DEL NORTE - COLEGIO | LineString | 115 kV |  | 14.92 km | 115KV-1C-1113/477/800MM2ACSR-14.92KM-PA/PM/CS | [5 empty] | CONACYT 2024 (oficial) | {"type":"Feature","properties":{},"geometry":{"type":"LineString","coordinates":[[-106.43685,31.73147],[-106.4459,31.7541],[-106.44995,31.75373],[-106.47313,31.74948],[-106.4823,31.7477],[-106.51091,31.76094],[-106.51998,31.75737],[-106.53742,31.7321]]}}
L.T. PARQUE - LA CUESTA | LineString | 115 kV |  | 4.38 km | 115-1C-477ACSR-4.39KM-PM | [5 empty] | CONACYT 2024 (oficial) | {"type":"Feature","properties":{},"geometry":{"type":"LineString","coordinates":[[-106.39434,31.69989],[-106.42714,31.67615]]}}
L.T. ESTANCIAS ENTQ. MONCLOVA CTRO.-FRONTERA POT. | LineString | 115 kV |  | 3.36 km | 115KV-2C-3.36KM-1113ACSR-TA | [5 empty] | CONACYT 2024 (oficial) | {"type":"Feature","properties":{},"geometry":{"type":"LineString","coordinates":[[-101.40745,26.94613],[-101.40776,26.93546],[-101.41915,26.92425]]}}
L.T. NYLON DE MEXCO - LEONA | LineString | 115 kV |  | 0.22 km | 115KV- 2C - 795 ACSR- 0.21KM- PA. | [5 empty] | CONACYT 2024 (oficial) | {"type":"Feature","properties":{},"geometry":{"type":"LineString","coordinates":[[-100.40766,25.67066],[-100.40928,25.66992]]}}
L.T. FINSA APODACA ENTQ P.V. MONTEREY - PESQUERIA | LineString | 115 kV |  | 1.7 km | 115KV - 1C- 795 ACSR- 1.6 KM TA. | [5 empty] | CONACYT 2024 (oficial) | {"type":"Feature","properties":{},"geometry":{"type":"LineString","coordinates":[[-100.1372,25.78037],[-100.14521,25.79065]]}}
L.T. CRYO INFRA ENTQ. P.V. MONTEREY - SAN NICOLAS | LineString | 115 kV |  | 0.8 km | 115KV - 2C- 795 ACSR- 0.79KM PA. | [5 empty] | CONACYT 2024 (oficial) | {"type":"Feature","properties":{},"geometry":{"type":"LineString","coordinates":[[-100.23787,25.73988],[-100.2331,25.74412]]}}
L.T. PROLEC ENTQ. P.V. MONTEREY - APODACA | LineString | 115 kV |  | 0.76 km | 115KV - 1C- 795 ACSR- 0.75 KM PA. | [5 empty] | CONACYT 2024 (oficial) | {"type":"Feature","properties":{},"geometry":{"type":"LineString","coordinates":[[-100.20931,25.76401],[-100.20902,25.76425],[-100.21319,25.76893],[-100.21368,25.7691]]}}
L.T. SANTA CATARINA ENTQ. VILLA DE GARCIA - SAN JERONIMO | LineString | 115 kV |  | 0.64 km | 115KV-2C - 795 ACSR-0.69KM- PA. | [5 empty] | CONACYT 2024 (oficial) | {"type":"Feature","properties":{},"geometry":{"type":"LineString","coordinates":[[-100.44388,25.68483],[-100.445,25.67918]]}}
L.T. COLIMA II - MINATITLAN 73150 | LineString | 115 kV |  | 47.33 km | 115kV - 1C - 47.4km - 477 ACSR - TA | [5 empty] | CONACYT 2024 (oficial) | {"type":"Feature","properties":{},"geometry":{"type":"LineString","coordinates":[[-104.09543,19.36429],[-104.08097,19.37406],[-104.05203,19.41216],[-103.96798,19.40875],[-103.93617,19.36276],[-103.93103,19.32905],[-103.87487,19.3039],[-103.82712,19.31751],[-103.76026,19.29014],[-103.77417,19.28021]]}}
L.T. CIUDAD GUZMÁN - TUXPAN | LineString | 115 kV |  | 18.23 km | 115kV - 1C/2C - 12.3 6.8km - 477 ACSR - PC | [5 empty] | CONACYT 2024 (oficial) | {"type":"Feature","properties":{},"geometry":{"type":"LineString","coordinates":[[-103.38597,19.57822],[-103.395,19.58405],[-103.41594,19.57377],[-103.44653,19.57101],[-103.47006,19.63615],[-103.486,19.66528]]}}
L.T. ATENQUIQUE TAP CIUDAD GUZMÁN - TUXPAN 7304A | LineString | 115 kV |  | 4.83 km | 115kV - 1C/2C - 4.8km - 477 ACSR - PC | [5 empty] | CONACYT 2024 (oficial) | {"type":"Feature","properties":{},"geometry":{"type":"LineString","coordinates":[[-103.4373,19.52835],[-103.44653,19.57101]]}}
L.T. CIUDAD GUZMÁN - CEMENTO TOLTECA 73020 | LineString | 115 kV |  | 14.82 km | 115kV - 1C/2C - 15km - 477 ACSR - TA | [5 empty] | CONACYT 2024 (oficial) | {"type":"Feature","properties":{},"geometry":{"type":"LineString","coordinates":[[-103.38004,19.67047],[-103.38175,19.66917],[-103.44143,19.62685],[-103.47323,19.64037],[-103.48541,19.66515],[-103.48591,19.66515]]}}
L.T. CIUDAD GUZMÁN - SAYULA 73050 | LineString | 115 kV |  | 28.29 km | 115kV - 1C/2C - 28.28km - 477 ACSR - TA | [5 empty] | CONACYT 2024 (oficial) | {"type":"Feature","properties":{},"geometry":{"type":"LineString","coordinates":[[-103.58848,19.88819],[-103.58865,19.88815],[-103.5772,19.85907],[-103.55557,19.79831],[-103.53077,19.77216],[-103.53315,19.73063],[-103.48609,19.66546]]}}
L.T. TECNOLOGICO - PEMEX | LineString | 115 kV |  | 14.84 km | 115KV - 1C- 795ACSR- 9.4KM- PA. | [5 empty] | CONACYT 2024 (oficial) | {"type":"Feature","properties":{},"geometry":{"type":"LineString","coordinates":[[-100.21703,25.70846],[-100.21674,25.70743],[-100.21231,25.69551],[-100.2161,25.6712],[-100.25077,25.67227],[-100.2676,25.64914],[-100.27154,25.61331],[-100.27179,25.61336]]}}
L.T. LLANOS -RAMOS ARIZPE | LineString | 115 kV |  | 38.45 km | 115KV-2C-38.2KM-477ACSR-TA | [5 empty] | CONACYT 2024 (oficial) | {"type":"Feature","properties":{},"geometry":{"type":"LineString","coordinates":[[-100.93955,25.54889],[-100.94411,25.53332],[-100.92857,25.50706],[-100.90994,25.50518],[-100.82935,25.4505],[-100.80273,25.43671],[-100.80392,25.41585],[-100.79481,25.38409],[-100.8,25.36755],[-100.78747,25.34177],[-100.80121,25.31162],[-100.7849,25.28861]]}}
L.T. CEDROS-DEACERO | LineString | 115 kV |  | 4.39 km | 115KV-2C-4.49KM-477ACSR-TA | [5 empty] | CONACYT 2024 (oficial) | {"type":"Feature","properties":{},"geometry":{"type":"LineString","coordinates":[[-100.96487,25.51202],[-100.97859,25.53048],[-100.98082,25.5464]]}}
L.T. MONTERREY - APODACA | LineString | 115 kV |  | 8.61 km | 115KV - 1C- 795 ACSR- 8.6 KM TA/PA. | [5 empty] | CONACYT 2024 (oficial) | {"type":"Feature","properties":{},"geometry":{"type":"LineString","coordinates":[[-100.17758,25.77732],[-100.17433,25.76622],[-100.23388,25.74109]]}}
L.T. DIRONA TAP PROLAMSA ENTQ. ESCOBEDO - SAN NICOLAS | LineString | 115 kV |  | 0.02 km | 115KV - 2C- 795 ACSR- 0.02KM- PA | [5 empty] | CONACYT 2024 (oficial) | {"type":"Feature","properties":{},"geometry":{"type":"LineString","coordinates":[[-100.29844,25.81714],[-100.29867,25.81714]]}}
L.T. CIUDAD GUZMÁN - TAMAZULA 73010 | LineString | 115 kV |  | 27.31 km | 115kV - 1C/2C - 27.5km - 477 ACSR - TA | [5 empty] | CONACYT 2024 (oficial) | {"type":"Feature","properties":{},"geometry":{"type":"LineString","coordinates":[[-103.26966,19.68788],[-103.28515,19.69166],[-103.29653,19.68436],[-103.32544,19.68115],[-103.36437,19.66335],[-103.38175,19.66917],[-103.44143,19.62685],[-103.47323,19.64037],[-103.48541,19.66515],[-103.48582,19.66496]]}}
L.T. CIUDAD GUZMÁN - ZAPOTILTIC 73030 | LineString | 115 kV |  | 7.46 km | 115kV - 1C/2C - 7.5km - 266 ACSR - TA | [5 empty] | CONACYT 2024 (oficial) | {"type":"Feature","properties":{},"geometry":{"type":"LineString","coordinates":[[-103.43258,19.6329],[-103.44199,19.6279],[-103.48456,19.66146],[-103.48541,19.66515],[-103.48591,19.66515]]}}
L.T. COLOMO - ARMERIA 7321B | LineString | 115 kV |  | 33.62 km | 115kV - 1C - 33.6km - 366 ACSR - TA - PC | [5 empty] | CONACYT 2024 (oficial) | {"type":"Feature","properties":{},"geometry":{"type":"LineString","coordinates":[[-103.99843,18.93397],[-103.99835,18.93463],[-104.01045,18.93926],[-104.0543,18.97688],[-104.08899,19.00345],[-104.13799,19.01425],[-104.19175,19.02364],[-104.21827,19.04437],[-104.23532,19.05388],[-104.27568,19.05113]]}}
L.T. COLOMO - COLOMO DISTRIBUCION | LineString | 115 kV |  | 0.17 km | 115kV - 1C - 0.2km - 477 ACSR - TA | [5 empty] | CONACYT 2024 (oficial) | {"type":"Feature","properties":{},"geometry":{"type":"LineString","coordinates":[[-104.2746,19.05028],[-104.27452,19.05071],[-104.27566,19.051]]}}
L.T. EL CAJÓN DIST. - AHUACATLÁN 73790 | LineString | 115 kV |  | 81.62 km | 115kV - 1C/2C - 81.1km - 477 ACSR - TA | [5 empty] | CONACYT 2024 (oficial) | {"type":"Feature","properties":{},"geometry":{"type":"LineString","coordinates":[[-104.47956,21.06039],[-104.5387,21.06435],[-104.59035,21.09239],[-104.58889,21.11338],[-104.64387,21.20921],[-104.64374,21.24219],[-104.65827,21.3174],[-104.7221,21.38334],[-104.65443,21.41235],[-104.58227,21.44812],[-104.50033,21.45974],[-104.48843,21.44953],[-104.46994,21.42275],[-104.44974,21.42161],[-104.45036,21.42281]]}}
L.T. OCOTLÁN - TEPATITLAN | LineString | 115 kV |  | 66.14 km | 115kV - 1C - 65km - 795 ACSR - TA | [5 empty] | CONACYT 2024 (oficial) | {"type":"Feature","properties":{},"geometry":{"type":"LineString","coordinates":[[-102.78878,20.80001],[-102.78836,20.79901],[-102.79141,20.78382],[-102.78142,20.7658],[-102.7238,20.74896],[-102.70345,20.71648],[-102.7148,20.68228],[-102.71684,20.63982],[-102.73007,20.61385],[-102.76368,20.51171],[-102.76219,20.48836],[-102.73728,20.40676],[-102.72586,20.31254],[-102.71826,20.30709],[-102.68832,20.30444],[-102.6864,20.29559]]}}
L.T. CAYACAL - CARBONCER TAP PTM | LineString | 115 kV |  | 1.64 km | 115kV | [5 empty] | CONACYT 2024 (oficial) | {"type":"Feature","properties":{},"geometry":{"type":"LineString","coordinates":[[-102.17935,17.95247],[-102.18081,17.96679]]}}
L.T. OCOTLÁN - ATOTONILCO | LineString | 115 kV |  | 34.31 km | 115kV - 33.2km - 447 ACSR - 73570 | [5 empty] | CONACYT 2024 (oficial) | {"type":"Feature","properties":{},"geometry":{"type":"LineString","coordinates":[[-102.51742,20.52501],[-102.51023,20.5211],[-102.54029,20.46536],[-102.54847,20.45524],[-102.54338,20.42166],[-102.54795,20.41518],[-102.67265,20.31684],[-102.68588,20.29538]]}}
L.T. TOTOTLAN - SAN ANDRES (CUITZEO II) 73410 | LineString | 115 kV |  | 21.74 km | 115kV - 34km - 477 ACSR | [5 empty] | CONACYT 2024 (oficial) | {"type":"Feature","properties":{},"geometry":{"type":"LineString","coordinates":[[-102.76467,20.50605],[-102.76405,20.50642],[-102.76295,20.49008],[-102.738,20.40852],[-102.72918,20.33524],[-102.74897,20.33537],[-102.74928,20.33678],[-102.74927,20.33734]]}}
L.T. GUACAMAYAS - LÁZARO CÁRDENAS DIST. 73850 | LineString | 115 kV |  | 7.28 km | 115kV - 6.07km - 477 ACSR | [5 empty] | CONACYT 2024 (oficial) | {"type":"Feature","properties":{},"geometry":{"type":"LineString","coordinates":[[-102.20939,17.96803],[-102.20512,17.97299],[-102.21342,18.00834],[-102.20343,18.02622]]}}
L.T. AZUFRES SW. - ZINÁPECUARO | LineString | 115 kV |  | 18.62 km | 115kV - 2C - 18.9km - 795 ACSR - TA | [5 empty] | CONACYT 2024 (oficial) | {"type":"Feature","properties":{},"geometry":{"type":"LineString","coordinates":[[-100.82324,19.85258],[-100.78917,19.82598],[-100.72828,19.82675],[-100.72562,19.83073],[-100.67676,19.83726],[-100.66462,19.8322]]}}
L.T. CARAPAN II - PARACHO II | LineString | 115 kV |  | 24.87 km | 115kV - 31km - 397 ACSR | [5 empty] | CONACYT 2024 (oficial) | {"type":"Feature","properties":{},"geometry":{"type":"LineString","coordinates":[[-102.05674,19.63692],[-102.05076,19.65464],[-102.02807,19.68283],[-102.02746,19.71655],[-102.02922,19.85045]]}}
L.T. CARAPAN II - ZINÁPARO 73790 | LineString | 115 kV |  | 46.54 km | 115kV - 45.5km - 477 ACSR | [5 empty] | CONACYT 2024 (oficial) | {"type":"Feature","properties":{},"geometry":{"type":"LineString","coordinates":[[-101.97694,20.20575],[-102.06069,20.13354],[-102.06019,19.98886],[-102.02133,19.89216],[-102.02847,19.85082],[-102.00858,19.84903]]}}
L.T. CARAPAN II - VILLA JIMENEZ 73630 | LineString | 115 kV |  | 28.19 km | 115kV - 1C - 26.2km - 477 ACSR - PC | [5 empty] | CONACYT 2024 (oficial) | {"type":"Feature","properties":{},"geometry":{"type":"LineString","coordinates":[[-101.76106,19.91743],[-101.88437,19.91607],[-101.90747,19.90438],[-101.96752,19.88218],[-102.00841,19.84938]]}}
L.T. CONDEMBARO - PRADERA | LineString | 115 kV |  | 22.09 km | 115kV - 22.2km - 477 ACSR | [5 empty] | CONACYT 2024 (oficial) | {"type":"Feature","properties":{},"geometry":{"type":"LineString","coordinates":[[-102.30938,19.29393],[-102.31213,19.24079],[-102.31823,19.23845],[-102.32643,19.19658],[-102.32246,19.1494],[-102.33033,19.13853],[-102.35734,19.11374]]}}
L.T. COTIJA - JIQUILPAN 73290 | LineString | 115 kV |  | 27.08 km | 115kV - 26.25km - 477 ACSR | [5 empty] | CONACYT 2024 (oficial) | {"type":"Feature","properties":{},"geometry":{"type":"LineString","coordinates":[[-102.74479,19.99645],[-102.72342,20.01222],[-102.66276,19.80308],[-102.66319,19.80236]]}}
L.T. JESÚS DEL MONTE - LEÓN II TAP. VAMSA REYNA PLASTICOS TERMOFILM | LineString | 115 kV |  | 18.5 km | 115kV - 14km - 795 ACSR | [5 empty] | CONACYT 2024 (oficial) | {"type":"Feature","properties":{},"geometry":{"type":"LineString","coordinates":[[-101.71497,20.93093],[-101.71509,20.93145],[-101.70346,20.9748],[-101.70892,20.99739],[-101.69857,21.02408],[-101.70206,21.04871],[-101.69802,21.06556],[-101.6833,21.07522],[-101.6795,21.07251]]}}
L.T. MORELOS - MORELIA NORTE 73300 | LineString | 115 kV |  | 8.21 km | 115kV - 8.3km - 795 ACSR | [5 empty] | CONACYT 2024 (oficial) | {"type":"Feature","properties":{},"geometry":{"type":"LineString","coordinates":[[-101.19761,19.7096],[-101.19771,19.70981],[-101.19628,19.72492],[-101.2224,19.73184],[-101.24279,19.70518]]}}
L.T. MORELIA POT. - MORELOS 73120 | LineString | 115 kV |  | 1.79 km | 115kV - 1.8km - 795 ACSR | [5 empty] | CONACYT 2024 (oficial) | {"type":"Feature","properties":{},"geometry":{"type":"LineString","coordinates":[[-101.24279,19.70518],[-101.25053,19.69319],[-101.25149,19.6918]]}}
L.T. MORELIA NORTE - SANTIAGUITO 73140 | LineString | 115 kV |  | 2.75 km | 115kV - 3km - 795 ACSR | [5 empty] | CONACYT 2024 (oficial) | {"type":"Feature","properties":{},"geometry":{"type":"LineString","coordinates":[[-101.18658,19.7247],[-101.18779,19.72488],[-101.19628,19.72492],[-101.19771,19.70981],[-101.19763,19.70959]]}}
L.T. MORELIA POT. - CEPAMISA 73320 | LineString | 115 kV |  | 4.63 km | 115kV - 4.7km - 266 ACSR | [5 empty] | CONACYT 2024 (oficial) | {"type":"Feature","properties":{},"geometry":{"type":"LineString","coordinates":[[-101.26683,19.65204],[-101.25105,19.69071]]}}
L.T. PB 3 TAP PB0 - PB4 | LineString | 115 kV |  | 0.03 km | 115KV - 2C- 795 ACSR- .02KM- PA. | [5 empty] | CONACYT 2024 (oficial) | {"type":"Feature","properties":{},"geometry":{"type":"LineString","coordinates":[[-99.92992,25.57073],[-99.93003,25.57052]]}}
L.T. SAN JUAN DE LOS LAGOS - ENCARNACIÓN DE DÍAZ | LineString | 115 kV |  | 33.98 km | 115kV - 17km - 477 ACSR | [5 empty] | CONACYT 2024 (oficial) | {"type":"Feature","properties":{},"geometry":{"type":"LineString","coordinates":[[-102.31173,21.26637],[-102.28286,21.28189],[-102.2681,21.311],[-102.26572,21.32408],[-102.25797,21.37981],[-102.2631,21.41362],[-102.26259,21.49698],[-102.25877,21.51384],[-102.24684,21.54021],[-102.23907,21.54564]]}}
L.T. SANTIAGUITO - CUITZEO 73040 | LineString | 115 kV |  | 26.88 km | 115kV - 28.2km - 477 ACSR | [5 empty] | CONACYT 2024 (oficial) | {"type":"Feature","properties":{},"geometry":{"type":"LineString","coordinates":[[-101.13404,19.95944],[-101.13926,19.91978],[-101.16168,19.81509],[-101.1754,19.7692],[-101.18587,19.72494]]}}
L.T. APATZINGAN I - PRADERA 63630 | LineString | 115 kV |  | 10.51 km | 115kV - 1C - 10km - 477 ACSR - TA - PA | [5 empty] | CONACYT 2024 (oficial) | {"type":"Feature","properties":{},"geometry":{"type":"LineString","coordinates":[[-102.35712,19.114],[-102.34036,19.12444],[-102.32958,19.09607],[-102.31984,19.08261],[-102.32951,19.06178]]}}
L.T. APATZINGAN I - VALLE VERDE 63680 | LineString | 115 kV |  | 6.21 km | 115kV - 5.86km - 477 ACSR | [5 empty] | CONACYT 2024 (oficial) | {"type":"Feature","properties":{},"geometry":{"type":"LineString","coordinates":[[-102.36519,19.08644],[-102.36526,19.0867],[-102.36981,19.08257],[-102.34312,19.05901],[-102.32973,19.06188]]}}
L.T. ARBOLEDA - ZAMORA | LineString | 115 kV |  | 7.57 km | 115kV - 5.2km - 477 ACSR | [5 empty] | CONACYT 2024 (oficial) | {"type":"Feature","properties":{},"geometry":{"type":"LineString","coordinates":[[-102.28353,20.01416],[-102.26184,19.99232],[-102.26428,19.97012],[-102.27678,19.96609]]}}
L.T. ATOTONILCO - ARANDAS | LineString | 115 kV |  | 27.02 km | 115kV - 1C - 45km - 477 ACSR | [5 empty] | CONACYT 2024 (oficial) | {"type":"Feature","properties":{},"geometry":{"type":"LineString","coordinates":[[-102.34759,20.68041],[-102.39553,20.57966],[-102.423,20.56625],[-102.44984,20.54654],[-102.47708,20.53864],[-102.50935,20.52291],[-102.51758,20.52511]]}}
L.T. POTRERILLOS - JESÚS DEL MONTE | LineString | 115 kV |  | 11.24 km | 115kV - 6.53km - 795+ 5km - 477 ACSR | [5 empty] | CONACYT 2024 (oficial) | {"type":"Feature","properties":{},"geometry":{"type":"LineString","coordinates":[[-101.71505,20.93095],[-101.71533,20.93202],[-101.75791,20.92158],[-101.77701,20.94413],[-101.79398,20.95637],[-101.79244,20.96606]]}}
L.T. PURÉPERO - ZINÁPARO 73070 | LineString | 115 kV |  | 35.92 km | 115kV - 37.8km - 397 ACSR | [5 empty] | CONACYT 2024 (oficial) | {"type":"Feature","properties":{},"geometry":{"type":"LineString","coordinates":[[-101.97697,20.20546],[-102.05987,20.13354],[-102.05991,19.98891],[-102.032,19.92074]]}}
L.T. EL TORO - SAN ROQUE | LineString | 115 kV |  | 17.26 km | 115kV - 1C - 172km - 477 ACSR - PC | [5 empty] | CONACYT 2024 (oficial) | {"type":"Feature","properties":{},"geometry":{"type":"LineString","coordinates":[[-101.86375,20.97307],[-101.86362,20.97282],[-101.86335,20.96805],[-101.8867,20.9022],[-101.8843,20.87325],[-101.90427,20.82493],[-101.90391,20.82494]]}}
L.T. SAN FRANCISCO DEL RINCON - SAN ROQUE | LineString | 115 kV |  | 6.45 km | 115kV - 1C - 6.7km - 477 ACSR | [5 empty] | CONACYT 2024 (oficial) | {"type":"Feature","properties":{},"geometry":{"type":"LineString","coordinates":[[-101.86383,20.97353],[-101.87028,21.00173],[-101.8686,21.02964],[-101.86861,21.02919]]}}
L.T. SAN JUAN DE LOS LAGOS II - JALOSTOTITLÁN | LineString | 115 kV |  | 18.03 km | 115kV - 2C - 18.3km - 795 ACSR - TA | [5 empty] | CONACYT 2024 (oficial) | {"type":"Feature","properties":{},"geometry":{"type":"LineString","coordinates":[[-102.46298,21.18289],[-102.46319,21.18352],[-102.46483,21.18373],[-102.44957,21.22445],[-102.41932,21.29397],[-102.43311,21.32275],[-102.4306,21.3319],[-102.43052,21.33254]]}}
L.T. LA CUEVA TAP SAN JUAN DE LOS LAGOS - ENCARNACIÓN DE DÍAZ | LineString | 115 kV |  | 0.29 km | 115kV - 0.32km - 477 ACSR | [5 empty] | CONACYT 2024 (oficial) | {"type":"Feature","properties":{},"geometry":{"type":"LineString","coordinates":[[-102.26572,21.32408],[-102.2683,21.32469]]}}
L.T. VILLA JIMENEZ - BOTELLO | LineString | 115 kV |  | 9.68 km | 115kV - 9.6km - 477 ACSR | [5 empty] | CONACYT 2024 (oficial) | {"type":"Feature","properties":{},"geometry":{"type":"LineString","coordinates":[[-101.76087,19.91729],[-101.76069,19.91718],[-101.76283,19.94454],[-101.75286,19.95454],[-101.74916,19.97374],[-101.73654,19.97903]]}}
L.T. LÁZARO CÁRDENAS POT. - LÁZARO CÁRDENAS DIST. 73870 | LineString | 115 kV |  | 11.19 km | 115kV - 11.8km - 477 ACSR | [5 empty] | CONACYT 2024 (oficial) | {"type":"Feature","properties":{},"geometry":{"type":"LineString","coordinates":[[-102.12206,17.98637],[-102.1238,17.98683],[-102.15065,17.98341],[-102.15957,17.97291],[-102.16032,17.9728],[-102.17237,17.98341],[-102.20512,17.97299],[-102.20908,17.96802]]}}
L.T. LÁZARO CÁRDENAS POT. - CARBONCER 73880 | LineString | 115 kV |  | 10.13 km | 115kV - 2.2 13.8km - 477 ACSR - TA - | [5 empty] | CONACYT 2024 (oficial) | {"type":"Feature","properties":{},"geometry":{"type":"LineString","coordinates":[[-102.14383,17.93675],[-102.14375,17.93668],[-102.14407,17.93576],[-102.1493,17.96126],[-102.15655,17.96128],[-102.16032,17.9728],[-102.15957,17.97291],[-102.15066,17.98287],[-102.1238,17.98683],[-102.12203,17.98608]]}}
L.T. LÁZARO CÁRDENAS POT. - CARBONCER TAP PEMEX | LineString | 115 kV |  | 2.33 km | 115kV - | [5 empty] | CONACYT 2024 (oficial) | {"type":"Feature","properties":{},"geometry":{"type":"LineString","coordinates":[[-102.16192,17.93887],[-102.14407,17.93576]]}}
L.T. VALLARTA POT. - GUAYABITOS | LineString | 115 kV |  | 59.86 km | 115kV - 2C - 59 - (24)km - 795 ACSR - TA | [5 empty] | CONACYT 2024 (oficial) | {"type":"Feature","properties":{},"geometry":{"type":"LineString","coordinates":[[-105.25742,21.02882],[-105.25515,21.02412],[-105.27253,21.00196],[-105.30045,20.98084],[-105.31067,20.96742],[-105.33372,20.94834],[-105.42214,20.85836],[-105.40913,20.83969],[-105.37278,20.77406],[-105.35098,20.77483],[-105.33106,20.78324],[-105.32453,20.77427],[-105.24228,20.76239],[-105.20955,20.72867],[-105.19555,20.72128],[-105.19605,20.72173]]}}
L.T. AGUASCALIENTES POT. - AGOSTADERITO | LineString | 115 kV |  | 18.21 km | 115kV - 4C - 18km - 795ACSR - TA(4 - circuitos)/PA | [5 empty] | CONACYT 2024 (oficial) | {"type":"Feature","properties":{},"geometry":{"type":"LineString","coordinates":[[-102.32051,21.84746],[-102.29917,21.83533],[-102.27852,21.76653],[-102.27193,21.7543],[-102.23868,21.75436],[-102.22218,21.76415]]}}
L.T. LAGUNA SECA - BAÑON | LineString | 115 kV |  | 19.79 km | 115kV - 1C - 1km - 477ACSR 20.3km - 266ACSR - PM | [5 empty] | CONACYT 2024 (oficial) | {"type":"Feature","properties":{},"geometry":{"type":"LineString","coordinates":[[-102.38227,23.19868],[-102.48838,23.05131],[-102.48709,23.05177]]}}
L.T. OJO CALIENTE - SAN ANTONIO TAP ESTANCIA DE ANIMAS | LineString | 115 kV |  | 24.74 km | 115kV - 1C - 24.7km - 336ACSR - PC | [5 empty] | CONACYT 2024 (oficial) | {"type":"Feature","properties":{},"geometry":{"type":"LineString","coordinates":[[-102.01635,22.49915],[-102.04813,22.52006],[-102.17782,22.5437],[-102.19742,22.55215],[-102.24465,22.55502]]}}
L.T. ESTANCIA DE ANIMAS - VILLA DE HIDALGO 73370 | LineString | 115 kV |  | 27.91 km | 115kV - 1C - 14.4km - 366ACSR 14.8km - 477ACSR - | [5 empty] | CONACYT 2024 (oficial) | {"type":"Feature","properties":{},"geometry":{"type":"LineString","coordinates":[[-101.78431,22.38474],[-101.84013,22.40769],[-101.88336,22.42991],[-101.90316,22.44951],[-101.91782,22.44636],[-101.99952,22.47888],[-102.01628,22.49909]]}}
L.T. CALERA II - CERVECERA | LineString | 115 kV |  | 0.58 km | 115kV - 1C - 2.4km - 477ACSR - PC Y PM | [5 empty] | CONACYT 2024 (oficial) | {"type":"Feature","properties":{},"geometry":{"type":"LineString","coordinates":[[-102.69766,22.9805],[-102.69374,22.97971]]}}
L.T. ESTANCIA DE ANIMAS - VILLA DE HIDALGO TAP R. DE ÁNGELES | LineString | 115 kV |  | 3.15 km | 115kV - 1C - 3.6km - 366ACSR - PC | [5 empty] | CONACYT 2024 (oficial) | {"type":"Feature","properties":{},"geometry":{"type":"LineString","coordinates":[[-101.90892,22.41988],[-101.88336,22.42991]]}}
L.T. AGUASCALIENTES POT. - AGUASCALIENTES SUR | LineString | 115 kV |  | 17.4 km | 115kV - 4C - 18km - 795 6km 477ACSR - 11km - 266 | [5 empty] | CONACYT 2024 (oficial) | {"type":"Feature","properties":{},"geometry":{"type":"LineString","coordinates":[[-102.28079,21.83689],[-102.29908,21.83492],[-102.27852,21.76653],[-102.27193,21.7543],[-102.23867,21.75436],[-102.22234,21.76412]]}}
L.T. VILLA DE ARISTA - GUADALCAZAR 73930 | LineString | 115 kV |  | 47.14 km | 115kV - 1C - 46.7km - 336ACSR | [5 empty] | CONACYT 2024 (oficial) | {"type":"Feature","properties":{},"geometry":{"type":"LineString","coordinates":[[-100.50637,22.67555],[-100.50912,22.65515],[-100.52484,22.629],[-100.5471,22.61306],[-100.62467,22.5734],[-100.65962,22.58504],[-100.74892,22.65161],[-100.76481,22.64698],[-100.81653,22.65506],[-100.84498,22.65135],[-100.85361,22.65646],[-100.88048,22.65702]]}}
L.T. VILLA DE ARISTA - GUADALCAZAR TAP CEMENTOS MOCTEZUMA | LineString | 115 kV |  | 24.34 km | 115kV - 1C - 24.3km - 477ACSR | [5 empty] | CONACYT 2024 (oficial) | {"type":"Feature","properties":{},"geometry":{"type":"LineString","coordinates":[[-100.37851,22.47151],[-100.40705,22.4938],[-100.43563,22.52802],[-100.45898,22.54576],[-100.51055,22.56591],[-100.5471,22.61306]]}}
L.T. SAN LUIS I - TANGAMANGA | LineString | 115 kV |  | 15.02 km | 115kV - 1C - 3.3km - 477ACSR - PA - PC - SUBTERRAN | [5 empty] | CONACYT 2024 (oficial) | {"type":"Feature","properties":{},"geometry":{"type":"LineString","coordinates":[[-100.99064,22.13904],[-100.99065,22.13922],[-101.00364,22.13997],[-101.01213,22.13037],[-100.96752,22.10869],[-100.90826,22.09444]]}}
L.T. SAN LUIS II - MOCTEZUMA 73910 | LineString | 115 kV |  | 67.52 km | 115kV - 1C - 67.5km - 477/795ACSR - TA Y PC | [5 empty] | CONACYT 2024 (oficial) | {"type":"Feature","properties":{},"geometry":{"type":"LineString","coordinates":[[-101.06707,22.75817],[-101.03138,22.53739],[-101.02665,22.50767],[-101.02114,22.43931],[-101.00364,22.39181],[-100.98787,22.29374],[-100.9765,22.22476],[-100.92999,22.23038],[-100.90643,22.22556]]}}
L.T. SAN LUIS II - MOCTEZUMA TAP BOCAS | LineString | 115 kV |  | 1.51 km | 115kV - 1C - 1.5km - 336ACSR - TA Y PC | [5 empty] | CONACYT 2024 (oficial) | {"type":"Feature","properties":{},"geometry":{"type":"LineString","coordinates":[[-101.01677,22.53696],[-101.03138,22.53739]]}}
L.T. VILLA DE REYES - VENTILLA | LineString | 115 kV |  | 11.88 km | 115kV - 1C - 11.8km - 336ACSR - PC Y PM | [5 empty] | CONACYT 2024 (oficial) | {"type":"Feature","properties":{},"geometry":{"type":"LineString","coordinates":[[-100.99214,21.75458],[-100.96986,21.79865],[-100.94573,21.80148],[-100.93116,21.83255]]}}
L.T. VILLA DE REYES - LA PILA | LineString | 115 kV |  | 27.37 km | 115kV - 1C - 27.3km - 336ACSR | [5 empty] | CONACYT 2024 (oficial) | {"type":"Feature","properties":{},"geometry":{"type":"LineString","coordinates":[[-100.84817,22.03095],[-100.85677,22.02678],[-100.82173,21.96586],[-100.82227,21.96346],[-100.92969,21.83239],[-100.93113,21.83263]]}}
L.T. VILLA DE REYES - VENTILLA TAP PRONAL | LineString | 115 kV |  | 6.04 km | 115kV - 1C - 6.0km - 266ACSR - PC Y PM | [5 empty] | CONACYT 2024 (oficial) | {"type":"Feature","properties":{},"geometry":{"type":"LineString","coordinates":[[-100.93455,21.75261],[-100.94781,21.76433],[-100.94936,21.80106]]}}
L.T. VILLA DE REYES - LA PILA TAP EL ARBOLITO | LineString | 115 kV |  | 15.78 km | 115kV - 1C - 15.7km - 336ACSR - TAPC Y PA | [5 empty] | CONACYT 2024 (oficial) | {"type":"Feature","properties":{},"geometry":{"type":"LineString","coordinates":[[-100.74593,21.85124],[-100.79132,21.88501],[-100.7991,21.90118],[-100.80479,21.93674],[-100.82177,21.96568]]}}
L.T. LA PILA - ZARAGOZA | LineString | 115 kV |  | 19.63 km | 115kV - 2C - 19.7km - 795ACSR | [5 empty] | CONACYT 2024 (oficial) | {"type":"Feature","properties":{},"geometry":{"type":"LineString","coordinates":[[-100.6799,22.09293],[-100.68324,22.08752],[-100.71617,22.08563],[-100.80203,22.03261],[-100.84807,22.0308]]}}
L.T. SAN LUIS I - LA PILA TAP LAMOSA | LineString | 115 kV |  | 0.38 km | 115kV - 1C - 0.38km - 477ACSR - TA - PA | [5 empty] | CONACYT 2024 (oficial) | {"type":"Feature","properties":{},"geometry":{"type":"LineString","coordinates":[[-100.8726,22.0483],[-100.86967,22.04948],[-100.86958,22.04953],[-100.86974,22.04946]]}}
L.T. SAN LUIS I - LA PILA TAP HITCHINER | LineString | 115 kV |  | 0.41 km | 115kV - 1C - 0.62km - 477ACSR - PA | [5 empty] | CONACYT 2024 (oficial) | {"type":"Feature","properties":{},"geometry":{"type":"LineString","coordinates":[[-100.87283,22.04819],[-100.86967,22.04948],[-100.86958,22.04953],[-100.86974,22.04946]]}}
L.T. SAN LUIS I - LA PILA TAP EATON | LineString | 115 kV |  | 0.13 km | 115kV - 1C - 0.12km - 477ACSR - TA Y PA | [5 empty] | CONACYT 2024 (oficial) | {"type":"Feature","properties":{},"geometry":{"type":"LineString","coordinates":[[-100.86947,22.05025],[-100.86958,22.04953],[-100.86974,22.04946]]}}
L.T. SAN LUIS I - LA PILA TAP NITROMEX | LineString | 115 kV |  | 0.16 km | 115kV - 1C - 0.16 - Km - 795ACSR - PA | [5 empty] | CONACYT 2024 (oficial) | {"type":"Feature","properties":{},"geometry":{"type":"LineString","coordinates":[[-100.889,22.04145],[-100.89025,22.04186]]}}
L.T. SAN LUIS I - LA PILA TAP GENERAL POPO | LineString | 115 kV |  | 0.36 km | 115kV - 1C - 0.35km - 336ACSR - PC | [5 empty] | CONACYT 2024 (oficial) | {"type":"Feature","properties":{},"geometry":{"type":"LineString","coordinates":[[-100.91063,22.11127],[-100.91253,22.10863]]}}
L.T. MALPASO - JEREZ | LineString | 115 kV |  | 23.57 km | 115kV - 2C - 23km - 1/0ACSR - PC | [5 empty] | CONACYT 2024 (oficial) | {"type":"Feature","properties":{},"geometry":{"type":"LineString","coordinates":[[-102.98063,22.64925],[-102.98043,22.64948],[-102.97763,22.64934],[-102.95695,22.6525],[-102.89007,22.64961],[-102.83745,22.63451],[-102.78388,22.61716],[-102.75809,22.61219]]}}
L.T. MALPASO - JEREZ | LineString | 115 kV |  | 24.24 km | 115kV - 2C - 22.7km - 1/0ACSR - PC | [5 empty] | CONACYT 2024 (oficial) | {"type":"Feature","properties":{},"geometry":{"type":"LineString","coordinates":[[-102.98043,22.64948],[-102.97763,22.64934],[-102.95695,22.6525],[-102.93256,22.6555],[-102.88715,22.64201],[-102.87958,22.64582],[-102.83857,22.63417],[-102.82869,22.62712],[-102.758,22.61211]]}}
L.T. PB 2 TAP CADEREYTA - PB 0 | LineString | 115 kV |  | 0.04 km | 115KV - 2C- 795 ACSR- .04KM- PA. | [5 empty] | CONACYT 2024 (oficial) | {"type":"Feature","properties":{},"geometry":{"type":"LineString","coordinates":[[-99.71236,25.58884],[-99.71253,25.58919]]}}
L.T. OJO CALIENTE - SALINAS 73180 | LineString | 115 kV |  | 58.09 km | 115kV - 1C - 57.8km - 1/0ACSR | [5 empty] | CONACYT 2024 (oficial) | {"type":"Feature","properties":{},"geometry":{"type":"LineString","coordinates":[[-101.73308,22.61907],[-102.09094,22.67835],[-102.10642,22.68104],[-102.12808,22.65679],[-102.16663,22.63793],[-102.17974,22.63473],[-102.23621,22.60585],[-102.24388,22.57943]]}}
L.T. OJO CALIENTE - SAN ANTONIO 73170 | LineString | 115 kV |  | 39.84 km | 115kV - 1C - 36km - 477ACSR 3.9km - 336ACSR - PC | [5 empty] | CONACYT 2024 (oficial) | {"type":"Feature","properties":{},"geometry":{"type":"LineString","coordinates":[[-102.24114,22.22671],[-102.2337,22.28687],[-102.23042,22.34544],[-102.25636,22.46247],[-102.25705,22.4809],[-102.24947,22.53998],[-102.23843,22.5744],[-102.24393,22.57934]]}}
L.T. SAN LUIS I - LA PILA TAP BARILLA (CIGARRERA MODERNA) | LineString | 115 kV |  | 1.7 km | 115kV - 1C - 0.01km - 477ACSR - PA | [5 empty] | CONACYT 2024 (oficial) | {"type":"Feature","properties":{},"geometry":{"type":"LineString","coordinates":[[-100.89208,22.10159],[-100.89216,22.10174],[-100.89544,22.09908],[-100.90329,22.09232],[-100.90394,22.09212],[-100.90428,22.09182]]}}
L.T. SAN LUIS I - INDUSTRIAS | LineString | 115 kV |  | 5.16 km | 115kV - 2C - 5.1km - 795ACSR - TA Y PA | [5 empty] | CONACYT 2024 (oficial) | {"type":"Feature","properties":{},"geometry":{"type":"LineString","coordinates":[[-100.89128,22.06747],[-100.89113,22.06757],[-100.88229,22.06943],[-100.89014,22.07743],[-100.89081,22.07801],[-100.89973,22.08705],[-100.90165,22.08905],[-100.90864,22.09453],[-100.90851,22.09464]]}}
L.T. TRES NACIONES - SAN LUIS INDUSTRIAS | LineString | 115 kV |  | 3.83 km | 115kV - 2C - 1.13km - 477 4km - 795ACSR - TA PA Y | [5 empty] | CONACYT 2024 (oficial) | {"type":"Feature","properties":{},"geometry":{"type":"LineString","coordinates":[[-100.89113,22.06757],[-100.88229,22.06943],[-100.87971,22.06683],[-100.86974,22.04946],[-100.86868,22.04875]]}}
L.T. ATOTONILCO - YURECUARO | LineString | 115 kV |  | 30.19 km | 115kV - 1C - 29km - 795 ACSR/AS - T.A./P.A. - 1 - | [5 empty] | CONACYT 2024 (oficial) | {"type":"Feature","properties":{},"geometry":{"type":"LineString","coordinates":[[-102.29252,20.35858],[-102.3356,20.39958],[-102.39634,20.44092],[-102.43147,20.46016],[-102.51763,20.52522]]}}
L.T. AZUFRES SW. - ACÁMBARO 73530 | LineString | 115 kV |  | 26.35 km | 115kV - 1C - 24km - 477 ACSR - PC | [5 empty] | CONACYT 2024 (oficial) | {"type":"Feature","properties":{},"geometry":{"type":"LineString","coordinates":[[-100.73998,20.03864],[-100.74782,20.00352],[-100.75939,19.97749],[-100.73688,19.93297],[-100.72108,19.89618],[-100.66383,19.83578],[-100.66382,19.83211]]}}
L.T. AZUFRES SW. - AEROPUERTO | LineString | 115 kV |  | 44.6 km | 115kV - 43.5km - 477 ACSR | [5 empty] | CONACYT 2024 (oficial) | {"type":"Feature","properties":{},"geometry":{"type":"LineString","coordinates":[[-101.03612,19.81776],[-101.01363,19.84694],[-100.98711,19.8658],[-100.88072,19.8773],[-100.86329,19.86031],[-100.82756,19.85198],[-100.82478,19.85195],[-100.79816,19.84361],[-100.79731,19.82869],[-100.69347,19.83572],[-100.66369,19.83131]]}}
L.T. BUENAVISTA - CRUCERO | LineString | 115 kV |  | 8.16 km | 115kV - 2C - 14.0km - 795 ACSR - TA | [5 empty] | CONACYT 2024 (oficial) | {"type":"Feature","properties":{},"geometry":{"type":"LineString","coordinates":[[-102.67462,19.21761],[-102.66941,19.21227],[-102.65438,19.20844],[-102.60226,19.20598]]}}
L.T. BUENAVISTA - PRADERA | LineString | 115 kV |  | 33.76 km | 115kV - 2C - 33.0km - 795 ACSR - TA - PA | [5 empty] | CONACYT 2024 (oficial) | {"type":"Feature","properties":{},"geometry":{"type":"LineString","coordinates":[[-102.60149,19.20629],[-102.59748,19.22728],[-102.58777,19.23302],[-102.58446,19.23151],[-102.53918,19.17252],[-102.4748,19.16222],[-102.404,19.13469],[-102.35764,19.11378],[-102.35736,19.11369]]}}
L.T. CAMPESTRE - ABASTOS 73350 | LineString | 115 kV |  | 6.67 km | 115kV - 7.34km - 477 ACSR | [5 empty] | CONACYT 2024 (oficial) | {"type":"Feature","properties":{},"geometry":{"type":"LineString","coordinates":[[-101.15348,19.68458],[-101.136,19.69117],[-101.14359,19.71337],[-101.15772,19.70821],[-101.15822,19.70801]]}}
L.T. CARAPAN II - PURÉPERO 73260 | LineString | 115 kV |  | 9.5 km | 115kV - 7.89km - 397 ACSR | [5 empty] | CONACYT 2024 (oficial) | {"type":"Feature","properties":{},"geometry":{"type":"LineString","coordinates":[[-102.03198,19.92065],[-102.01923,19.88882],[-102.02713,19.85804],[-102.00867,19.84941]]}}
L.T. CARAPAN II - ZACAPU 73240 | LineString | 115 kV |  | 25.8 km | 115kV - 26.2km - 266.8 ACSR | [5 empty] | CONACYT 2024 (oficial) | {"type":"Feature","properties":{},"geometry":{"type":"LineString","coordinates":[[-101.77592,19.79689],[-101.79168,19.79071],[-101.85018,19.81124],[-101.99796,19.83957],[-102.0083,19.84888]]}}
L.T. CARAPAN II TAP ZAMORA POT. - JACONA 73180 | LineString | 115 kV |  | 39.25 km | 115kV - 38.3km - 477 ACSR | [5 empty] | CONACYT 2024 (oficial) | {"type":"Feature","properties":{},"geometry":{"type":"LineString","coordinates":[[-102.3376,19.93495],[-102.29377,19.87103],[-102.21588,19.8528],[-102.1425,19.83402],[-102.05661,19.83267],[-102.02323,19.84717],[-102.00875,19.84908]]}}
L.T. AZUFRES SW - CD. HIDALGO 73560 | LineString | 115 kV |  | 26.61 km | 115kV - 22km - 477 ACSR - PC - TA | [5 empty] | CONACYT 2024 (oficial) | {"type":"Feature","properties":{},"geometry":{"type":"LineString","coordinates":[[-100.66397,19.8312],[-100.64197,19.83908],[-100.60891,19.84462],[-100.58286,19.83144],[-100.54982,19.77737],[-100.52327,19.7438],[-100.52768,19.69121]]}}
L.T. CELANESE - VILLA JIMENEZ 73640 | LineString | 115 kV |  | 11.66 km | 115kV - 12.47km - 477 ACSR | [5 empty] | CONACYT 2024 (oficial) | {"type":"Feature","properties":{},"geometry":{"type":"LineString","coordinates":[[-101.76087,19.91725],[-101.76069,19.91718],[-101.75361,19.91378],[-101.7721,19.86585],[-101.76881,19.82833],[-101.77443,19.82969],[-101.7746,19.82993]]}}
L.T. CHILATÁN - TEPALCATEPEC | LineString | 115 kV |  | 11.51 km | 115kV - 10.5km - 477 ACSR | [5 empty] | CONACYT 2024 (oficial) | {"type":"Feature","properties":{},"geometry":{"type":"LineString","coordinates":[[-102.77701,19.28691],[-102.77753,19.28431],[-102.77624,19.27069],[-102.79049,19.26339],[-102.82915,19.21902],[-102.8185,19.20951]]}}
L.T. CIUDAD HIDALGO - TUXPAN | LineString | 115 kV |  | 18.87 km | 115kV - 2km - 477 ACSR | [5 empty] | CONACYT 2024 (oficial) | {"type":"Feature","properties":{},"geometry":{"type":"LineString","coordinates":[[-100.44548,19.55822],[-100.4436,19.56622],[-100.45825,19.59646],[-100.46478,19.62091],[-100.48511,19.64599],[-100.50302,19.67851],[-100.52748,19.6912]]}}
L.T. CRUCERO II - CHILATÁN | LineString | 115 kV |  | 14.92 km | 115kV - 13.5km - 477 ACSR | [5 empty] | CONACYT 2024 (oficial) | {"type":"Feature","properties":{},"geometry":{"type":"LineString","coordinates":[[-102.77689,19.28681],[-102.77753,19.28431],[-102.77624,19.27069],[-102.68444,19.22928],[-102.6747,19.21766]]}}
L.T. CUITZEO - MOROLEÓN 73170 | LineString | 115 kV |  | 19.79 km | 115kV - 21km - 477 ACSR | [5 empty] | CONACYT 2024 (oficial) | {"type":"Feature","properties":{},"geometry":{"type":"LineString","coordinates":[[-101.18677,20.11075],[-101.19447,20.11107],[-101.14591,20.00044],[-101.15123,19.99045],[-101.13201,19.96874],[-101.13388,19.95948]]}}
L.T. EL MIRADOR - LA ESPERANZA 73440 | LineString | 115 kV |  | 11.54 km | 115kV - 9.4km - 477 ACSR | [5 empty] | CONACYT 2024 (oficial) | {"type":"Feature","properties":{},"geometry":{"type":"LineString","coordinates":[[-102.01428,19.40713],[-102.01685,19.44461],[-102.06974,19.44832],[-102.07709,19.43682]]}}
L.T. GUASCUARO - COTIJA 73280 | LineString | 115 kV |  | 16.24 km | 115kV - 16.6km - 477 ACSR | [5 empty] | CONACYT 2024 (oficial) | {"type":"Feature","properties":{},"geometry":{"type":"LineString","coordinates":[[-102.66319,19.8023],[-102.53967,19.79009],[-102.50984,19.78316]]}}
L.T. GUASCUARO - LOS REYES 73270 | LineString | 115 kV |  | 29.96 km | 115kV - 20.73km - 477 ACSR | [5 empty] | CONACYT 2024 (oficial) | {"type":"Feature","properties":{},"geometry":{"type":"LineString","coordinates":[[-102.47722,19.60454],[-102.47641,19.62896],[-102.49033,19.67062],[-102.46026,19.68698],[-102.4546,19.73312],[-102.45784,19.79407],[-102.46829,19.80199],[-102.50966,19.7831]]}}
L.T. JACONA - GUASCUARO 73190 | LineString | 115 kV |  | 30.45 km | 115kV - 30.8km - 477 ACSR | [5 empty] | CONACYT 2024 (oficial) | {"type":"Feature","properties":{},"geometry":{"type":"LineString","coordinates":[[-102.50983,19.78318],[-102.45012,19.85175],[-102.41688,19.86694],[-102.39075,19.95632],[-102.36326,19.97305],[-102.33978,19.95907],[-102.33961,19.95939]]}}
L.T. JALOSTOTITLÁN - SAN JUAN DE LOS LAGOS | LineString | 115 kV |  | 20.96 km | 115kV - 21km - 477 ACSR | [5 empty] | CONACYT 2024 (oficial) | {"type":"Feature","properties":{},"geometry":{"type":"LineString","coordinates":[[-102.31204,21.26616],[-102.31629,21.23766],[-102.33078,21.22882],[-102.36154,21.22957],[-102.38492,21.20997],[-102.40766,21.2112],[-102.42896,21.20428],[-102.46483,21.18373],[-102.46319,21.18352],[-102.46304,21.18288]]}}
L.T. JALOSTOTITLÁN - SAN MIGUEL | LineString | 115 kV |  | 19.67 km | 115kV - 20km - 477 ACSR | [5 empty] | CONACYT 2024 (oficial) | {"type":"Feature","properties":{},"geometry":{"type":"LineString","coordinates":[[-102.41363,21.02852],[-102.41681,21.03055],[-102.41227,21.06812],[-102.41452,21.07748],[-102.4347,21.10832],[-102.44809,21.11105],[-102.45432,21.12273],[-102.44983,21.16748],[-102.46275,21.1823]]}}
L.T. JIQUILPAN - SAHUAYO 73490 | LineString | 115 kV |  | 11.65 km | 115kV - 10km - 477 ACSR | [5 empty] | CONACYT 2024 (oficial) | {"type":"Feature","properties":{},"geometry":{"type":"LineString","coordinates":[[-102.71367,20.08182],[-102.73676,20.07002],[-102.74469,19.99644]]}}
L.T. LA ESPERANZA - INPAMEX | LineString | 115 kV |  | 2.24 km | 115kV - | [5 empty] | CONACYT 2024 (oficial) | {"type":"Feature","properties":{},"geometry":{"type":"LineString","coordinates":[[-102.0199,19.42477],[-102.01451,19.40703]]}}
L.T. LA ESPERANZA - PÁTZCUARO NTE 73460 | LineString | 115 kV |  | 50.42 km | 115kV - 51.95km - 477 ACSR | [5 empty] | CONACYT 2024 (oficial) | {"type":"Feature","properties":{},"geometry":{"type":"LineString","coordinates":[[-101.61943,19.53116],[-101.61976,19.53121],[-101.62499,19.51893],[-101.63641,19.5016],[-101.68917,19.52335],[-101.81236,19.48765],[-101.86044,19.46922],[-101.94685,19.40989],[-101.9706,19.40474],[-102.01182,19.38254],[-102.0142,19.40719]]}}
L.T. LA MIRA - ARTEAGA II | LineString | 115 kV |  | 39.86 km | 115kV - 1C - 39.8km - 795 - ASCR - TA | [5 empty] | CONACYT 2024 (oficial) | {"type":"Feature","properties":{},"geometry":{"type":"LineString","coordinates":[[-102.30643,18.36132],[-102.30434,18.34321],[-102.27098,18.31277],[-102.2695,18.2674],[-102.25037,18.22948],[-102.25936,18.19643],[-102.25487,18.18653],[-102.26603,18.17202],[-102.27511,18.13904],[-102.2997,18.09396],[-102.31546,18.05435],[-102.31978,18.03693]]}}
L.T. LA PIEDAD - EL SOL 73150 | LineString | 115 kV |  | 8.82 km | 115kV - 29.4km - 477 ACSR - | [5 empty] | CONACYT 2024 (oficial) | {"type":"Feature","properties":{},"geometry":{"type":"LineString","coordinates":[[-102.02761,20.36729],[-102.04235,20.36461],[-102.06034,20.34942],[-102.04319,20.33208],[-102.02614,20.32641]]}}
L.T. LA PIEDAD PONIENTE - EL SOL 73810 | LineString | 115 kV |  | 3.58 km | 115kV - 3.2km - 477 ACSR | [5 empty] | CONACYT 2024 (oficial) | {"type":"Feature","properties":{},"geometry":{"type":"LineString","coordinates":[[-102.02757,20.36724],[-102.05439,20.35972]]}}
L.T. LA PIEDAD - YURECUARO 73130 | LineString | 115 kV |  | 29.53 km | 115kV - 1C - 29.3km - 477 ACSR - PA | [5 empty] | CONACYT 2024 (oficial) | {"type":"Feature","properties":{},"geometry":{"type":"LineString","coordinates":[[-102.29224,20.35843],[-102.26717,20.3504],[-102.22894,20.34769],[-102.18917,20.33948],[-102.14688,20.36238],[-102.04924,20.33145],[-102.02603,20.32687]]}}
L.T. LA VILLITA - GUACAMAYAS 73830 | LineString | 115 kV |  | 3.7 km | 115kV - 5km - 477 ACSR | [5 empty] | CONACYT 2024 (oficial) | {"type":"Feature","properties":{},"geometry":{"type":"LineString","coordinates":[[-102.20297,18.02558],[-102.19396,18.0288],[-102.18342,18.04713]]}}
L.T. LAGUNILLAS - PÁTZCUARO SUR 73160 | LineString | 115 kV |  | 21.01 km | 115kV - 20.9km - 477 ACSR | [5 empty] | CONACYT 2024 (oficial) | {"type":"Feature","properties":{},"geometry":{"type":"LineString","coordinates":[[-101.59068,19.49707],[-101.58275,19.50668],[-101.55175,19.52562],[-101.50797,19.52689],[-101.49693,19.53358],[-101.46074,19.54404],[-101.41659,19.55361],[-101.41247,19.55856]]}}
L.T. LEÓN ALFARO - LEÓN NORTE | LineString | 115 kV |  | 6.16 km | 115kV - 1C - 66km - 336 ACSR - TA | [5 empty] | CONACYT 2024 (oficial) | {"type":"Feature","properties":{},"geometry":{"type":"LineString","coordinates":[[-101.68342,21.15423],[-101.63325,21.14122],[-101.63167,21.1356]]}}
L.T. LEÓN III - LAGOS | LineString | 115 kV |  | 32.92 km | 115kV - 33.8km - 336 ACSR - 73810 | [5 empty] | CONACYT 2024 (oficial) | {"type":"Feature","properties":{},"geometry":{"type":"LineString","coordinates":[[-101.91369,21.36565],[-101.89617,21.35257],[-101.87727,21.30352],[-101.79603,21.25682],[-101.78378,21.22089],[-101.75738,21.19971],[-101.73298,21.15878],[-101.72705,21.14374]]}}
L.T. LEÓN III - LAGOS GALERA | LineString | 115 kV |  | 34.23 km | 115kV - 1C - 34km - 795 ACSR - TA | [5 empty] | CONACYT 2024 (oficial) | {"type":"Feature","properties":{},"geometry":{"type":"LineString","coordinates":[[-101.86612,21.39941],[-101.8705,21.37486],[-101.83192,21.30069],[-101.79709,21.28272],[-101.77577,21.22101],[-101.75309,21.21091],[-101.73718,21.18543],[-101.73953,21.17606],[-101.72705,21.14357]]}}
L.T. LEÓN III - LEÓN NORTE | LineString | 115 kV |  | 5.77 km | 115kV - 5km - 336 ACSR - | [5 empty] | CONACYT 2024 (oficial) | {"type":"Feature","properties":{},"geometry":{"type":"LineString","coordinates":[[-101.68365,21.15418],[-101.692,21.15689],[-101.71115,21.14499],[-101.72685,21.14342]]}}
L.T. LEÓN IV - LEÓN ALFARO | LineString | 115 kV |  | 4.25 km | 115kV - 5km - 795 ACSR - 73820 | [5 empty] | CONACYT 2024 (oficial) | {"type":"Feature","properties":{},"geometry":{"type":"LineString","coordinates":[[-101.63165,21.1355],[-101.62774,21.12862],[-101.621,21.1375],[-101.6084,21.1316],[-101.60649,21.13564]]}}
L.T. LEÓN IV - LEÓN ORIENTE (73830 Y 73780) | LineString | 115 kV |  | 7.36 km | 115kV - 2C - 9km - 795 ACSR - (73830 - Y - 73780) | [5 empty] | CONACYT 2024 (oficial) | {"type":"Feature","properties":{},"geometry":{"type":"LineString","coordinates":[[-101.62879,21.09331],[-101.62346,21.10596],[-101.62774,21.12862],[-101.621,21.1375],[-101.6084,21.1316],[-101.60649,21.13564]]}}
L.T. LEÓN ORIENTE - GRANJENO (73760) | LineString | 115 kV |  | 3.84 km | 115kV - 2.93km - 366 ACSR - 73760 | [5 empty] | CONACYT 2024 (oficial) | {"type":"Feature","properties":{},"geometry":{"type":"LineString","coordinates":[[-101.65167,21.08401],[-101.63899,21.09315],[-101.6291,21.08548],[-101.62847,21.09274]]}}
L.T. LEÓN ORIENTE - LOS SAUCES (73800) | LineString | 115 kV |  | 11.5 km | 115kV - 11.9km - 266 ACSR - 73800 | [5 empty] | CONACYT 2024 (oficial) | {"type":"Feature","properties":{},"geometry":{"type":"LineString","coordinates":[[-101.55072,21.02587],[-101.5505,21.02589],[-101.55069,21.02503],[-101.62895,21.08535],[-101.62844,21.09279]]}}
L.T. LOS SAUCES - SILAO | LineString | 115 kV |  | 15.53 km | 115kV - 0.54km - 26477+16.4 - 266 ACSR | [5 empty] | CONACYT 2024 (oficial) | {"type":"Feature","properties":{},"geometry":{"type":"LineString","coordinates":[[-101.43735,20.93687],[-101.43744,20.93699],[-101.4384,20.94114],[-101.55069,21.02503],[-101.5505,21.02589],[-101.55071,21.02597]]}}
L.T. MORELIA IND. - ABASTOS 73090 | LineString | 115 kV |  | 4.23 km | 115kV - 3.59km - 477 ACSR | [5 empty] | CONACYT 2024 (oficial) | {"type":"Feature","properties":{},"geometry":{"type":"LineString","coordinates":[[-101.15823,19.70808],[-101.15772,19.70821],[-101.14359,19.71337],[-101.13359,19.7326]]}}
L.T. MORELIA IND. - AEROPUERTO 73360 | LineString | 115 kV |  | 15.2 km | 115kV - 15.3km - 477 ACSR | [5 empty] | CONACYT 2024 (oficial) | {"type":"Feature","properties":{},"geometry":{"type":"LineString","coordinates":[[-101.03654,19.81745],[-101.04282,19.78533],[-101.07,19.76862],[-101.1088,19.73689],[-101.13344,19.73273]]}}
L.T. MORELIA POT. - LAGUNILLAS 73310 | LineString | 115 kV |  | 26.97 km | 115kV - 26.5km - 477 ACSR | [5 empty] | CONACYT 2024 (oficial) | {"type":"Feature","properties":{},"geometry":{"type":"LineString","coordinates":[[-101.4127,19.5587],[-101.39351,19.5568],[-101.37131,19.54456],[-101.34351,19.55883],[-101.31412,19.61267],[-101.28642,19.61685],[-101.27082,19.66674],[-101.25127,19.69069]]}}
L.T. MORELIA POT. - MORELIA II 73330 | LineString | 115 kV |  | 5.05 km | 115kV - 5.2km - 477 ACSR | [5 empty] | CONACYT 2024 (oficial) | {"type":"Feature","properties":{},"geometry":{"type":"LineString","coordinates":[[-101.21044,19.67234],[-101.22021,19.67676],[-101.23547,19.67873],[-101.251,19.69208],[-101.25091,19.69168]]}}
L.T. OCOTLÁN - SAHUAYO 73480 | LineString | 115 kV |  | 24.7 km | 115kV - 1C - 34.63km - 477 ACSR | [5 empty] | CONACYT 2024 (oficial) | {"type":"Feature","properties":{},"geometry":{"type":"LineString","coordinates":[[-102.71351,20.08182],[-102.66984,20.18248],[-102.6859,20.29417],[-102.686,20.29485],[-102.68613,20.29534]]}}
L.T. PÁTZCUARO SUR - PÁTZCUARO NORTE 73450 | LineString | 115 kV |  | 6.71 km | 115kV - 8.8km - 477 ACSR | [5 empty] | CONACYT 2024 (oficial) | {"type":"Feature","properties":{},"geometry":{"type":"LineString","coordinates":[[-101.6195,19.53101],[-101.61976,19.53121],[-101.62499,19.51893],[-101.61542,19.50017],[-101.59049,19.49686]]}}
L.T. PINZANDARO - CRUCERO II | LineString | 115 kV |  | 25.33 km | 115kV - 8.7km - 795 ACSR + 17.5km - 477 ACSR | [5 empty] | CONACYT 2024 (oficial) | {"type":"Feature","properties":{},"geometry":{"type":"LineString","coordinates":[[-102.67463,19.21765],[-102.66941,19.21227],[-102.65436,19.20846],[-102.5977,19.20636],[-102.59026,19.21645],[-102.54897,19.17636],[-102.56561,19.15687],[-102.54835,19.10628],[-102.54865,19.1062]]}}
L.T. TEPIC II - TEPIC I 73820 | LineString | 115 kV |  | 9.76 km | 115kV - 1C - 9.8km - 477 ACSR - TA - PC - PA | [5 empty] | CONACYT 2024 (oficial) | {"type":"Feature","properties":{},"geometry":{"type":"LineString","coordinates":[[-104.88184,21.52655],[-104.88154,21.52614],[-104.88545,21.53082],[-104.8986,21.54735],[-104.94045,21.56376],[-104.93746,21.58049],[-104.93802,21.58108]]}}
L.T. TEPIC II - SANTIAGO TAP 5 DE MAYO 73840 | LineString | 115 kV |  | 0.28 km | 115kV - 1C - 0.33km - 477 ACSR - PC | [5 empty] | CONACYT 2024 (oficial) | {"type":"Feature","properties":{},"geometry":{"type":"LineString","coordinates":[[-105.07924,21.68875],[-105.07671,21.68906]]}}
L.T. TEPIC II - SANTIAGO 73840 | LineString | 115 kV |  | 43.31 km | 115kV - 1C - 43.28km - 477 ACSR - TA - PC | [5 empty] | CONACYT 2024 (oficial) | {"type":"Feature","properties":{},"geometry":{"type":"LineString","coordinates":[[-105.17567,21.83284],[-105.17572,21.83322],[-105.158,21.81239],[-105.11828,21.79824],[-105.0768,21.68919],[-104.99487,21.57811],[-104.94045,21.56376],[-104.93746,21.58049],[-104.93783,21.58115]]}}
L.T. TEPIC IND. - EL CAJÓN DIST. 73780 | LineString | 115 kV |  | 50.02 km | 115kV - 1C/2C - 30.3km - 477/266 ACSR - TA - PC | [5 empty] | CONACYT 2024 (oficial) | {"type":"Feature","properties":{},"geometry":{"type":"LineString","coordinates":[[-104.44998,21.42266],[-104.44974,21.42161],[-104.46994,21.42275],[-104.48843,21.44953],[-104.50033,21.45974],[-104.58227,21.44812],[-104.65443,21.41235],[-104.7221,21.38334],[-104.84489,21.48293],[-104.84263,21.48487],[-104.84265,21.4847]]}}
L.T. GUAYABITOS - COMPOSTELA 73870 | LineString | 115 kV |  | 50.97 km | 115kV - 1C - 50.9km - 266 ACSR - PC - PA | [5 empty] | CONACYT 2024 (oficial) | {"type":"Feature","properties":{},"geometry":{"type":"LineString","coordinates":[[-105.25735,21.02885],[-105.24447,21.03393],[-105.22019,21.07299],[-105.19546,21.08682],[-105.14563,21.18769],[-105.12319,21.19789],[-105.10369,21.20189],[-105.06583,21.21472],[-105.0164,21.2209],[-105.01252,21.2166],[-104.95947,21.2007],[-104.92027,21.23157],[-104.90309,21.24927]]}}
L.T. VALLARTA POT. - VALLARTA I | LineString | 115 kV |  | 12.93 km | 115kV - 2C - 12.93km - 477 ACSR - TA - PA | [5 empty] | CONACYT 2024 (oficial) | {"type":"Feature","properties":{},"geometry":{"type":"LineString","coordinates":[[-105.22594,20.62966],[-105.22583,20.62961],[-105.21375,20.63662],[-105.20308,20.63311],[-105.19694,20.66963],[-105.18932,20.69866],[-105.19523,20.72152],[-105.19547,20.72182]]}}
L.T. VALLARTA POT. - JARRETADERAS | LineString | 115 kV |  | 11.93 km | 115kV - 2C - 9km - 266 ACSR - 2.9km - 795 ACSR - T | [5 empty] | CONACYT 2024 (oficial) | {"type":"Feature","properties":{},"geometry":{"type":"LineString","coordinates":[[-105.28023,20.70933],[-105.27969,20.70938],[-105.26296,20.72885],[-105.21345,20.708],[-105.19694,20.71346],[-105.19513,20.72071],[-105.19541,20.72146],[-105.19555,20.72181]]}}
L.T. VALLARTA POT. - JARRETADERAS TAP TAMARINDOS | LineString | 115 kV |  | 0.03 km | 115kV - 1C/2C - 0.03km - 266 ACSR - TA | [5 empty] | CONACYT 2024 (oficial) | {"type":"Feature","properties":{},"geometry":{"type":"LineString","coordinates":[[-105.19513,20.72071],[-105.19542,20.72079]]}}
L.T. MUELLE - VALLARTA III 73650 | LineString | 115 kV |  | 19.34 km | 115kV - 2C - 19.7km - 477 ACSR - TA | [5 empty] | CONACYT 2024 (oficial) | {"type":"Feature","properties":{},"geometry":{"type":"LineString","coordinates":[[-105.247,20.56107],[-105.24659,20.56162],[-105.22434,20.57756],[-105.21544,20.62035],[-105.20308,20.63311],[-105.19694,20.66963],[-105.22233,20.6739],[-105.23557,20.66266],[-105.23537,20.66261]]}}
L.T. VALLARTA I - VALLARTA III 73640 | LineString | 115 kV |  | 13.22 km | 115kV - 2C - 13.4km - 477 ACSR - TA | [5 empty] | CONACYT 2024 (oficial) | {"type":"Feature","properties":{},"geometry":{"type":"LineString","coordinates":[[-105.22591,20.62953],[-105.22583,20.62961],[-105.21375,20.63662],[-105.20308,20.63311],[-105.21544,20.62035],[-105.22434,20.57756],[-105.24659,20.56162],[-105.2469,20.56101]]}}
L.T. VALLARTA POT. - MUELLE | LineString | 115 kV |  | 10.82 km | 115kV - 2C - 10.88km - 477 ACSR - TA | [5 empty] | CONACYT 2024 (oficial) | {"type":"Feature","properties":{},"geometry":{"type":"LineString","coordinates":[[-105.23548,20.66257],[-105.23557,20.66266],[-105.22233,20.6739],[-105.19694,20.66963],[-105.18932,20.69866],[-105.19523,20.72152],[-105.19536,20.72184]]}}
L.T. VILLA DE ALVAREZ - MORALETE 73160 | LineString | 115 kV |  | 12.59 km | 115kV - 1C - 12.5km - 900 ACSR - TA | [5 empty] | CONACYT 2024 (oficial) | {"type":"Feature","properties":{},"geometry":{"type":"LineString","coordinates":[[-103.71125,19.23215],[-103.69936,19.23486],[-103.68621,19.25059],[-103.69696,19.26454],[-103.73974,19.28221],[-103.7551,19.27549],[-103.7553,19.27519]]}}
L.T. VALLARTA POT. - VALLARTA I | LineString | 115 kV |  | 10.99 km | 115kV - 2C - 12.93km - 795 ACSR - TA - PA | [5 empty] | CONACYT 2024 (oficial) | {"type":"Feature","properties":{},"geometry":{"type":"LineString","coordinates":[[-105.22598,20.62977],[-105.21632,20.63752],[-105.19694,20.71346],[-105.19513,20.72071],[-105.19541,20.72146],[-105.19567,20.72179]]}}
L.T. TEQUILA II TAP GUEVARA - AHUACATLAN | LineString | 115 kV |  | 11.57 km | 115kV - 1C - 11.6km - 477 ACSR - 63580 - TA | [5 empty] | CONACYT 2024 (oficial) | {"type":"Feature","properties":{},"geometry":{"type":"LineString","coordinates":[[-103.83768,20.91182],[-103.83944,20.91001],[-103.8513,20.91579],[-103.91352,20.908],[-103.94593,20.90995]]}}
L.T. GUEVARA - AHUACATLÁN | LineString | 115 kV |  | 61.07 km | 115kV - 1C - 61.5km - 477 ACSR - 63580 - TA | [5 empty] | CONACYT 2024 (oficial) | {"type":"Feature","properties":{},"geometry":{"type":"LineString","coordinates":[[-104.4791,21.06029],[-104.43513,21.03816],[-104.43246,21.03293],[-104.36338,21.02811],[-104.28834,21.03796],[-104.19608,21.03284],[-104.0796,21.00052],[-103.98365,20.91282],[-103.94593,20.90995],[-103.94575,20.91041]]}}
L.T. LA MINITA - LA ESTRELLA 73190 | LineString | 115 kV |  | 49.13 km | 115kV - 1C - 49.13km - 266 ACSR - PC - TA | [5 empty] | CONACYT 2024 (oficial) | {"type":"Feature","properties":{},"geometry":{"type":"LineString","coordinates":[[-103.28141,18.8695],[-103.28509,18.87412],[-103.37118,18.93996],[-103.37572,18.9671],[-103.36371,18.97186],[-103.36769,18.98317],[-103.38203,18.98256],[-103.39064,19.00796],[-103.3801,19.04112],[-103.39325,19.1067],[-103.38817,19.12591],[-103.40939,19.14394],[-103.4211,19.17758],[-103.43485,19.19894],[-103.45033,19.2123]]}}
L.T. LA MINITA - LA ESTRELLA TAP TROJES 73190 | LineString | 115 kV |  | 2.77 km | 115kV - 1C - 2.8km - 266 ACSR - PC - TA | [5 empty] | CONACYT 2024 (oficial) | {"type":"Feature","properties":{},"geometry":{"type":"LineString","coordinates":[[-103.37572,18.9671],[-103.39772,18.96406]]}}
L.T. ZITACUARO II - ZITACUARO I 73200 | LineString | 115 kV |  | 6.36 km | 115kV - 5.5km - 477 ACSR | [5 empty] | CONACYT 2024 (oficial) | {"type":"Feature","properties":{},"geometry":{"type":"LineString","coordinates":[[-100.38721,19.48518],[-100.38523,19.46624],[-100.39029,19.42845]]}}
L.T. ZITACUARO I - TUXPAN 73030 | LineString | 115 kV |  | 11.0 km | 115kV - 37km - 477 ACSR | [5 empty] | CONACYT 2024 (oficial) | {"type":"Feature","properties":{},"geometry":{"type":"LineString","coordinates":[[-100.44555,19.55803],[-100.44809,19.54764],[-100.42799,19.53294],[-100.41584,19.50662],[-100.38715,19.4843]]}}
L.T. ZINÁPECUARO - MORELIA INDUSTRIAL 73360 | LineString | 115 kV |  | 36.73 km | 115kV - 2C - 34.7km - 795 ACSR - TA - PA | [5 empty] | CONACYT 2024 (oficial) | {"type":"Feature","properties":{},"geometry":{"type":"LineString","coordinates":[[-100.82357,19.85265],[-100.82478,19.85195],[-100.82756,19.85198],[-100.8416,19.85097],[-100.87751,19.83683],[-100.91865,19.80673],[-100.96273,19.80044],[-101.00381,19.79895],[-101.07,19.76862],[-101.11185,19.73034],[-101.13351,19.73268]]}}
L.T. ZINÁPARO - LA PIEDAD 73210 | LineString | 115 kV |  | 14.6 km | 115kV - 14.33km - 266 ACSR | [5 empty] | CONACYT 2024 (oficial) | {"type":"Feature","properties":{},"geometry":{"type":"LineString","coordinates":[[-102.0261,20.32638],[-102.00058,20.28938],[-101.98849,20.22322],[-101.97672,20.20596]]}}
LT REFORMAS AGRARIAS TAP ROFOMEX - BLEDALES | LineString | 115 kV |  | 16.81 km | 115 KV - 1C - 13.52 KM - 477 ACSR - PM | [5 empty] | CONACYT 2024 (oficial) | {"type":"Feature","properties":{},"geometry":{"type":"LineString","coordinates":[[-110.82536,24.32451],[-110.95426,24.29232]]}}
L.T. CARAPAN II - ZINÁPARO 73800 | LineString | 115 kV |  | 45.09 km | 115kV - 50km - 397 ACSR | [5 empty] | CONACYT 2024 (oficial) | {"type":"Feature","properties":{},"geometry":{"type":"LineString","coordinates":[[-102.00897,19.84946],[-102.0276,19.85822],[-102.06019,19.98886],[-102.06069,20.13354],[-101.97811,20.20655],[-101.97702,20.20568]]}}
L.T. ZINÁPARO - LA PIEDAD PONIENTE 73500 | LineString | 115 kV |  | 20.42 km | 115kV - 15.8km - 477 ACSR | [5 empty] | CONACYT 2024 (oficial) | {"type":"Feature","properties":{},"geometry":{"type":"LineString","coordinates":[[-102.05442,20.35982],[-102.06037,20.3494],[-102.03513,20.32736],[-102.02342,20.25303],[-101.9895,20.22122],[-101.97684,20.20588]]}}
L.T. ZAMORA POT. - ARBOLEDA 73900 | LineString | 115 kV |  | 5.33 km | 115kV - 8km - 477 ACSR | [5 empty] | CONACYT 2024 (oficial) | {"type":"Feature","properties":{},"geometry":{"type":"LineString","coordinates":[[-102.27674,19.96609],[-102.26429,19.97008],[-102.24518,19.94463]]}}
L.T. ZAMORA POT. - JACONA | LineString | 115 kV |  | 14.39 km | 115kV - 11km - 795 ACSR | [5 empty] | CONACYT 2024 (oficial) | {"type":"Feature","properties":{},"geometry":{"type":"LineString","coordinates":[[-102.33956,19.95936],[-102.3376,19.93495],[-102.32209,19.93668],[-102.29294,19.92815],[-102.2667,19.934],[-102.25817,19.94857],[-102.245,19.94435]]}}
L.T. TANGANCICUARO - ZAMORA POT. | LineString | 115 kV |  | 6.2 km | 115kV - 6km - 477 ACSR | [5 empty] | CONACYT 2024 (oficial) | {"type":"Feature","properties":{},"geometry":{"type":"LineString","coordinates":[[-102.24496,19.94434],[-102.23124,19.92554],[-102.20073,19.91321]]}}
L.T. LA MIRA - PLAYAS | LineString | 115 kV |  | 3.67 km | TRAMO SUBTERRANEO 3.66 Km | [5 empty] | CONACYT 2024 (oficial) | {"type":"Feature","properties":{},"geometry":{"type":"LineString","coordinates":[[-99.91696,16.83921],[-99.91519,16.85143]]}}
LT HERMOSILLO 3 - URES | LineString | 115 kV |  | 58.63 km | 115KV-1C-477ACSR-PM | [5 empty] | CONACYT 2024 (oficial) | {"type":"Feature","properties":{},"geometry":{"type":"LineString","coordinates":[[-110.88712,29.1769],[-110.88816,29.17695],[-110.88457,29.18447],[-110.84727,29.17949],[-110.79767,29.20303],[-110.733,29.2369],[-110.66249,29.26354],[-110.62855,29.28878],[-110.57287,29.32625],[-110.54748,29.3276],[-110.52172,29.32461],[-110.50556,29.33143],[-110.49325,29.34919],[-110.44765,29.38043],[-110.41561,29.40799],[-110.39514,29.41357],[-110.39603,29.42277]]}}
LT CANANEA - AGUA PRIETA | LineString | 115 kV |  | 81.45 km | 115KV-1C-477ACSR-PM | [5 empty] | CONACYT 2024 (oficial) | {"type":"Feature","properties":{},"geometry":{"type":"LineString","coordinates":[[-109.5582,31.30966],[-109.57805,31.31347],[-109.73198,31.27828],[-109.75107,31.27185],[-109.77726,31.27595],[-109.81223,31.26901],[-109.83596,31.26075],[-109.84742,31.24493],[-109.86378,31.23809],[-109.88571,31.21738],[-109.92635,31.19598],[-109.94771,31.17621],[-109.98185,31.13514],[-110.04803,31.1027],[-110.13904,31.05209],[-110.17284,31.03953],[-110.18042,31.04278],[-110.29198,31.00475]]}}
L.T. ZAMORA - JACONA 73190 | LineString | 115 kV |  | 12.85 km | 115kV - 1C - 30km - 477 ACSR | [5 empty] | CONACYT 2024 (oficial) | {"type":"Feature","properties":{},"geometry":{"type":"LineString","coordinates":[[-102.3397,19.95939],[-102.33978,19.95907],[-102.36318,19.97311],[-102.29238,20.01652],[-102.28362,20.01401]]}}
L.T. ZACAPU - CELANESE 73650 | LineString | 115 kV |  | 4.28 km | 115kV - 4.35km - 477 ACSR | [5 empty] | CONACYT 2024 (oficial) | {"type":"Feature","properties":{},"geometry":{"type":"LineString","coordinates":[[-101.77466,19.8299],[-101.77443,19.82969],[-101.76881,19.82833],[-101.77592,19.79695]]}}
L.T. VISTA HERMOSA - ZAMORA 73400 | LineString | 115 kV |  | 35.24 km | 115kV - 35.8km - 336 ACSR | [5 empty] | CONACYT 2024 (oficial) | {"type":"Feature","properties":{},"geometry":{"type":"LineString","coordinates":[[-102.47651,20.25762],[-102.48466,20.235],[-102.47352,20.2249],[-102.28356,20.01409]]}}
L.T. VISTA HERMOSA - YURECUARO 73920 | LineString | 115 kV |  | 24.35 km | 115kV - 24km - 477 ACSR | [5 empty] | CONACYT 2024 (oficial) | {"type":"Feature","properties":{},"geometry":{"type":"LineString","coordinates":[[-102.29224,20.35831],[-102.3499,20.28169],[-102.43302,20.27024],[-102.47648,20.25761]]}}
L.T. VALLE VERDE - PINZANDARO | LineString | 115 kV |  | 33.01 km | 115kV - 24.5km - 477 ACSR - PC | [5 empty] | CONACYT 2024 (oficial) | {"type":"Feature","properties":{},"geometry":{"type":"LineString","coordinates":[[-102.5486,19.10609],[-102.54835,19.10628],[-102.54762,19.11191],[-102.56561,19.15687],[-102.54897,19.17636],[-102.52847,19.16598],[-102.49579,19.16394],[-102.4675,19.13522],[-102.37641,19.10824],[-102.37708,19.08918],[-102.36526,19.0867],[-102.36513,19.08651]]}}
L.T. URUAPAN III - LA ESPERANZA 73390 | LineString | 115 kV |  | 9.3 km | 115kV - 9.4km - 477 ACSR | [5 empty] | CONACYT 2024 (oficial) | {"type":"Feature","properties":{},"geometry":{"type":"LineString","coordinates":[[-102.01422,19.40687],[-102.01217,19.3825],[-102.03874,19.36819],[-102.06708,19.36002],[-102.06727,19.36034]]}}
L.T. URUAPAN POT. - URUAPAN III | LineString | 115 kV |  | 4.86 km | 115kV - 2C - 5km - 795 ACSR | [5 empty] | CONACYT 2024 (oficial) | {"type":"Feature","properties":{},"geometry":{"type":"LineString","coordinates":[[-102.08757,19.33173],[-102.0793,19.36065],[-102.06741,19.36063]]}}
L.T. TEPATITLÁN - VALLE DE GUADALUPE | LineString | 115 kV |  | 40.09 km | 115kV - 32.6km - 477 ACSR | [5 empty] | CONACYT 2024 (oficial) | {"type":"Feature","properties":{},"geometry":{"type":"LineString","coordinates":[[-102.58615,21.04545],[-102.61708,21.01668],[-102.63914,20.97635],[-102.66542,20.95027],[-102.73846,20.84458],[-102.7498,20.83659],[-102.74032,20.80325],[-102.76504,20.79339],[-102.76695,20.78318],[-102.78836,20.79901],[-102.78861,20.80006]]}}
L.T. CARAPAN II - ZINÁPARO TAP TANGANCICUARO 73110 | LineString | 115 kV |  | 20.75 km | 115kV - 23.7km - 336 ACSR | [5 empty] | CONACYT 2024 (oficial) | {"type":"Feature","properties":{},"geometry":{"type":"LineString","coordinates":[[-102.02847,19.85082],[-102.04674,19.85408],[-102.11968,19.85409],[-102.15086,19.87321],[-102.17891,19.90225],[-102.20057,19.91324]]}}
LT HERMOSILLO 4 - PUNTO P | LineString | 115 kV |  | 54.84 km | 115KV-1C-336 ACSR-PM | [5 empty] | CONACYT 2024 (oficial) | {"type":"Feature","properties":{},"geometry":{"type":"LineString","coordinates":[[-111.02608,29.08059],[-111.02612,29.08012],[-111.02538,29.06786],[-111.07844,29.07431],[-111.17682,29.00196],[-111.29152,28.92041],[-111.3442,28.87696],[-111.38823,28.84149],[-111.47384,28.84086],[-111.47507,28.84091]]}}
L.T. SILAO II - ROMITA | LineString | 115 kV |  | 19.78 km | 115kV - 1C - 17.2km - 795 ACSR - TA | [5 empty] | CONACYT 2024 (oficial) | {"type":"Feature","properties":{},"geometry":{"type":"LineString","coordinates":[[-101.58855,20.84544],[-101.48955,20.89398],[-101.4832,20.90883],[-101.46932,20.90854],[-101.44402,20.93406],[-101.43758,20.93659]]}}
L.T. MORELIA IND. - SANTIAGUITO 73230 | LineString | 115 kV |  | 6.31 km | 115kV - 2C - 6.2km - 477 ACSR - TA - PA | [5 empty] | CONACYT 2024 (oficial) | {"type":"Feature","properties":{},"geometry":{"type":"LineString","coordinates":[[-101.18621,19.72418],[-101.18316,19.73197],[-101.13383,19.73253]]}}
L.T. VILLA JUÁREZ - VILLA HIDALGO 73350 | LineString | 115 kV |  | 51.95 km | 115kV - 1C - 61.2km - 366ACSR - PC | [5 empty] | CONACYT 2024 (oficial) | {"type":"Feature","properties":{},"geometry":{"type":"LineString","coordinates":[[-101.78426,22.38472],[-101.83111,22.36566],[-101.87195,22.34363],[-101.93045,22.35096],[-101.94322,22.34472],[-101.97604,22.26888],[-102.00977,22.20623],[-102.02275,22.17047],[-102.08763,22.06915],[-102.08855,22.07002],[-102.08843,22.07046]]}}
L.T. AGUASCALIENTES POT. - TECUAN 73390 | LineString | 115 kV |  | 18.45 km | 115kV - 1C - 18.5km - 477ACSR - PC | [5 empty] | CONACYT 2024 (oficial) | {"type":"Feature","properties":{},"geometry":{"type":"LineString","coordinates":[[-102.06368,21.69733],[-102.08339,21.70919],[-102.12369,21.72705],[-102.17049,21.73393],[-102.2193,21.7655],[-102.22174,21.76426]]}}
L.T. SALITRE - JALPA | LineString | 115 kV |  | 26.18 km | 115kV - 1C - 26.1km - 266ACSR 1km - 477ACSR | [5 empty] | CONACYT 2024 (oficial) | {"type":"Feature","properties":{},"geometry":{"type":"LineString","coordinates":[[-102.78949,21.79524],[-102.81289,21.76113],[-102.82318,21.75618],[-102.8463,21.73382],[-102.89553,21.67163],[-102.91298,21.66561],[-102.93695,21.66448],[-102.97282,21.65047]]}}
L.T. JALPA - TLALTENANGO 73110 | LineString | 115 kV |  | 44.6 km | 115kV - 1C - 44.4km - 266ACSR - PC | [5 empty] | CONACYT 2024 (oficial) | {"type":"Feature","properties":{},"geometry":{"type":"LineString","coordinates":[[-102.97277,21.6503],[-102.99092,21.62817],[-103.05596,21.62449],[-103.09236,21.63507],[-103.10552,21.6515],[-103.14014,21.66558],[-103.15356,21.65968],[-103.16231,21.68606],[-103.1739,21.70266],[-103.17526,21.72229],[-103.1879,21.73271],[-103.221,21.73578],[-103.30784,21.77409]]}}
L.T. TLALTENANGO - MINERA BOLAÑOS | LineString | 115 kV |  | 52.64 km | 115kV - 1C - 52.8km - 266ACSR - PC | [5 empty] | CONACYT 2024 (oficial) | {"type":"Feature","properties":{},"geometry":{"type":"LineString","coordinates":[[-103.30787,21.774],[-103.34558,21.81484],[-103.37504,21.81743],[-103.44056,21.81249],[-103.4588,21.8153],[-103.49327,21.79951],[-103.60065,21.83229],[-103.61317,21.82481],[-103.65348,21.83958],[-103.77352,21.85552],[-103.77709,21.85235]]}}
L.T. AGUASCALIENTES OTE. - MARGARITAS | LineString | 115 kV |  | 6.89 km | 115kV - 1C - 7.0km - 795ACSR - PC | [5 empty] | CONACYT 2024 (oficial) | {"type":"Feature","properties":{},"geometry":{"type":"LineString","coordinates":[[-102.28224,21.95077],[-102.28222,21.95101],[-102.26656,21.95229],[-102.27436,21.90704],[-102.27427,21.90642],[-102.27401,21.90646]]}}
L.T. LOS ARELLANO - JATCO | LineString | 115 kV |  | 1.25 km | 115kV - 2C - 1.3km - 477ACSR - TA/PA | [5 empty] | CONACYT 2024 (oficial) | {"type":"Feature","properties":{},"geometry":{"type":"LineString","coordinates":[[-102.27042,21.79457],[-102.27741,21.80079]]}}
L.T. SAN ISIDRO - LA MIRA | LineString | 115 kV |  | 4.87 km | 115kV - 3.7km - 477 ACSR | [5 empty] | CONACYT 2024 (oficial) | {"type":"Feature","properties":{},"geometry":{"type":"LineString","coordinates":[[-102.34406,18.05379],[-102.31081,18.04265],[-102.3197,18.03712],[-102.31982,18.0371]]}}
L.T. C.H. LA VILLITA - LA MIRA | LineString | 115 kV |  | 15.14 km | 115kV - 11km - 336 ACSR | [5 empty] | CONACYT 2024 (oficial) | {"type":"Feature","properties":{},"geometry":{"type":"LineString","coordinates":[[-102.18393,18.04671],[-102.20842,18.03778],[-102.21568,18.03571],[-102.22272,18.03374],[-102.23958,18.02899],[-102.25803,18.03237],[-102.30516,18.04079],[-102.31081,18.04265],[-102.3197,18.03712],[-102.31981,18.03706]]}}
L.T. MARGARITAS - PABELLÓN | LineString | 115 kV |  | 26.53 km | 115kV - 1C - 26km - 795ACSR - PC | [5 empty] | CONACYT 2024 (oficial) | {"type":"Feature","properties":{},"geometry":{"type":"LineString","coordinates":[[-102.28796,22.13701],[-102.24354,22.13153],[-102.24565,22.03842],[-102.2461,22.02072],[-102.24646,22.00616],[-102.26674,21.95196],[-102.28222,21.95101],[-102.2822,21.95078]]}}
L.T. AGUASCALIENTES OTE. - GÓMEZ PORTUGAL 73130 | LineString | 115 kV |  | 19.36 km | 115kV - 2C - 19.3km - 795ACSR - PA - TA | [5 empty] | CONACYT 2024 (oficial) | {"type":"Feature","properties":{},"geometry":{"type":"LineString","coordinates":[[-102.28794,22.01241],[-102.28828,22.01243],[-102.29183,22.02235],[-102.28041,22.02124],[-102.2461,22.02072],[-102.24646,22.00616],[-102.26674,21.95196],[-102.27211,21.93756],[-102.27436,21.90704],[-102.27427,21.90642],[-102.27401,21.90638]]}}
L.T. AGUASCALIENTES I - AGUASCALIENTES NORTE | LineString | 115 kV |  | 6.56 km | 115kV - 1C - 2km - 795 4.7km - 266ACSR - PA - PC | [5 empty] | CONACYT 2024 (oficial) | {"type":"Feature","properties":{},"geometry":{"type":"LineString","coordinates":[[-102.32059,21.91598],[-102.32057,21.9159],[-102.36793,21.91308],[-102.37762,21.91464],[-102.38244,21.91107]]}}
L.T. AZUFRES II 2da. U - AZUFRES SW. | LineString | 115 kV |  | 0.54 km | 115kV - 1C - 0.4km - 795 ACSR - TA | [5 empty] | CONACYT 2024 (oficial) | {"type":"Feature","properties":{},"geometry":{"type":"LineString","coordinates":[[-100.66184,19.82737],[-100.66445,19.83123]]}}
L.T. LÁZARO CÁRDENAS DIST. - CAYACAL 73870 | LineString | 115 kV |  | 4.51 km | 115kV - 5.2km - 477 ACSR | [5 empty] | CONACYT 2024 (oficial) | {"type":"Feature","properties":{},"geometry":{"type":"LineString","coordinates":[[-102.18118,17.96573],[-102.18081,17.96679],[-102.18116,17.97576],[-102.18875,17.9785],[-102.2094,17.96809]]}}
L.T. AGUASCALIENTES POT. - LOS ARELLANO | LineString | 115 kV |  | 8.66 km | 115kV - 1C - 8.6km - 795ACSR TA/PA. | [5 empty] | CONACYT 2024 (oficial) | {"type":"Feature","properties":{},"geometry":{"type":"LineString","coordinates":[[-102.27028,21.7943],[-102.27087,21.79169],[-102.26664,21.76453],[-102.24596,21.75411],[-102.22239,21.76493],[-102.22204,21.76415]]}}
L.T. SAN JUAN DE LOS LAGOS II - SAN JUAN DE LOS LAGOS | LineString | 115 kV |  | 20.38 km | 115kV - 2C - 20.8km - 795 ACSR - TA | [5 empty] | CONACYT 2024 (oficial) | {"type":"Feature","properties":{},"geometry":{"type":"LineString","coordinates":[[-102.31202,21.26614],[-102.32352,21.27573],[-102.33607,21.26868],[-102.36487,21.27132],[-102.38168,21.28578],[-102.39273,21.30434],[-102.42372,21.33159],[-102.42939,21.33159],[-102.43042,21.33188],[-102.43042,21.33252]]}}
L.T. SAN JUAN DE LOS LAGOS II - TEOCALTICHE | LineString | 115 kV |  | 20.48 km | 115kV - 2C - 20.7km - 795 ACSR - TA | [5 empty] | CONACYT 2024 (oficial) | {"type":"Feature","properties":{},"geometry":{"type":"LineString","coordinates":[[-102.56774,21.42481],[-102.56569,21.42117],[-102.52596,21.42058],[-102.4975,21.40897],[-102.473,21.36797],[-102.43983,21.35804],[-102.42939,21.33159],[-102.43042,21.33188],[-102.43022,21.33248]]}}
L.T. LÁZARO CÁRDENAS POT. - C.H. LA VILLITA 73810 | LineString | 115 kV |  | 12.9 km | 115kV - 12.9km - 477 ACSR | [5 empty] | CONACYT 2024 (oficial) | {"type":"Feature","properties":{},"geometry":{"type":"LineString","coordinates":[[-102.12124,17.98771],[-102.11443,17.99745],[-102.15965,18.00425],[-102.16354,18.00744],[-102.16347,18.03841],[-102.18315,18.04818],[-102.18325,18.04764]]}}
L.T. AGUASCALIENTES PONIENTE - AGOSTADERITOD | LineString | 115 kV |  | 4.55 km | 115 kV - 4.5km - 477 ACSR | [5 empty] | CONACYT 2024 (oficial) | {"type":"Feature","properties":{},"geometry":{"type":"LineString","coordinates":[[-102.32063,21.8472],[-102.34299,21.85949],[-102.34522,21.87607]]}}
LT GUAYMAS I - HERMOSILLO 5 | LineString | 115 kV |  | 143.62 km | 115KV-1C-477ACSR-PM | [5 empty] | CONACYT 2024 (oficial) | {"type":"Feature","properties":{},"geometry":{"type":"LineString","coordinates":[[-110.83412,29.03317],[-110.83419,29.03243],[-110.89293,29.03003],[-110.90924,29.00391],[-110.86369,28.96347],[-110.69817,28.60119],[-110.68521,28.50069],[-110.68057,28.47453],[-110.68214,28.44313],[-110.69279,28.42657],[-110.69103,28.39236],[-110.70048,28.35611],[-110.71435,28.28611],[-110.74234,28.08995],[-110.79588,28.00485],[-110.82327,27.97671],[-110.85851,27.99576],[-110.87147,27.94888],[-110.8759,27.94595],[-110.87463,27.94157],[-110.87319,27.93672],[-110.86768,27.92833],[-110.86716,27.92805]]}}
LT PUERTO NUEVO - MISION | LineString | 115 kV |  | 24.31 km | 115 KV - 1C - 24.30 KM - 795 ACSR - TA | [5 empty] | CONACYT 2024 (oficial) | {"type":"Feature","properties":{},"geometry":{"type":"LineString","coordinates":[[-116.93556,32.24778],[-116.89551,32.25962],[-116.88457,32.24678],[-116.89,32.22472],[-116.88722,32.20194],[-116.87611,32.16528],[-116.84708,32.12975],[-116.87654,32.10518],[-116.8746,32.10049]]}}
LT EL CIPRES - EL SAUZAL | LineString | 115 kV |  | 34.49 km | 115 KV - 1C - 34.48 KM - 795 ACSR - TA | [5 empty] | CONACYT 2024 (oficial) | {"type":"Feature","properties":{},"geometry":{"type":"LineString","coordinates":[[-116.58467,31.77696],[-116.58425,31.77709],[-116.58302,31.77754],[-116.57969,31.77814],[-116.57887,31.77834],[-116.54094,31.85309],[-116.54027,31.85418],[-116.53123,31.87131],[-116.54015,31.89059],[-116.60287,31.91976],[-116.67439,31.95068],[-116.70324,31.90696],[-116.70296,31.90686]]}}
L.T. ZACATECAS - CIENEGUILLAS 73270 | LineString | 115 kV |  | 15.24 km | 115kV - 1C - 10.4km - 795ACSR - PM Y PC | [5 empty] | CONACYT 2024 (oficial) | {"type":"Feature","properties":{},"geometry":{"type":"LineString","coordinates":[[-102.6872,22.72026],[-102.66834,22.76307],[-102.6607,22.77076],[-102.58037,22.75827],[-102.57672,22.76181]]}}
L.T. ZACATECAS II - OJOCALIENTE 73510 | LineString | 115 kV |  | 32.16 km | 115kV - 1C - 30.4km - 477ACSR - PC | [5 empty] | CONACYT 2024 (oficial) | {"type":"Feature","properties":{},"geometry":{"type":"LineString","coordinates":[[-102.24381,22.57936],[-102.23836,22.58392],[-102.34337,22.7393],[-102.4127,22.75238],[-102.44777,22.75068]]}}
L.T. ZACATECAS II - OJOCALIENTE 73190 | LineString | 115 kV |  | 31.8 km | 115kV - 1C - 32.5km - 477ACSR - PC | [5 empty] | CONACYT 2024 (oficial) | {"type":"Feature","properties":{},"geometry":{"type":"LineString","coordinates":[[-102.24406,22.57951],[-102.2404,22.58499],[-102.24896,22.60422],[-102.34334,22.73886],[-102.41772,22.75214],[-102.44768,22.75069]]}}
L.T. SAN LUIS I - LA PILA TAP VITROMEX | LineString | 115 kV |  | 0.18 km | 115kV - 1C - 0.17km - 795ACSR - TA Y PC | [5 empty] | CONACYT 2024 (oficial) | {"type":"Feature","properties":{},"geometry":{"type":"LineString","coordinates":[[-100.8861,22.03492],[-100.88674,22.03626]]}}
L.T. SAN LUIS I - LA PILA | LineString | 115 kV |  | 18.68 km | 115kV - 2C - 18.7km - 477/795ACSR - TA PAPM Y PC | [5 empty] | CONACYT 2024 (oficial) | {"type":"Feature","properties":{},"geometry":{"type":"LineString","coordinates":[[-100.90802,22.09498],[-100.90769,22.09643],[-100.90632,22.09767],[-100.90393,22.0999],[-100.90901,22.10506],[-100.91253,22.10863],[-100.91754,22.10415],[-100.91811,22.08946],[-100.9002,22.07461],[-100.89371,22.04737],[-100.88674,22.03626],[-100.87842,22.01748],[-100.85948,22.0215],[-100.84824,22.03107]]}}
L.T. OJO CALIENTE - SALINAS TAB PANFILO NATERA 73500 | LineString | 115 kV |  | 0.04 km | 115kV - 1C - 0.02km - 1/0ACSR | [5 empty] | CONACYT 2024 (oficial) | {"type":"Feature","properties":{},"geometry":{"type":"LineString","coordinates":[[-102.09094,22.67835],[-102.09087,22.67869]]}}
L.T. SAN LUIS I - LA PILA TAP 3M | LineString | 115 kV |  | 0.09 km | 115kV - 1C - 0.1km - 477ACSR - PA Y SUBTERRANEA | [5 empty] | CONACYT 2024 (oficial) | {"type":"Feature","properties":{},"geometry":{"type":"LineString","coordinates":[[-100.88456,22.07111],[-100.88378,22.07095]]}}
L.T. SALITRE - TARAY | LineString | 115 kV |  | 43.24 km | 115kV - 1C - 44km - 795ACSR - TA | [5 empty] | CONACYT 2024 (oficial) | {"type":"Feature","properties":{},"geometry":{"type":"LineString","coordinates":[[-102.78938,21.79531],[-102.78316,21.78863],[-102.76839,21.79988],[-102.73503,21.80793],[-102.69819,21.82389],[-102.62234,21.85949],[-102.55736,21.86177],[-102.51888,21.78768],[-102.49534,21.75909],[-102.50921,21.727]]}}
L.T. PEÑUELAS - ENCARNACIÓN DE DÍAZ | LineString | 115 kV |  | 20.95 km | 115kV - 1C - 21.8km - 266ACSR - PC | [5 empty] | CONACYT 2024 (oficial) | {"type":"Feature","properties":{},"geometry":{"type":"LineString","coordinates":[[-102.27872,21.71005],[-102.27804,21.70988],[-102.27195,21.70963],[-102.28875,21.66368],[-102.27492,21.64025],[-102.27734,21.61866],[-102.26554,21.60729],[-102.25649,21.57274],[-102.25693,21.56114],[-102.23909,21.54572]]}}
L.T. SAN LUIS II - MOCTEZUMA TAP J. CARRILLO | LineString | 115 kV |  | 15.76 km | 115kV - 1C - 15.6km - 336ACSR - TA Y PC | [5 empty] | CONACYT 2024 (oficial) | {"type":"Feature","properties":{},"geometry":{"type":"LineString","coordinates":[[-100.99928,22.36436],[-101.02457,22.359],[-101.05613,22.375],[-101.1051,22.38454],[-101.14499,22.38228]]}}
L.T. SAN LUIS II - MOCTEZUMA TAP PEÑASCO | LineString | 115 kV |  | 3.6 km | 115kV - 1C - 3.6km - 336ACSR - TA Y PC | [5 empty] | CONACYT 2024 (oficial) | {"type":"Feature","properties":{},"geometry":{"type":"LineString","coordinates":[[-100.95408,22.30188],[-100.98787,22.29374]]}}
L.T. SAN LUIS I - LA PILA TAP TISAMATIC | LineString | 115 kV |  | 0.04 km | 115kV - 1C - 0.04km - 3/0 - 795ACSR - PA | [5 empty] | CONACYT 2024 (oficial) | {"type":"Feature","properties":{},"geometry":{"type":"LineString","coordinates":[[-100.90901,22.10506],[-100.90884,22.10536]]}}
L.T. SAN LUIS I - LA PILA TAP SELVA | LineString | 115 kV |  | 0.62 km | 115kV - 1C - 0.4km - 477ACSR - PA | [5 empty] | CONACYT 2024 (oficial) | {"type":"Feature","properties":{},"geometry":{"type":"LineString","coordinates":[[-100.86974,22.04946],[-100.86958,22.04953],[-100.86967,22.04948],[-100.87478,22.04721]]}}
L.T. LA PILA - TRES NACIONES | LineString | 115 kV |  | 3.94 km | 115kV - 2C - 3.5km - 795ACSR - TA PA Y SUBTERRANE | [5 empty] | CONACYT 2024 (oficial) | {"type":"Feature","properties":{},"geometry":{"type":"LineString","coordinates":[[-100.86868,22.04875],[-100.86974,22.04946],[-100.85704,22.02735],[-100.84889,22.0311],[-100.84832,22.03123]]}}
L.T. SAN LUIS I - LA PILA TAP TANQUE TENORIO | LineString | 115 kV |  | 6.01 km | 115kV - 1C - 6.7km - 477ACSR - PA | [5 empty] | CONACYT 2024 (oficial) | {"type":"Feature","properties":{},"geometry":{"type":"LineString","coordinates":[[-100.90428,22.09182],[-100.90394,22.09212],[-100.90329,22.09232],[-100.89544,22.09908],[-100.89216,22.10174],[-100.87958,22.10382],[-100.87985,22.12401]]}}
L.T. SAN LUIS I - NACOBRE | LineString | 115 kV |  | 0.89 km | 115kV - 1C - 0.9km - 477ACSR | [5 empty] | CONACYT 2024 (oficial) | {"type":"Feature","properties":{},"geometry":{"type":"LineString","coordinates":[[-100.90862,22.0947],[-100.91456,22.09848]]}}
L.T. SAN LUIS I - LA PILA TAP FEVISA | LineString | 115 kV |  | 0.11 km | 115kV - 1C - 0.11 - kM - 336ACSR - PA | [5 empty] | CONACYT 2024 (oficial) | {"type":"Feature","properties":{},"geometry":{"type":"LineString","coordinates":[[-100.89411,22.04645],[-100.89371,22.04737]]}}
L.T. SAN LUIS I - LA PILA TAP DELCO | LineString | 115 kV |  | 0.07 km | 115kV - 1C - 0.06km - 477ACSR - PA | [5 empty] | CONACYT 2024 (oficial) | {"type":"Feature","properties":{},"geometry":{"type":"LineString","coordinates":[[-100.87341,22.05459],[-100.87284,22.05486]]}}
L.T. SAN LUIS I - INDUSTRIAS TAP DICUMSA | LineString | 115 kV |  | 1.26 km | 115kV - 1C - 0.8km - 477ACSR - PA | [5 empty] | CONACYT 2024 (oficial) | {"type":"Feature","properties":{},"geometry":{"type":"LineString","coordinates":[[-100.89541,22.0993],[-100.89544,22.09908],[-100.90048,22.09474],[-100.90329,22.09232],[-100.90394,22.09212],[-100.90428,22.09182]]}}
L.T. PRADERA - CRUCERO II | LineString | 115 kV |  | 41.92 km | 115kV - 43km - 795 ACSR | [5 empty] | CONACYT 2024 (oficial) | {"type":"Feature","properties":{},"geometry":{"type":"LineString","coordinates":[[-102.35736,19.11364],[-102.35764,19.11378],[-102.404,19.13469],[-102.4748,19.16222],[-102.53918,19.17252],[-102.58777,19.23302],[-102.59748,19.22728],[-102.60226,19.20598],[-102.65438,19.20844],[-102.66941,19.21227],[-102.67462,19.21761]]}}
L.T. ZAPOTILTIC ENTQ. CD. GUZMÁN - CEMENTO TOLTECA | LineString | 115 kV |  | 0.02 km | 115kV - 2C - 0.1km - 477 ACSR - TA | [5 empty] | CONACYT 2024 (oficial) | {"type":"Feature","properties":{},"geometry":{"type":"LineString","coordinates":[[-103.43281,19.63296],[-103.43259,19.63294]]}}
L.T. DANISCO TAP TECOMAN - TECOLAPA 73280 | LineString | 115 kV |  | 1.36 km | 115kV - 1C - 1.36km - 336 ACSR - PA | [5 empty] | CONACYT 2024 (oficial) | {"type":"Feature","properties":{},"geometry":{"type":"LineString","coordinates":[[-103.8842,18.96843],[-103.87511,18.95968]]}}
L.T. AGUASCALIENTES OTE. - AGUASCALIENTES NORTE | LineString | 115 kV |  | 5.82 km | 115kV - 1C - 4.80km - 336ACSR + 1km - 477ACSR | [5 empty] | CONACYT 2024 (oficial) | {"type":"Feature","properties":{},"geometry":{"type":"LineString","coordinates":[[-102.27399,21.90629],[-102.28654,21.91824],[-102.32048,21.91599]]}}
L.T. AGUASCALIENTES I - AGUASCALIENTES NORTE | LineString | 115 kV |  | 6.57 km | 115kV - 1C - 6.5km - 795 0.8km - 336ACSR - PA - PC | [5 empty] | CONACYT 2024 (oficial) | {"type":"Feature","properties":{},"geometry":{"type":"LineString","coordinates":[[-102.32055,21.91598],[-102.32057,21.9159],[-102.36793,21.91308],[-102.37762,21.91464],[-102.38228,21.91119],[-102.38238,21.91101]]}}
L.T. AGUASCALIENTES I - AGUASCALIENTES PONIENTE 73920 | LineString | 115 kV |  | 11.04 km | 115kV - 1C - 4.4km - 336 6km - 795ACSR - PC | [5 empty] | CONACYT 2024 (oficial) | {"type":"Feature","properties":{},"geometry":{"type":"LineString","coordinates":[[-102.38251,21.91114],[-102.38228,21.91119],[-102.37762,21.91464],[-102.36793,21.91308],[-102.32614,21.91551],[-102.3437,21.89259],[-102.34532,21.87612]]}}
L.T. AGUASCALIENTES I - CALVILLO 73910 | LineString | 115 kV |  | 36.96 km | 115kV - 1C - 37.7km - 266ACSR - PC | [5 empty] | CONACYT 2024 (oficial) | {"type":"Feature","properties":{},"geometry":{"type":"LineString","coordinates":[[-102.38258,21.9112],[-102.38638,21.91254],[-102.39059,21.90703],[-102.47094,21.88619],[-102.50392,21.89113],[-102.5538,21.92193],[-102.59226,21.90336],[-102.61549,21.88215],[-102.63635,21.88417],[-102.68885,21.86679],[-102.69608,21.85329]]}}
L.T. AGUASCALIENTES OTE. - CUMBRES | LineString | 115 kV |  | 2.23 km | 115kV - 1C - 2.2km - 336ACSR - PC | [5 empty] | CONACYT 2024 (oficial) | {"type":"Feature","properties":{},"geometry":{"type":"LineString","coordinates":[[-102.25967,21.8977],[-102.27423,21.90568],[-102.27424,21.90605],[-102.27401,21.90606]]}}
L.T. AGUASCALIENTES OTE. - TECNOLOGICO | LineString | 115 kV |  | 4.19 km | 115kV - 1C - 4.10km - 266ACSR - PC - PM | [5 empty] | CONACYT 2024 (oficial) | {"type":"Feature","properties":{},"geometry":{"type":"LineString","coordinates":[[-102.25647,21.87429],[-102.27423,21.90568],[-102.27424,21.90605],[-102.274,21.90615]]}}
L.T. AGUASCALIENTES OTE. - VILLA JUÁREZ | LineString | 115 kV |  | 29.51 km | 115kV - 1C - 29.5km - 336ACSR - PC - PM | [5 empty] | CONACYT 2024 (oficial) | {"type":"Feature","properties":{},"geometry":{"type":"LineString","coordinates":[[-102.274,21.90651],[-102.27427,21.90642],[-102.27436,21.90704],[-102.26757,21.94754],[-102.25667,21.97674],[-102.14969,22.00231],[-102.1007,22.04982],[-102.08763,22.06915],[-102.08855,22.07002],[-102.08836,22.07044]]}}
L.T. AGUASCALIENTES SUR - TECNOLOGICO | LineString | 115 kV |  | 9.28 km | 115kV - 1C - 9.2km - 266ACSR - PC | [5 empty] | CONACYT 2024 (oficial) | {"type":"Feature","properties":{},"geometry":{"type":"LineString","coordinates":[[-102.25643,21.87425],[-102.25106,21.8565],[-102.26281,21.82932],[-102.26333,21.8235],[-102.27687,21.82379],[-102.28078,21.83683]]}}
L.T. CUMBRES - TEXAS INSTRUMENT | LineString | 115 kV |  | 4.26 km | 115kV - 1C - 0.86km - 477ACSR 3.4km - 336ACSR | [5 empty] | CONACYT 2024 (oficial) | {"type":"Feature","properties":{},"geometry":{"type":"LineString","coordinates":[[-102.25965,21.89753],[-102.25568,21.86733],[-102.2584,21.86542],[-102.25902,21.86415],[-102.25874,21.8622],[-102.25922,21.86235]]}}
L.T. SALITRE - CALVILLO | LineString | 115 kV |  | 12.31 km | 115kV - 1C - 12.3km - 266ACSR 1km - 477ACSR | [5 empty] | CONACYT 2024 (oficial) | {"type":"Feature","properties":{},"geometry":{"type":"LineString","coordinates":[[-102.69607,21.85309],[-102.72284,21.85289],[-102.76125,21.82722],[-102.78928,21.79537]]}}
L.T. TEXAS INST ENTQ AGS POT - NISSAN | LineString | 115 kV |  | 17.95 km | NO DEFINIDO | [5 empty] | CONACYT 2024 (oficial) | {"type":"Feature","properties":{},"geometry":{"type":"LineString","coordinates":[[-102.22189,21.76422],[-102.22239,21.76493],[-102.24596,21.75411],[-102.26664,21.76453],[-102.27087,21.79169],[-102.26512,21.81603],[-102.26333,21.8235],[-102.26281,21.82932],[-102.25136,21.85654],[-102.25568,21.86733],[-102.2584,21.86542],[-102.25902,21.86415],[-102.25874,21.8622],[-102.25924,21.86228]]}}
L.T. AGUASCALIENTES I - TARAY | LineString | 115 kV |  | 28.81 km | 115kV - 1C - 29.0km - 477ACSR - PC | [5 empty] | CONACYT 2024 (oficial) | {"type":"Feature","properties":{},"geometry":{"type":"LineString","coordinates":[[-102.3826,21.91122],[-102.38638,21.91254],[-102.39201,21.8709],[-102.39577,21.80152],[-102.45082,21.79046],[-102.48477,21.76134],[-102.4939,21.76038],[-102.50915,21.72704]]}}
L.T. SAN FRANCISCO - SAN FRANCISCO IND | LineString | 115 kV |  | 1.56 km | 115kV - 1C - 1.5km - 795ACSR - PA - PC | [5 empty] | CONACYT 2024 (oficial) | {"type":"Feature","properties":{},"geometry":{"type":"LineString","coordinates":[[-102.26628,22.03846],[-102.26663,22.03767],[-102.28002,22.03607],[-102.28038,22.03606]]}}
L.T. SAN FRANCISCO - GÓMEZ PORTUGAL | LineString | 115 kV |  | 11.76 km | 115kV - 1C - 11.7km - 795ACSR - PC - PA | [5 empty] | CONACYT 2024 (oficial) | {"type":"Feature","properties":{},"geometry":{"type":"LineString","coordinates":[[-102.28038,22.03613],[-102.28002,22.03607],[-102.26371,22.03805],[-102.24565,22.03842],[-102.2461,22.02072],[-102.28041,22.02124],[-102.29183,22.02235],[-102.28828,22.01243],[-102.28797,22.01232]]}}
L.T. VALLE DE LAS DELICIAS - SAN FRANCISCO IND. | LineString | 115 kV |  | 33.16 km | 115kV - 1C - 33km - 795ACSR | [5 empty] | CONACYT 2024 (oficial) | {"type":"Feature","properties":{},"geometry":{"type":"LineString","coordinates":[[-102.26627,22.03835],[-102.26663,22.03767],[-102.26371,22.03805],[-102.24538,22.03854],[-102.24302,22.13441],[-102.24063,22.22935],[-102.23377,22.28609],[-102.23512,22.31544]]}}
L.T. PABELLÓN - SAN ANTONIO | LineString | 115 kV |  | 15.07 km | 115kV - 1C - 15.3km - 795ACSR - PC | [5 empty] | CONACYT 2024 (oficial) | {"type":"Feature","properties":{},"geometry":{"type":"LineString","coordinates":[[-102.24115,22.2266],[-102.24302,22.13441],[-102.28798,22.13709]]}}
L.T. TAPEIXTLES DIST. - COLOMO 73230 | LineString | 115 kV |  | 3.64 km | 115kV - 2C - 3.5km - 477 ACSR - TA | [5 empty] | CONACYT 2024 (oficial) | {"type":"Feature","properties":{},"geometry":{"type":"LineString","coordinates":[[-104.27321,19.07949],[-104.27248,19.0798],[-104.26921,19.05554],[-104.27525,19.05128],[-104.27568,19.05131]]}}
L.T. AGUASCALIENTES OTE. - PALO ALTO 73070 | LineString | 115 kV |  | 31.75 km | 115kV - 1C - 26.3km - 336ACSR - PC | [5 empty] | CONACYT 2024 (oficial) | {"type":"Feature","properties":{},"geometry":{"type":"LineString","coordinates":[[-102.27401,21.90623],[-102.27424,21.90605],[-102.27423,21.90568],[-102.24493,21.92278],[-102.02763,21.91186],[-101.97584,21.91507]]}}
L.T. PALO ALTO - OJUELOS | LineString | 115 kV |  | 59.88 km | 115kV - 1C - 60km - 336ACSR - PC | [5 empty] | CONACYT 2024 (oficial) | {"type":"Feature","properties":{},"geometry":{"type":"LineString","coordinates":[[-101.58609,21.8733],[-101.60968,21.88151],[-101.63037,21.89286],[-101.6442,21.8902],[-101.73343,21.83439],[-101.75492,21.82196],[-101.77511,21.82018],[-101.81196,21.79507],[-101.83573,21.7689],[-101.87721,21.74835],[-101.9175,21.76124],[-101.92601,21.79099],[-101.94496,21.80677],[-101.9721,21.83005],[-101.96801,21.8514],[-101.97794,21.88001],[-101.97587,21.91504]]}}
L.T. TECUAN TAP PALO ALTO - OJUELOS | LineString | 115 kV |  | 18.43 km | 115kV - 1C - 10.0km - 477ACSR - PC | [5 empty] | CONACYT 2024 (oficial) | {"type":"Feature","properties":{},"geometry":{"type":"LineString","coordinates":[[-102.06363,21.69733],[-102.0564,21.69579],[-101.99486,21.73264],[-101.97938,21.74487],[-101.9719,21.77828],[-101.94496,21.80677]]}}
L.T. CHIHUAHUA PONIENTE - PALOMAR | LineString | 115 kV |  | 9.95 km | 115KV-1C-9.95KM-477ACSR-TA/PT/UPM | [5 empty] | CONACYT 2024 (oficial) | {"type":"Feature","properties":{},"geometry":{"type":"LineString","coordinates":[[-106.08929,28.63714],[-106.08933,28.63693],[-106.11429,28.64706],[-106.10727,28.59738],[-106.10446,28.59573]]}}
L.T. CHIHUAHUA PLANTA - ROBINSON | LineString | 115 kV |  | 4.97 km | 115KV-1C-4.95KM-477ACSR-HC/HM/UPM | [5 empty] | CONACYT 2024 (oficial) | {"type":"Feature","properties":{},"geometry":{"type":"LineString","coordinates":[[-106.08803,28.66553],[-106.07981,28.66825],[-106.05728,28.65686],[-106.05209,28.65455],[-106.05207,28.65432]]}}
L.T. LPL - OASIS | LineString | 115 kV |  | 31.55 km | 115KV-1C-366ACSR-31.53KM-PC | [5 empty] | CONACYT 2024 (oficial) | {"type":"Feature","properties":{},"geometry":{"type":"LineString","coordinates":[[-104.49265,28.97334],[-104.47126,28.89983],[-104.46428,28.69141]]}}
L.T. ROBINSON - PAPELERA | LineString | 115 kV |  | 1.48 km | 115KV-1C-1.47KM-477ACSR-HC/HM/UPM/PT | [5 empty] | CONACYT 2024 (oficial) | {"type":"Feature","properties":{},"geometry":{"type":"LineString","coordinates":[[-106.063,28.65649],[-106.05728,28.65686],[-106.05209,28.65455]]}}
L.T. ROBINSON - COMPLEJO SEGURIDAD | LineString | 115 kV |  | 2.98 km | 115KV-1C-3.011KM-477ACSR-HM/PT | [5 empty] | CONACYT 2024 (oficial) | {"type":"Feature","properties":{},"geometry":{"type":"LineString","coordinates":[[-106.03717,28.66556],[-106.04981,28.65747],[-106.05203,28.6543]]}}
L.T. ROBINSON - TABALAOPA | LineString | 115 kV |  | 4.57 km | 115KV-1C- 4.562KM-477ACSR-P.M/PA. | [5 empty] | CONACYT 2024 (oficial) | {"type":"Feature","properties":{},"geometry":{"type":"LineString","coordinates":[[-106.01253,28.64702],[-106.0258,28.65114],[-106.04981,28.65747],[-106.05203,28.6543]]}}
L.T. VITROMEX - VITROMEX CFE | LineString | 115 kV |  | 0.73 km | 115KV-1C-0.72KM-477ACSR-TA | [5 empty] | CONACYT 2024 (oficial) | {"type":"Feature","properties":{},"geometry":{"type":"LineString","coordinates":[[-105.97294,28.65172],[-105.97283,28.65203],[-105.97935,28.65068],[-105.97946,28.65087]]}}
L.T. VITROMEX TAP AVALOS - ALDAMA | LineString | 115 kV |  | 1.26 km | 115KV -1C-1.25KM-477ACSR-TA | [5 empty] | CONACYT 2024 (oficial) | {"type":"Feature","properties":{},"geometry":{"type":"LineString","coordinates":[[-105.97782,28.64636],[-105.97935,28.65068],[-105.97283,28.65203],[-105.973,28.65189]]}}
L.T. AVALOS - ROBINSON | LineString | 115 kV |  | 8.03 km | 115KV-1C- 7.97KM-477ACSR-HC/HM | [5 empty] | CONACYT 2024 (oficial) | {"type":"Feature","properties":{},"geometry":{"type":"LineString","coordinates":[[-106.05199,28.65428],[-106.0435,28.6454],[-106.02448,28.6384],[-105.99193,28.62043],[-105.99548,28.6135]]}}
L.T. AVALOS - OCAMPO | LineString | 115 kV |  | 10.34 km | 115 KV-1C-10.33KM- 477ACSR-HC/HM/UPM/PT | [5 empty] | CONACYT 2024 (oficial) | {"type":"Feature","properties":{},"geometry":{"type":"LineString","coordinates":[[-106.0516,28.61941],[-106.06176,28.6014],[-106.00085,28.60269],[-105.99605,28.61371]]}}
L.T. CHIHUAHUA PONIENTE - OCAMPO | LineString | 115 kV |  | 7.62 km | 115KV- 1C-7.62KM-477ACSR-HC/HM/UPM/PT | [5 empty] | CONACYT 2024 (oficial) | {"type":"Feature","properties":{},"geometry":{"type":"LineString","coordinates":[[-106.0516,28.61941],[-106.06176,28.6014],[-106.10426,28.59567]]}}
L.T. CHIHUAHUA PONIENTE - CUAUHTEMOC I | LineString | 115 kV |  | 95.66 km | 115KV-1C-115KV-95.63KM-266ACSR-HC/HM/UPM | [5 empty] | CONACYT 2024 (oficial) | {"type":"Feature","properties":{},"geometry":{"type":"LineString","coordinates":[[-106.10428,28.59561],[-106.11128,28.57546],[-106.12709,28.57158],[-106.17788,28.52274],[-106.18186,28.52298],[-106.20226,28.45821],[-106.25275,28.37085],[-106.26538,28.35982],[-106.316,28.34989],[-106.34269,28.33926],[-106.48298,28.30511],[-106.53317,28.3103],[-106.58911,28.35592],[-106.68476,28.37876],[-106.71261,28.37167],[-106.80714,28.40311],[-106.82138,28.39958],[-106.85167,28.40824],[-106.85607,28.41947]]}}
L.T. FORD MANIOBRAS - COMPONENTES CHIHUAHUA | LineString | 115 kV |  | 0.27 km | 115KV-1C-0.266KM-266ACSR-UPM | [5 empty] | CONACYT 2024 (oficial) | {"type":"Feature","properties":{},"geometry":{"type":"LineString","coordinates":[[-106.12714,28.71339],[-106.12492,28.71439]]}}
L.T. FORD - FORD MANIOBRAS | LineString | 115 kV |  | 0.51 km | 115KV-2C-0.50KM-477ACSR-PM | [5 empty] | CONACYT 2024 (oficial) | {"type":"Feature","properties":{},"geometry":{"type":"LineString","coordinates":[[-106.12745,28.71182],[-106.12479,28.71445]]}}
L.T. TABALAOPA TAP AVALOS - PANELES PONDEROSA | LineString | 115 kV |  | 1.38 km | 115KV-1C-477ACSR-1.37KM-PC-PM | [5 empty] | CONACYT 2024 (oficial) | {"type":"Feature","properties":{},"geometry":{"type":"LineString","coordinates":[[-106.01174,28.63855],[-106.01239,28.64697]]}}
L.T. AVALOS - PANELES | LineString | 115 kV |  | 4.42 km | 115KV-1C-266/477ACSR-4.38KM-PC-PM | [5 empty] | CONACYT 2024 (oficial) | {"type":"Feature","properties":{},"geometry":{"type":"LineString","coordinates":[[-106.01478,28.63962],[-106.01174,28.63855],[-105.99012,28.62202],[-105.99537,28.61315]]}}
L.T. CHIHUAHUA PONIENTE - CUAUHTEMOC I | LineString | 115 kV |  | 93.82 km | 115KV-1C-93.80KM-477ACSR-HC/HM/UPM | [5 empty] | CONACYT 2024 (oficial) | {"type":"Feature","properties":{},"geometry":{"type":"LineString","coordinates":[[-106.10452,28.59566],[-106.11792,28.58496],[-106.18198,28.52347],[-106.20249,28.45829],[-106.25312,28.37113],[-106.26599,28.35993],[-106.31246,28.35211],[-106.34452,28.33903],[-106.48198,28.30555],[-106.53305,28.31081],[-106.58888,28.35634],[-106.68479,28.37926],[-106.71256,28.37215],[-106.77719,28.39545],[-106.81546,28.40645],[-106.85081,28.42315],[-106.85609,28.41951]]}}
L.T. QUEVEDO - MENONITA | LineString | 115 kV |  | 41.74 km | 115 kV-1C- 41.7KM- 477 ACSR- TA | [5 empty] | CONACYT 2024 (oficial) | {"type":"Feature","properties":{},"geometry":{"type":"LineString","coordinates":[[-107.04632,29.16748],[-107.07951,29.12408],[-107.17044,29.11444],[-107.26078,29.10941],[-107.42274,29.04143],[-107.42125,29.03669]]}}
L.T. VALLE DE JUAREZ - TECNOLOGICO | LineString | 115 kV |  | 6.92 km | 115KV-2C-1113ACSR- 6.91KM- TA | [5 empty] | CONACYT 2024 (oficial) | {"type":"Feature","properties":{},"geometry":{"type":"LineString","coordinates":[[-106.37286,31.70282],[-106.38649,31.70699],[-106.40597,31.69358],[-106.41959,31.70653],[-106.42138,31.70651],[-106.42176,31.70784]]}}
L.T. VALLE DE JUAREZ - RIVEREÑA | LineString | 115 kV |  | 7.99 km | 115 KV-2C-477ACSR- 7.99 KM - PA | [5 empty] | CONACYT 2024 (oficial) | {"type":"Feature","properties":{},"geometry":{"type":"LineString","coordinates":[[-106.37267,31.70274],[-106.3799,31.73246],[-106.41804,31.7501]]}}
L.T. COLEGIO - FUENTES | LineString | 115 kV |  | 4.24 km | 115KV-1C-477ACSR- 5.5 KM - 2C PA | [5 empty] | CONACYT 2024 (oficial) | {"type":"Feature","properties":{},"geometry":{"type":"LineString","coordinates":[[-106.41435,31.73031],[-106.42424,31.74188],[-106.43671,31.73134]]}}
L.T. INSURGENTES - DIABLO | LineString | 115 kV |  | 5.48 km | 115KV- 5.4KM- 900ACSR -1C-TA | [5 empty] | CONACYT 2024 (oficial) | {"type":"Feature","properties":{},"geometry":{"type":"LineString","coordinates":[[-106.57379,31.75616],[-106.52384,31.73395]]}}
L.T. CASAS GRANDES - JANOS | LineString | 115 kV |  | 59.0 km | 115KV-1C-59.0KM-477ACSR-PM-PA-PC | [5 empty] | CONACYT 2024 (oficial) | {"type":"Feature","properties":{},"geometry":{"type":"LineString","coordinates":[[-108.17823,30.87974],[-108.17265,30.87162],[-108.05653,30.74017],[-107.96782,30.54115],[-107.93545,30.47027],[-107.9069,30.46713],[-107.90562,30.42623],[-107.90558,30.4258]]}}
L.T. NUEVO CASAS GRANDES II- CASAS GRANDES | LineString | 115 kV |  | 11.71 km | 115KV-1C-12.0KM-795ACSR-PT-PM | [5 empty] | CONACYT 2024 (oficial) | {"type":"Feature","properties":{},"geometry":{"type":"LineString","coordinates":[[-107.90572,30.42525],[-107.91282,30.42513],[-107.91335,30.45272],[-107.90193,30.52388]]}}
L.T. CASAS GRANDES - BENITO JUAREZ | LineString | 115 kV |  | 113.28 km | 115KV-1C-40.0KM-477ACSR-PC-DH-PM | [5 empty] | CONACYT 2024 (oficial) | {"type":"Feature","properties":{},"geometry":{"type":"LineString","coordinates":[[-107.90562,30.4257],[-107.89625,30.405],[-107.87733,30.38193],[-107.87457,30.37203],[-107.8223,30.30753],[-107.79885,30.28892],[-107.78168,30.2813],[-107.74628,30.24107],[-107.69233,30.2116],[-107.33571,30.11798],[-106.96948,30.11091],[-106.8787,30.13682]]}}
L.T. CASAS GRANDES - BENITO JUAREZ | LineString | 115 kV |  | 113.26 km | 115KV-1C-115.3KM-795ACSR-PT-PM | [5 empty] | CONACYT 2024 (oficial) | {"type":"Feature","properties":{},"geometry":{"type":"LineString","coordinates":[[-106.87856,30.13684],[-106.9694,30.11062],[-107.33577,30.11765],[-107.69243,30.21133],[-107.74652,30.24083],[-107.78177,30.28097],[-107.79887,30.28872],[-107.82293,30.30777],[-107.8977,30.40012],[-107.89833,30.41862],[-107.90572,30.42525],[-107.90608,30.42553]]}}
L.T. MOCTEZUMA - BENITO JUAREZ | LineString | 115 kV |  | 41.48 km | 115KV-1C-41.3KM-477ACSR-PC/PM | [5 empty] | CONACYT 2024 (oficial) | {"type":"Feature","properties":{},"geometry":{"type":"LineString","coordinates":[[-106.45391,30.17946],[-106.6912,30.14875],[-106.7635,30.15286],[-106.87852,30.13693]]}}
L.T. MOCTEZUMA - BENITO JUAREZ | LineString | 115 kV |  | 41.43 km | 115KV-1C-41.3KM-477ACSR-PC/PM | [5 empty] | CONACYT 2024 (oficial) | {"type":"Feature","properties":{},"geometry":{"type":"LineString","coordinates":[[-106.8785,30.13687],[-106.76411,30.15254],[-106.69119,30.14839],[-106.49691,30.1733],[-106.45401,30.17941]]}}
L.T. MESTEÑAS - OASIS | LineString | 115 kV |  | 61.28 km | 115KV- 2C-61.3KM-1113ACSR-TA | [5 empty] | CONACYT 2024 (oficial) | {"type":"Feature","properties":{},"geometry":{"type":"LineString","coordinates":[[-104.49438,28.43064],[-104.46979,28.48601],[-104.46321,28.50741],[-104.46541,28.62126],[-104.46065,28.63567],[-104.4638,28.80402],[-104.47003,28.89972],[-104.49262,28.97343]]}}
L.T. ASCENSION II - PALOMAS | LineString | 115 kV |  | 32.38 km | 115KV-1C-25.0kM-477ACSR-PM-PC | [5 empty] | CONACYT 2024 (oficial) | {"type":"Feature","properties":{},"geometry":{"type":"LineString","coordinates":[[-107.83085,31.26035],[-107.76923,31.31695],[-107.76028,31.38285],[-107.74252,31.40372],[-107.61927,31.46492]]}}
L.T. JANOS - ASCENSION | LineString | 115 kV |  | 29.57 km | 115KV-1C-29.52KM-795ACSR-PM-PC | [5 empty] | CONACYT 2024 (oficial) | {"type":"Feature","properties":{},"geometry":{"type":"LineString","coordinates":[[-108.17828,30.8798],[-108.17932,30.89275],[-108.13903,30.97509],[-108.12462,30.99037],[-108.08353,30.98572],[-108.03678,31.03767],[-108.01045,31.07075]]}}
L.T. BISMARK TAP ASCENSION II - PALOMAS | LineString | 115 kV |  | 24.56 km | 115KV-1C-25.0KM-477ACSR-PM-PC | [5 empty] | CONACYT 2024 (oficial) | {"type":"Feature","properties":{},"geometry":{"type":"LineString","coordinates":[[-107.59207,31.23768],[-107.6143,31.23965],[-107.64702,31.23373],[-107.70332,31.23468],[-107.72028,31.24227],[-107.78115,31.24748],[-107.7958,31.23722],[-107.82177,31.2497],[-107.83072,31.25977]]}}
L.T. FRANCISCO VILLA - NAICA | LineString | 115 kV |  | 59.03 km | 115KV-1C-59.01KM-3/0-795ACSR-PM/PC | [5 empty] | CONACYT 2024 (oficial) | {"type":"Feature","properties":{},"geometry":{"type":"LineString","coordinates":[[-105.50482,27.8692],[-105.5049,27.8688],[-105.50467,27.86791],[-105.70347,28.07378],[-105.62459,28.07338],[-105.57045,28.12708],[-105.44873,28.16514],[-105.44714,28.16554],[-105.44523,28.16598]]}}
L.T. COLINA TAP CAMARGO - BOQUILLA | LineString | 115 kV |  | 2.51 km | 115KV-1C-2.50KM-3/0ACSR-PM | [5 empty] | CONACYT 2024 (oficial) | {"type":"Feature","properties":{},"geometry":{"type":"LineString","coordinates":[[-105.38236,27.57608],[-105.38566,27.55488]]}}
L.T. FRANCISCO VILLA - LAZARO CARDENAS | LineString | 115 kV |  | 24.36 km | 115KV-1C-366ACSR-24.34KM-PM/PC | [5 empty] | CONACYT 2024 (oficial) | {"type":"Feature","properties":{},"geometry":{"type":"LineString","coordinates":[[-105.54441,28.32599],[-105.48743,28.2846],[-105.46944,28.27668],[-105.44718,28.24771],[-105.43336,28.18958],[-105.44939,28.1811],[-105.44525,28.16621]]}}
L.T. WRANGLER TAP FRANCISCO VILLA - LAZARO CARDENAS | LineString | 115 kV |  | 0.9 km | 115KV-1C-477ACSR-0.89KM-TA | [5 empty] | CONACYT 2024 (oficial) | {"type":"Feature","properties":{},"geometry":{"type":"LineString","coordinates":[[-105.44392,28.17493],[-105.44939,28.1811]]}}
L.T. MEOQUI TAP FRANCISCO VILLA - LAZARO CARDENAS | LineString | 115 kV |  | 0.07 km | 115KV-1C-0.066KM-477ACSR | [5 empty] | CONACYT 2024 (oficial) | {"type":"Feature","properties":{},"geometry":{"type":"LineString","coordinates":[[-105.4694,28.27622],[-105.46944,28.27668]]}}
L.T. DELICIAS - LAZARO CARDENAS | LineString | 115 kV |  | 20.13 km | 115KV-1C-477ACSR-20.11KM-PM | [5 empty] | CONACYT 2024 (oficial) | {"type":"Feature","properties":{},"geometry":{"type":"LineString","coordinates":[[-105.54441,28.32586],[-105.5451,28.26719],[-105.52066,28.24269],[-105.50129,28.23246],[-105.48867,28.17242]]}}
L.T. FRANCISCO VILLA - DELICIAS | LineString | 115 kV |  | 5.68 km | 115KV-1C-366ACSR-5.68KM-PM | [5 empty] | CONACYT 2024 (oficial) | {"type":"Feature","properties":{},"geometry":{"type":"LineString","coordinates":[[-105.48857,28.17231],[-105.47169,28.17119],[-105.45986,28.16076],[-105.4444,28.1652]]}}
L.T. CAMARGO II - TACUBAYA | LineString | 115 kV |  | 99.86 km | 115KV-1C-366ACSR-99.83KM-TA | [5 empty] | CONACYT 2024 (oficial) | {"type":"Feature","properties":{},"geometry":{"type":"LineString","coordinates":[[-104.55746,28.32171],[-104.57072,28.31843],[-104.58097,28.26452],[-104.62256,28.24791],[-104.64095,27.94274],[-104.6628,27.91493],[-104.96606,27.6778],[-105.0114,27.68018],[-105.06516,27.65886]]}}
L.T. CAMARGO I - BOQUILLA | LineString | 115 kV |  | 29.17 km | 115KV-1C-366ACSR-29.15KM-PC | [5 empty] | CONACYT 2024 (oficial) | {"type":"Feature","properties":{},"geometry":{"type":"LineString","coordinates":[[-105.15239,27.66028],[-105.16057,27.64962],[-105.38566,27.55488],[-105.41204,27.54744],[-105.41297,27.547],[-105.4142,27.54552]]}}
L.T. CAMARGO II - CAMARGO I | LineString | 115 kV |  | 9.68 km | 115KV-1C-477ACSR-9.67KM-TA | [5 empty] | CONACYT 2024 (oficial) | {"type":"Feature","properties":{},"geometry":{"type":"LineString","coordinates":[[-105.06533,27.65871],[-105.1057,27.66799],[-105.13464,27.65229],[-105.15229,27.66007]]}}
L.T. TACUBAYA - TRES HERMANOS | LineString | 115 kV |  | 43.23 km | 115KV-1C-477ACSR- 43.21KM-PM | [5 empty] | CONACYT 2024 (oficial) | {"type":"Feature","properties":{},"geometry":{"type":"LineString","coordinates":[[-104.46428,28.69133],[-104.46192,28.64049],[-104.46599,28.63039],[-104.46363,28.5075],[-104.48132,28.46016],[-104.5468,28.32862],[-104.55708,28.32196]]}}
L.T. CAMARGO II - JIMENEZ | LineString | 115 kV |  | 65.84 km | 115KV-1C-477ACSR-65.81KM-PM | [5 empty] | CONACYT 2024 (oficial) | {"type":"Feature","properties":{},"geometry":{"type":"LineString","coordinates":[[-104.90973,27.14138],[-104.90832,27.1611],[-104.89094,27.1839],[-104.90733,27.3192],[-104.91597,27.35249],[-104.92386,27.35709],[-104.94008,27.43752],[-104.93607,27.439],[-104.95283,27.52331],[-104.96017,27.53438],[-104.95282,27.55682],[-104.95965,27.56503],[-105.06554,27.63919],[-105.06529,27.65834]]}}
L.T. 3 MANATIALES - BATOPILAS | LineString | 115 kV |  | 63.61 km | 115KV-1C-336 ACSR-63.61KM-PC | [5 empty] | CONACYT 2024 (oficial) | {"type":"Feature","properties":{},"geometry":{"type":"LineString","coordinates":[[-103.04234,26.3987],[-103.05334,26.36895],[-103.04805,26.3059],[-103.07693,26.28058],[-103.08934,26.25494],[-103.09806,26.21388],[-103.11354,26.20171],[-103.12915,26.1194],[-103.15305,26.06727],[-103.17465,26.0291],[-103.20165,25.99355],[-103.22183,25.9951],[-103.22402,25.98531],[-103.27186,25.9611],[-103.29048,25.91822]]}}
L.T. TORREON SUR - DIAGONAL | LineString | 115 kV |  | 8.84 km | 115KV-1C-477ACSR-8.83KM-TA/PA | [5 empty] | CONACYT 2024 (oficial) | {"type":"Feature","properties":{},"geometry":{"type":"LineString","coordinates":[[-103.40284,25.50749],[-103.40296,25.50733],[-103.4105,25.49668],[-103.40179,25.48987],[-103.3859,25.49574],[-103.34976,25.47739],[-103.3499,25.47719],[-103.35001,25.4771]]}}
L.T. NUEVO CASAS GRANDES II-JANOS | LineString | 115 kV |  | 48.97 km | 115KV-1C-49.9KM-795ACSR-TA-PC-DH-PM | [5 empty] | CONACYT 2024 (oficial) | {"type":"Feature","properties":{},"geometry":{"type":"LineString","coordinates":[[-107.90155,30.5244],[-107.93483,30.53763],[-107.98755,30.58132],[-108.05755,30.73993],[-108.18043,30.87902],[-108.17862,30.87986]]}}
L.T. NUEVO CASAS GRANDES II-CASAS GRANDES | LineString | 115 kV |  | 12.9 km | 115KV-1C-49.9KM-795ACSR-TA-PC-DH-PM | [5 empty] | CONACYT 2024 (oficial) | {"type":"Feature","properties":{},"geometry":{"type":"LineString","coordinates":[[-107.9058,30.42585],[-107.90562,30.42623],[-107.89895,30.43272],[-107.8995,30.45573],[-107.89167,30.48152],[-107.88232,30.49015],[-107.88062,30.50423],[-107.90168,30.52384]]}}
L.T. ASCENCION-ASCENCION II | LineString | 115 kV |  | 6.85 km | 115KV-1C-6.85KM-477ACSR-PM-PC | [5 empty] | CONACYT 2024 (oficial) | {"type":"Feature","properties":{},"geometry":{"type":"LineString","coordinates":[[-107.96901,31.04592],[-107.96935,31.04669],[-107.99744,31.07959],[-108.01039,31.0708]]}}
L.T. ASCENCION II-PALOMAS | LineString | 115 kV |  | 30.94 km | 115KV-1C-30.91KM-477ACSR-PM-PC | [5 empty] | CONACYT 2024 (oficial) | {"type":"Feature","properties":{},"geometry":{"type":"LineString","coordinates":[[-107.83158,31.25967],[-107.84303,31.24972],[-107.86792,31.20995],[-107.96678,31.12237],[-107.97133,31.11238],[-107.99303,31.09803],[-107.99744,31.07959],[-107.96935,31.04669],[-107.96925,31.0459]]}}
L.T. VALLE DE JUAREZ - ZARAGOZA | LineString | 115 kV |  | 6.77 km | 115 KV - 1C-477ACSR- 6.77 KM TA | [5 empty] | CONACYT 2024 (oficial) | {"type":"Feature","properties":{},"geometry":{"type":"LineString","coordinates":[[-106.35308,31.66062],[-106.35275,31.6605],[-106.34498,31.68319],[-106.34947,31.69611],[-106.37254,31.70258]]}}
L.T. SAN ISIDRO TAP TERRANOVA - SAN IGNACIO | LineString | 115 kV |  | 0.31 km | 115KV-1C-477ACSR-0.30KM-TA | [5 empty] | CONACYT 2024 (oficial) | {"type":"Feature","properties":{},"geometry":{"type":"LineString","coordinates":[[-106.29368,31.57368],[-106.29681,31.57315]]}}
L.T. QUEVEDO ENTQ. RUIZ CORTINEZ - C.M. | LineString | 115 kV |  | 15.92 km | 115KV 2C- 12.6KM- 447 ACSR- TA | [5 empty] | CONACYT 2024 (oficial) | {"type":"Feature","properties":{},"geometry":{"type":"LineString","coordinates":[[-107.42132,29.03633],[-107.43267,29.01383],[-107.48127,28.93494],[-107.51178,28.94036]]}}
L.T. FRANCISCO VILLA - KM 88 | LineString | 115 kV |  | 13.83 km | 115KV-1C-38KM-266 Y 795ACSR-PM/PC | [5 empty] | CONACYT 2024 (oficial) | {"type":"Feature","properties":{},"geometry":{"type":"LineString","coordinates":[[-105.44517,28.16574],[-105.44714,28.16554],[-105.44873,28.16514],[-105.49683,28.15012],[-105.48349,28.12925],[-105.48269,28.08919],[-105.48756,28.07868]]}}
L.T. BOQUILLA - MINA NAICA | LineString | 115 kV |  | 39.3 km | 115KV-1C-39.13KM-3/0-795ACSR-PM/PC | [5 empty] | CONACYT 2024 (oficial) | {"type":"Feature","properties":{},"geometry":{"type":"LineString","coordinates":[[-105.50474,27.86914],[-105.5049,27.8688],[-105.50467,27.86791],[-105.49784,27.86125],[-105.48583,27.84779],[-105.46154,27.78917],[-105.48809,27.75161],[-105.45562,27.64132],[-105.43794,27.60219],[-105.43078,27.57741],[-105.41253,27.5517],[-105.41425,27.54554]]}}
L.T. EMILIANO ZAPATA TAP ANDALUCIA - PARRAS | LineString | 115 kV |  | 0.02 km | 115KV-1C-336ACSR-0.024KM | [5 empty] | CONACYT 2024 (oficial) | {"type":"Feature","properties":{},"geometry":{"type":"LineString","coordinates":[[-102.96484,25.48975],[-102.9646,25.48972]]}}
L.T. ARCADIO TAP ANDALUCIA - PARRAS | LineString | 115 kV |  | 2.71 km | 115KV-1C-336ACSR-2.71KM-PM | [5 empty] | CONACYT 2024 (oficial) | {"type":"Feature","properties":{},"geometry":{"type":"LineString","coordinates":[[-103.14218,25.5087],[-103.14549,25.4851]]}}
L.T. SANTIAGO I - SANTA BARBARA | LineString | 115 kV |  | 5.1 km | 115KV-1C-266.8ACSR-5.10KM-PM | [5 empty] | CONACYT 2024 (oficial) | {"type":"Feature","properties":{},"geometry":{"type":"LineString","coordinates":[[-105.81408,26.8581],[-105.80693,26.83451],[-105.8163,26.81627]]}}
L.T. PARRAL - BOQUILLA | LineString | 115 kV |  | 78.71 km | 115KV-1C-266.8ACSR-78.67KM-TA/H | [5 empty] | CONACYT 2024 (oficial) | {"type":"Feature","properties":{},"geometry":{"type":"LineString","coordinates":[[-105.67637,26.94],[-105.70007,26.97644],[-105.66793,27.00684],[-105.66337,27.01315],[-105.59156,27.16183],[-105.51996,27.26226],[-105.37321,27.50134],[-105.38137,27.52699],[-105.38531,27.53178],[-105.41407,27.54546]]}}
L.T. SANTIAGO PAPASQUIARO- LOS ALTARES MANIOBRAS | LineString | 115 kV |  | 65.64 km | 115KV-1C-266ACSR-65.59KM-TA | [5 empty] | CONACYT 2024 (oficial) | {"type":"Feature","properties":{},"geometry":{"type":"LineString","coordinates":[[-105.90532,25.01845],[-105.90534,25.01823],[-105.89272,25.02098],[-105.87747,25.0158],[-105.85258,25.03566],[-105.80071,25.059],[-105.77981,25.04941],[-105.75933,25.02585],[-105.70375,25.03115],[-105.66936,25.0549],[-105.66258,25.05386],[-105.64407,25.07186],[-105.62042,25.07526],[-105.60248,25.08295],[-105.58328,25.10712],[-105.56765,25.10938],[-105.55366,25.09263],[-105.52604,25.08883],[-105.49685,25.11467],[-105.4744,25.12385],[-105.45513,25.09192],[-105.42691,25.06515],[-105.41992,25.0706],[-105.39688,25.04773]]}}
L.T. CERRO DELMERCADO - MERCADO DE MANIOBRAS | LineString | 115 kV |  | 1.7 km | 115KV-1C-366ACSR-1.7KM-TA | [5 empty] | CONACYT 2024 (oficial) | {"type":"Feature","properties":{},"geometry":{"type":"LineString","coordinates":[[-104.65196,24.04835],[-104.65209,24.04854],[-104.66609,24.04641],[-104.66672,24.04648]]}}
L.T. GERONIMO ORTIZ MARTINEZ - 15 DE OCTUBRE | LineString | 115 kV |  | 11.73 km | 115KV-1C-477ACSR-11.73KM-TA | [5 empty] | CONACYT 2024 (oficial) | {"type":"Feature","properties":{},"geometry":{"type":"LineString","coordinates":[[-104.56955,23.96643],[-104.56888,23.96691],[-104.57661,23.99276],[-104.59439,23.99831],[-104.61927,23.99561],[-104.63436,24.00432],[-104.64151,23.98921],[-104.64246,23.99034],[-104.64248,23.99055]]}}
L.T. GERONIMO ORTIZ MARTINEZ - DURANGO I | LineString | 115 kV |  | 21.89 km | 115KV-1C-477ACSR-76.32KM-TA | [5 empty] | CONACYT 2024 (oficial) | {"type":"Feature","properties":{},"geometry":{"type":"LineString","coordinates":[[-104.63152,24.03826],[-104.62436,24.03459],[-104.50892,24.02123],[-104.54505,23.97494],[-104.56855,23.96688],[-104.5692,23.96607]]}}
L.T. DURANGO II - DURANGO I | LineString | 115 kV |  | 6.88 km | 115KV-1C-477ACSR-7.6KM-TA | [5 empty] | CONACYT 2024 (oficial) | {"type":"Feature","properties":{},"geometry":{"type":"LineString","coordinates":[[-104.63172,24.03869],[-104.63685,24.05633],[-104.61249,24.07975],[-104.60583,24.07597]]}}
L.T. MERCADO GUADIANA - EL SALTO | LineString | 115 kV |  | 91.93 km | 115KV-1C-366ACSR-90.79KM-TA | [5 empty] | CONACYT 2024 (oficial) | {"type":"Feature","properties":{},"geometry":{"type":"LineString","coordinates":[[-104.69643,24.0072],[-104.69641,24.00729],[-104.69709,24.00772],[-104.70855,23.99755],[-104.76753,23.99603],[-104.81793,23.97538],[-104.86901,23.94009],[-104.94674,23.93193],[-105.01541,23.91928],[-105.10645,23.87555],[-105.29089,23.84101],[-105.3895,23.78032],[-105.50153,23.73682],[-105.51634,23.75742]]}}
L.T. DURANGO II - MERCADO MANEOBRAS | LineString | 115 kV |  | 6.22 km | 115KV-1C-477ACSR-6.12KM-TA | [5 empty] | CONACYT 2024 (oficial) | {"type":"Feature","properties":{},"geometry":{"type":"LineString","coordinates":[[-104.60583,24.07597],[-104.61249,24.07975],[-104.63685,24.05633],[-104.65209,24.04854],[-104.65192,24.04838]]}}
L.T. MINA SABINAS TAP VICENTE GUERRERO - MINA SAN MARTIN | LineString | 115 kV |  | 1.97 km | 115KV-1C-266ACSR-1.97KM-TA | [5 empty] | CONACYT 2024 (oficial) | {"type":"Feature","properties":{},"geometry":{"type":"LineString","coordinates":[[-103.75515,23.65368],[-103.75593,23.66972]]}}
L.T. VICENTE GUERRERO - MINA SAN MARTIN | LineString | 115 kV |  | 36.83 km | 115KV-2C-266ACSR-36.8KM-TA | [5 empty] | CONACYT 2024 (oficial) | {"type":"Feature","properties":{},"geometry":{"type":"LineString","coordinates":[[-103.99477,23.71521],[-103.99499,23.7155],[-103.99461,23.71565],[-103.84485,23.71965],[-103.81664,23.73786],[-103.79027,23.74214],[-103.77871,23.7378],[-103.71692,23.69523],[-103.7402,23.68379],[-103.75593,23.66972],[-103.75794,23.6613]]}}
L.T. SOMBRERETE - VICENTE GUERRERO | LineString | 115 kV |  | 39.59 km | 115KV-1C-266ACSR-39.57KM-TA | [5 empty] | CONACYT 2024 (oficial) | {"type":"Feature","properties":{},"geometry":{"type":"LineString","coordinates":[[-103.99484,23.71517],[-103.99499,23.7155],[-103.99461,23.71565],[-103.84485,23.71965],[-103.81664,23.73786],[-103.79027,23.74214],[-103.77871,23.7378],[-103.71692,23.69523],[-103.65828,23.65183],[-103.65064,23.64428]]}}
L.T. MERCADO MANIOBRAS - GUADIANA | LineString | 115 kV |  | 9.14 km | 115KV-1C-477ACSR-9.13KM-TA | [5 empty] | CONACYT 2024 (oficial) | {"type":"Feature","properties":{},"geometry":{"type":"LineString","coordinates":[[-104.66672,24.04648],[-104.66609,24.04641],[-104.68115,24.04367],[-104.70849,24.02347],[-104.69709,24.00772],[-104.69641,24.00729],[-104.6964,24.00719]]}}
L.T. GERONIMO ORTIZ MARTINEZ-VICENTE GUERRERO | LineString | 115 kV |  | 75.52 km | 115KV-1C-477ACSR-75.52KM-TA | [5 empty] | CONACYT 2024 (oficial) | {"type":"Feature","properties":{},"geometry":{"type":"LineString","coordinates":[[-104.56931,23.96615],[-104.56855,23.96688],[-104.54505,23.97494],[-104.50892,24.02123],[-104.42049,24.01093],[-104.4022,24.01241],[-104.38821,24.01103],[-104.3502,23.96599],[-104.32817,23.89732],[-104.30576,23.88553],[-104.27568,23.8759],[-104.15445,23.82905],[-104.05937,23.75483],[-103.99489,23.71514]]}}
L.T. CELULASICOS CENTUARO TAP VICENTE GUERRERO - GERONIMO ORTIZ MARTINEZ | LineString | 115 kV |  | 0.03 km | 115KV-1C-477ACSR-0.026KM | [5 empty] | CONACYT 2024 (oficial) | {"type":"Feature","properties":{},"geometry":{"type":"LineString","coordinates":[[-104.40221,24.01264],[-104.4022,24.01241]]}}
L.T. MANIOBRAS CENTUARO - CELULOSICOS CENTAURO | LineString | 115 kV |  | 0.62 km | 115KV-1C-477ACSR-0.6KM-TA | [5 empty] | CONACYT 2024 (oficial) | {"type":"Feature","properties":{},"geometry":{"type":"LineString","coordinates":[[-104.40225,24.01276],[-104.40431,24.01737]]}}
L.T. DURANGO II - INTERNATIONAL WIRE | LineString | 115 kV |  | 6.87 km | 115KV-1C-477ACSR-6.8KM-TA | [5 empty] | CONACYT 2024 (oficial) | {"type":"Feature","properties":{},"geometry":{"type":"LineString","coordinates":[[-104.56025,24.11098],[-104.5617,24.11241],[-104.58058,24.0903],[-104.59483,24.07989],[-104.60487,24.07614]]}}
L.T. JERONIMO ORTIZ MARTINEZ - DURANGO I | LineString | 115 kV |  | 13.9 km | 115KV-1C-477ACSR-13.646KM-TA | [5 empty] | CONACYT 2024 (oficial) | {"type":"Feature","properties":{},"geometry":{"type":"LineString","coordinates":[[-104.56943,23.96632],[-104.56888,23.96691],[-104.57661,23.99276],[-104.59439,23.99831],[-104.61927,23.99561],[-104.63436,24.00432],[-104.63178,24.03797]]}}
L.T. DURANGO II - CANATLAN | LineString | 115 kV |  | 55.54 km | 115KV-1C-477ACSR-55.52KM-TA | [5 empty] | CONACYT 2024 (oficial) | {"type":"Feature","properties":{},"geometry":{"type":"LineString","coordinates":[[-104.60509,24.07592],[-104.60105,24.08],[-104.61146,24.1071],[-104.58697,24.1745],[-104.69988,24.27555],[-104.70419,24.32044],[-104.69407,24.37576],[-104.69766,24.46972],[-104.73226,24.5144]]}}
L.T. CANATLAN - NUEVO IDEAL | LineString | 115 kV |  | 56.12 km | 115KV-1C-366ACSR-56.09KM-TA | [5 empty] | CONACYT 2024 (oficial) | {"type":"Feature","properties":{},"geometry":{"type":"LineString","coordinates":[[-105.06834,24.89481],[-105.0573,24.88185],[-104.94107,24.78461],[-104.87359,24.70948],[-104.85786,24.68555],[-104.83887,24.63114],[-104.81902,24.60902],[-104.78927,24.5972],[-104.73811,24.55465],[-104.73026,24.52271],[-104.73229,24.5145]]}}
L.T. NUEVO IDEAL - SANTIAGO PAPASQUIARO | LineString | 115 kV |  | 39.38 km | 115KV-1C-336ACSR-39.35KM-TA | [5 empty] | CONACYT 2024 (oficial) | {"type":"Feature","properties":{},"geometry":{"type":"LineString","coordinates":[[-105.06841,24.89485],[-105.08407,24.90605],[-105.18944,24.99396],[-105.21972,25.01682],[-105.2567,25.03766],[-105.34798,25.05571],[-105.3821,25.04669],[-105.39686,25.04768]]}}
L.T. MERCADO GUADIANA - QUINCE DE OCTUBRE | LineString | 115 kV |  | 13.57 km | 115KV-1C-477ACSR-13.56KM-TA | [5 empty] | CONACYT 2024 (oficial) | {"type":"Feature","properties":{},"geometry":{"type":"LineString","coordinates":[[-104.64252,23.99054],[-104.64246,23.99034],[-104.64151,23.98921],[-104.69203,23.97595],[-104.70199,23.98563],[-104.67587,23.99265],[-104.69641,24.00713]]}}
L.T. NAZAS - LEON GUZMAN | LineString | 115 kV |  | 19.37 km | 115KV-1C-266ACSR-19.22KM-TA-PA | [5 empty] | CONACYT 2024 (oficial) | {"type":"Feature","properties":{},"geometry":{"type":"LineString","coordinates":[[-103.64649,25.51184],[-103.64637,25.51175],[-103.64563,25.51154],[-103.63487,25.52894],[-103.58357,25.52357],[-103.57999,25.52737],[-103.57315,25.5218],[-103.57184,25.50314],[-103.55627,25.49203],[-103.5008,25.5041],[-103.50049,25.50349]]}}
L.T. PEDRICEÑA - LEON GUZMAN | LineString | 115 kV |  | 56.04 km | 115KV-1C-266ACSR-56.00KM-PM-TA | [5 empty] | CONACYT 2024 (oficial) | {"type":"Feature","properties":{},"geometry":{"type":"LineString","coordinates":[[-103.64653,25.51177],[-103.64637,25.51175],[-103.64563,25.51154],[-103.68037,25.46286],[-103.68673,25.43261],[-103.6597,25.33091],[-103.63852,25.30706],[-103.62253,25.27944],[-103.62294,25.23031],[-103.67378,25.20386],[-103.71328,25.17943],[-103.74487,25.15636],[-103.7733,25.12746],[-103.77113,25.09993]]}}
L.T. GOMEZ PALACIO-ALLENDE | LineString | 115 kV |  | 11.39 km | 115KV-1C-800MCM-11.25KM-CU/CS | [5 empty] | CONACYT 2024 (oficial) | {"type":"Feature","properties":{},"geometry":{"type":"LineString","coordinates":[[-103.38599,25.5919],[-103.40252,25.5968],[-103.42108,25.59377],[-103.44871,25.60936],[-103.45938,25.59414],[-103.47255,25.5956],[-103.47228,25.59821],[-103.47297,25.59813],[-103.47267,25.59789]]}}
L.T. CAMARGO II - RIO FLORIDO | LineString | 115 kV |  | 44.94 km | 115KV-1C-477ACSR-44.89KM-PC | [5 empty] | CONACYT 2024 (oficial) | {"type":"Feature","properties":{},"geometry":{"type":"LineString","coordinates":[[-105.06536,27.65828],[-105.06513,27.63972],[-104.95651,27.56361],[-104.93837,27.53576],[-104.90787,27.43731],[-104.86689,27.37328],[-104.84498,27.32265]]}}
L.T. JIMENEZ - RIO FLORIDO | LineString | 115 kV |  | 28.44 km | 115KV-1C-477ACSR-28.42KM-PC | [5 empty] | CONACYT 2024 (oficial) | {"type":"Feature","properties":{},"geometry":{"type":"LineString","coordinates":[[-104.84495,27.32259],[-104.87901,27.30614],[-104.90554,27.30234],[-104.91193,27.29553],[-104.93426,27.29282],[-104.93075,27.15983],[-104.90984,27.14159]]}}
L.T. MINA NAICA TAP FRANCISCO VILLA - NAICA | LineString | 115 kV |  | 0.02 km | 115KV-1C-477ACSR-0.022KM | [5 empty] | CONACYT 2024 (oficial) | {"type":"Feature","properties":{},"geometry":{"type":"LineString","coordinates":[[-105.49802,27.86112],[-105.49784,27.86125]]}}
L.T. JIMENEZ - ESCALON | LineString | 115 kV |  | 72.92 km | 115KV-1C-795ACSR-72.89KM-PM | [5 empty] | CONACYT 2024 (oficial) | {"type":"Feature","properties":{},"geometry":{"type":"LineString","coordinates":[[-104.33281,26.7465],[-104.35527,26.76878],[-104.41826,26.81218],[-104.52526,26.86219],[-104.55464,26.90451],[-104.64936,26.95622],[-104.89023,27.12511],[-104.9097,27.14134]]}}
L.T. BOQUILLA - JIMENEZ | LineString | 115 kV |  | 69.89 km | 115KV-1C-266ACSR-68KM-PM | [5 empty] | CONACYT 2024 (oficial) | {"type":"Feature","properties":{},"geometry":{"type":"LineString","coordinates":[[-104.90987,27.14155],[-105.13712,27.33231],[-105.13565,27.36885],[-105.18487,27.37227],[-105.26431,27.43859],[-105.38954,27.53751],[-105.41204,27.54744],[-105.41297,27.547],[-105.41413,27.5455]]}}
L.T. TACUBAYA - LA PERLA | LineString | 115 kV |  | 1.07 km | 115KV-1C-477ACSR-1.06KM-PM-TA | [5 empty] | CONACYT 2024 (oficial) | {"type":"Feature","properties":{},"geometry":{"type":"LineString","coordinates":[[-104.55333,28.31271],[-104.55706,28.32175]]}}
L.T. LOPEZ MATEOS - MANIOBRAS SAN PEDRO | LineString | 115 kV |  | 16.25 km | 115KV-1C-477ACSR-16.3KM-PM/PC | [5 empty] | CONACYT 2024 (oficial) | {"type":"Feature","properties":{},"geometry":{"type":"LineString","coordinates":[[-107.44178,28.39223],[-107.41707,28.40196],[-107.35333,28.4428],[-107.31319,28.47631]]}}
L.T. CUAUHTEMOC II - PONDERCEL 1 | LineString | 115 kV |  | 9.68 km | 115KV-1C-477ACSR-9.69KM-TA/PT/PMU | [5 empty] | CONACYT 2024 (oficial) | {"type":"Feature","properties":{},"geometry":{"type":"LineString","coordinates":[[-106.73029,28.47875],[-106.77025,28.46607],[-106.79713,28.44649],[-106.81337,28.44728]]}}
L.T. MANITOBA - MANIOBRAS 108 | LineString | 115 kV |  | 17.31 km | 115KV-1C-17.4KM-266/477ACSR-TC/H/PMU | [5 empty] | CONACYT 2024 (oficial) | {"type":"Feature","properties":{},"geometry":{"type":"LineString","coordinates":[[-107.03265,28.65544],[-106.97429,28.53517],[-106.94625,28.5353],[-106.94621,28.53516]]}}
L.T. CUAUHTEMOC II - MANITOBA | LineString | 115 kV |  | 27.89 km | 115KV-1C-27.8KM-266/477ACSR-TC/H/PMU | [5 empty] | CONACYT 2024 (oficial) | {"type":"Feature","properties":{},"geometry":{"type":"LineString","coordinates":[[-106.94633,28.53516],[-106.94625,28.5353],[-106.97429,28.53517],[-106.94133,28.46804],[-106.89154,28.43425],[-106.86553,28.43715],[-106.85636,28.42111],[-106.83501,28.4506],[-106.81366,28.44735],[-106.81345,28.44723]]}}
L.T. CUAUHTEMOC II - CUAHUTEMOC | LineString | 115 kV |  | 6.24 km | 115KV-2C-477ACSR-6.24kM-TA/PA/PM | [5 empty] | CONACYT 2024 (oficial) | {"type":"Feature","properties":{},"geometry":{"type":"LineString","coordinates":[[-106.85614,28.41955],[-106.85636,28.42111],[-106.83501,28.4506],[-106.81366,28.44735],[-106.81359,28.44713]]}}
L.T. SAN PEDRO - MAYRAN | LineString | 115 kV |  | 12.2 km | 115KV-1C-477ACSR-12.20KM-PM | [5 empty] | CONACYT 2024 (oficial) | {"type":"Feature","properties":{},"geometry":{"type":"LineString","coordinates":[[-103.00722,25.76637],[-103.07416,25.77136],[-103.10995,25.77898],[-103.12213,25.77477]]}}
L.T. MATAMOROS - ANDALUCIA | LineString | 115 kV |  | 4.13 km | 115KV-1C-477ACSR-4.13KM-PM/PC | [5 empty] | CONACYT 2024 (oficial) | {"type":"Feature","properties":{},"geometry":{"type":"LineString","coordinates":[[-103.21799,25.56545],[-103.24003,25.53456]]}}
L.T. ANDALUCIA - SAN PEDRO | LineString | 115 kV |  | 32.6 km | 115KV-1C-795ACSR-32.6KM-PM/PC | [5 empty] | CONACYT 2024 (oficial) | {"type":"Feature","properties":{},"geometry":{"type":"LineString","coordinates":[[-103.12232,25.77459],[-103.16948,25.74652],[-103.17491,25.73183],[-103.19206,25.7359],[-103.2526,25.70794],[-103.25838,25.69176],[-103.21626,25.57304],[-103.21793,25.56577]]}}
L.T. BATOPILAS - PILAR | LineString | 115 kV |  | 16.56 km | 115KV-1C-477ACSR-16.54KM-PC/PM | [5 empty] | CONACYT 2024 (oficial) | {"type":"Feature","properties":{},"geometry":{"type":"LineString","coordinates":[[-103.41729,25.98165],[-103.39222,25.98139],[-103.36267,25.97481],[-103.34788,25.96588],[-103.34291,25.93833],[-103.32503,25.92633],[-103.29051,25.91814]]}}
L.T. CHAVEZ - POPULAR | LineString | 115 kV |  | 11.6 km | 115KV-1C-266ACSR-11.58KM-PM/PC/PA | [5 empty] | CONACYT 2024 (oficial) | {"type":"Feature","properties":{},"geometry":{"type":"LineString","coordinates":[[-103.3808,25.75964],[-103.35125,25.74434],[-103.32711,25.76815],[-103.28506,25.77161]]}}
L.T. ESCUADRON 201 - ALLENDE | LineString | 115 kV |  | 10.97 km | 115KV-1C-477ACSR-10.98KM-TA | [5 empty] | CONACYT 2024 (oficial) | {"type":"Feature","properties":{},"geometry":{"type":"LineString","coordinates":[[-103.38553,25.59246],[-103.36956,25.59627],[-103.34495,25.64533],[-103.34925,25.6732]]}}
L.T. PHILLIPS - CHAVEZ | LineString | 115 kV |  | 26.99 km | 115KV-1C-27.01KM-477ACSR-PM/PC/PA | [5 empty] | CONACYT 2024 (oficial) | {"type":"Feature","properties":{},"geometry":{"type":"LineString","coordinates":[[-103.28495,25.77162],[-103.32188,25.76828],[-103.34991,25.74527],[-103.3609,25.70083],[-103.38237,25.68703],[-103.43884,25.62828],[-103.44897,25.6098],[-103.44363,25.60675],[-103.444,25.60611]]}}
L.T. ANDALUCIA - CHAVEZ UNO | LineString | 115 kV |  | 27.06 km | 115KV-1C-795ACSR-27.2KM-PA/PM/PC | [5 empty] | CONACYT 2024 (oficial) | {"type":"Feature","properties":{},"geometry":{"type":"LineString","coordinates":[[-103.28484,25.77161],[-103.28515,25.76043],[-103.26063,25.57594],[-103.21648,25.57271],[-103.21805,25.56577]]}}
L.T. CHAVEZ - SAN PEDRO | LineString | 115 kV |  | 19.41 km | 115KV-1C-477ACSR-19.42KM-PA/PM/TM | [5 empty] | CONACYT 2024 (oficial) | {"type":"Feature","properties":{},"geometry":{"type":"LineString","coordinates":[[-103.12235,25.7746],[-103.13103,25.78338],[-103.15749,25.78682],[-103.18778,25.77812],[-103.24777,25.77428],[-103.25158,25.76116],[-103.28269,25.76119],[-103.28476,25.7716]]}}
L.T. GOMEZ PALACIO SF6 - PHILIPS | LineString | 115 kV |  | 3.79 km | 115KV-1C-4775ACSR-3.77KM-PM/PC/PA | [5 empty] | CONACYT 2024 (oficial) | {"type":"Feature","properties":{},"geometry":{"type":"LineString","coordinates":[[-103.44385,25.60608],[-103.44363,25.60675],[-103.44897,25.6098],[-103.47185,25.59842]]}}
L.T. CEBALLOS - YERMO | LineString | 115 kV |  | 29.87 km | 115KV-1C-477ACSR-29.9KM-PM | [5 empty] | CONACYT 2024 (oficial) | {"type":"Feature","properties":{},"geometry":{"type":"LineString","coordinates":[[-103.95124,26.3333],[-103.95012,26.33517],[-104.14101,26.54004]]}}
L.T. DINAMITA - FRANCISCO ZARCO | LineString | 115 kV |  | 12.24 km | 115KV-1C-477ACSR-12.19KM-PM/PA | [5 empty] | CONACYT 2024 (oficial) | {"type":"Feature","properties":{},"geometry":{"type":"LineString","coordinates":[[-103.5655,25.75906],[-103.5702,25.75524],[-103.55718,25.72264],[-103.58883,25.7128],[-103.60011,25.71575],[-103.62259,25.70506]]}}
L.T. BERMEJILLO - FRANCISCO ZARCO 1 | LineString | 115 kV |  | 17.07 km | 115KV-1C-477ACSR-17.06KM-PM | [5 empty] | CONACYT 2024 (oficial) | {"type":"Feature","properties":{},"geometry":{"type":"LineString","coordinates":[[-103.56541,25.75958],[-103.62313,25.9045]]}}
L.T. PARRAS - PARRAS CONE | LineString | 115 kV |  | 0.79 km | 115KV-1C-477ACSR-477ACSR-TA | [5 empty] | CONACYT 2024 (oficial) | {"type":"Feature","properties":{},"geometry":{"type":"LineString","coordinates":[[-102.17079,25.46133],[-102.17192,25.45662]]}}
L.T. PARRAS - PAILA | LineString | 115 kV |  | 37.08 km | 115KV-1C-336ACSR-37.09KM-PC | [5 empty] | CONACYT 2024 (oficial) | {"type":"Feature","properties":{},"geometry":{"type":"LineString","coordinates":[[-102.17229,25.45669],[-102.17546,25.45822],[-102.17235,25.4825],[-102.19158,25.52188],[-102.18133,25.57398],[-102.15826,25.72096],[-102.21055,25.76153]]}}
L.T. TORREON SUR - LAGUNA SECA | LineString | 115 kV |  | 9.98 km | 115KV-1C-477ACSR-9.91KM-TA | [5 empty] | CONACYT 2024 (oficial) | {"type":"Feature","properties":{},"geometry":{"type":"LineString","coordinates":[[-103.33605,25.3728],[-103.32752,25.41061],[-103.33291,25.41882],[-103.31089,25.45267],[-103.30971,25.45367]]}}
L.T. TORREON OTE. - DELPHI | LineString | 115 kV |  | 1.93 km | 115KV-1C-477ACSR-1.92KM-PA | [5 empty] | CONACYT 2024 (oficial) | {"type":"Feature","properties":{},"geometry":{"type":"LineString","coordinates":[[-103.36364,25.53921],[-103.36528,25.53514],[-103.36561,25.5244],[-103.36526,25.52432],[-103.36499,25.52386]]}}
L.T. LAJAT TAP TORREON OTE. - DELPHI | LineString | 115 kV |  | 0.83 km | 115KV-1C-477ACSR-0.82KM-PM | [5 empty] | CONACYT 2024 (oficial) | {"type":"Feature","properties":{},"geometry":{"type":"LineString","coordinates":[[-103.36561,25.5244],[-103.37359,25.5242]]}}
L.T. ANDALUCIA - PARRAS | LineString | 115 kV |  | 117.81 km | 115KV-1C-477ACSR-117.84KM-TA | [5 empty] | CONACYT 2024 (oficial) | {"type":"Feature","properties":{},"geometry":{"type":"LineString","coordinates":[[-103.21799,25.56544],[-103.21851,25.53574],[-103.18647,25.51965],[-103.13998,25.50815],[-103.05696,25.47538],[-102.96486,25.48893],[-102.96481,25.49139],[-102.89648,25.58189],[-102.79173,25.5666],[-102.40794,25.54336],[-102.33215,25.52792],[-102.17546,25.45822],[-102.17227,25.4566]]}}
L.T. CEBALLOS - ESCALON | LineString | 115 kV |  | 29.84 km | 115KV-1C-477ACSR-29.82KM-PM | [5 empty] | CONACYT 2024 (oficial) | {"type":"Feature","properties":{},"geometry":{"type":"LineString","coordinates":[[-104.14111,26.54017],[-104.333,26.74514],[-104.33277,26.74647]]}}
L.T. PASO DEL NORTE - AZTECAS | LineString | 115 kV |  | 12.74 km | 115KV-1C-1113/477ACSR-12.65KM-TA/PA/PM | [5 empty] | CONACYT 2024 (oficial) | {"type":"Feature","properties":{},"geometry":{"type":"LineString","coordinates":[[-106.458,31.67361],[-106.47799,31.68104],[-106.48139,31.69449],[-106.50573,31.69433],[-106.51935,31.70828],[-106.53925,31.71847],[-106.54023,31.72617],[-106.5367,31.73172]]}}
L.T. PASO DEL NORTE - CHAVEÑA | LineString | 115 kV |  | 12.27 km | 115KV-1C-1113/477ACSR-12.24KM-TA/PA/PM | [5 empty] | CONACYT 2024 (oficial) | {"type":"Feature","properties":{},"geometry":{"type":"LineString","coordinates":[[-106.53687,31.73182],[-106.54023,31.72617],[-106.53925,31.71847],[-106.51935,31.70828],[-106.50573,31.69433],[-106.48139,31.69449],[-106.48743,31.71837],[-106.47625,31.72058]]}}
L.T. AEROPUERTO - REFORMA | LineString | 115 kV |  | 6.44 km | 115KV-1C-477ACSR-6.40KM-TA | [5 empty] | CONACYT 2024 (oficial) | {"type":"Feature","properties":{},"geometry":{"type":"LineString","coordinates":[[-106.44812,31.62375],[-106.46427,31.62292],[-106.46445,31.62288],[-106.47608,31.6055],[-106.46312,31.58769],[-106.46318,31.58741]]}}
L.T. REFORMA - TORRES | LineString | 115 kV |  | 7.94 km | 115KV-1C-477ACSR-7.89KM-PM | [5 empty] | CONACYT 2024 (oficial) | {"type":"Feature","properties":{},"geometry":{"type":"LineString","coordinates":[[-106.46256,31.5872],[-106.44107,31.5821],[-106.40748,31.60517]]}}
L.T. CEMENTOS SWITCHEO - REFORMA | LineString | 115 kV |  | 19.23 km | 115 KV-1C- 477ACSR- 18.6 KM -PM | [5 empty] | CONACYT 2024 (oficial) | {"type":"Feature","properties":{},"geometry":{"type":"LineString","coordinates":[[-106.46251,31.58718],[-106.47538,31.54273],[-106.47125,31.49623],[-106.4688,31.42252],[-106.46643,31.42203]]}}
L.T. ALLENDE - CALIFORNIA | LineString | 115 kV |  | 6.74 km | 115KV-1C-477ACSR-6.74KM-TA | [5 empty] | CONACYT 2024 (oficial) | {"type":"Feature","properties":{},"geometry":{"type":"LineString","coordinates":[[-103.39175,25.54551],[-103.3817,25.5454],[-103.39055,25.57921],[-103.38584,25.59191]]}}
L.T. TORREON OTE. - TORREON SUR | LineString | 115 kV |  | 10.43 km | 115KV-1C-477ACSR-10.42KM-TA/PA | [5 empty] | CONACYT 2024 (oficial) | {"type":"Feature","properties":{},"geometry":{"type":"LineString","coordinates":[[-103.31042,25.45398],[-103.32688,25.46408],[-103.36506,25.49549],[-103.36573,25.51128],[-103.36558,25.52372],[-103.3649,25.52359]]}}
L.T. TORREON OTE. - TORREON SUR | LineString | 115 kV |  | 13.9 km | 115KV-1C-477ACSR-13.86KM-TA/PA | [5 empty] | CONACYT 2024 (oficial) | {"type":"Feature","properties":{},"geometry":{"type":"LineString","coordinates":[[-103.36558,25.52372],[-103.36573,25.51128],[-103.36597,25.49874],[-103.3859,25.49574],[-103.34976,25.47739],[-103.31153,25.4529],[-103.31022,25.45388]]}}
L.T. LAGUNAII - LAGUNA | LineString | 115 kV |  | 0.09 km | 115KV-1C-477ACSR-0.084KM | [5 empty] | CONACYT 2024 (oficial) | {"type":"Feature","properties":{},"geometry":{"type":"LineString","coordinates":[[-103.4716,25.55152],[-103.4712,25.55221]]}}
L.T.LAGUNA - LALA | LineString | 115 kV |  | 1.09 km | 115KV-1C-477ACSR-1.09KM-TA | [5 empty] | CONACYT 2024 (oficial) | {"type":"Feature","properties":{},"geometry":{"type":"LineString","coordinates":[[-103.46438,25.55919],[-103.47112,25.55221]]}}
L.T. TORREON OTE. - DIAGONAL | LineString | 115 kV |  | 6.67 km | 115KV-1C-477ACSR-6.66KM-TA-PA | [5 empty] | CONACYT 2024 (oficial) | {"type":"Feature","properties":{},"geometry":{"type":"LineString","coordinates":[[-103.44692,25.52201],[-103.44824,25.52003],[-103.4277,25.5085],[-103.4105,25.49668],[-103.40296,25.50733],[-103.4029,25.50753]]}}
L.T. ALLENDE - MATAMOROS | LineString | 115 kV |  | 17.0 km | 115KV-1C-477ACSR-16.99KM-PA | [5 empty] | CONACYT 2024 (oficial) | {"type":"Feature","properties":{},"geometry":{"type":"LineString","coordinates":[[-103.24026,25.53456],[-103.30521,25.58787],[-103.38568,25.59189]]}}
L.T. TORREON OTE. - VALLE VERDE | LineString | 115 kV |  | 2.58 km | 115KV-1C-477ACSR-2.57KM-PA | [5 empty] | CONACYT 2024 (oficial) | {"type":"Feature","properties":{},"geometry":{"type":"LineString","coordinates":[[-103.36362,25.54495],[-103.36528,25.53514],[-103.36561,25.5244],[-103.36526,25.52432],[-103.36496,25.52393]]}}
L.T. 3 MANATIALES - LAGUNA DEL REY - QUIMICA DEL REY | LineString | 115 kV |  | 84.11 km | 115KV-1C-336ACSR-84.11KM-PC | [5 empty] | CONACYT 2024 (oficial) | {"type":"Feature","properties":{},"geometry":{"type":"LineString","coordinates":[[-103.04231,26.39879],[-103.03832,26.41206],[-103.03421,26.45857],[-103.03511,26.48023],[-103.05549,26.54102],[-103.06635,26.54739],[-103.11961,26.60616],[-103.14608,26.64422],[-103.1716,26.6526],[-103.18527,26.66792],[-103.23902,26.81704],[-103.25556,26.81776],[-103.29252,26.83669],[-103.32378,26.84435],[-103.35218,26.88048],[-103.36431,26.90619],[-103.35068,26.9609],[-103.35058,27.00185],[-103.36635,27.02483]]}}
L.T. COMPLEJO INDUSTRIAL - JABIL | LineString | 115 kV |  | 0.3 km | 115KV-1C-477ACSR-0.30KM-PA | [5 empty] | CONACYT 2024 (oficial) | {"type":"Feature","properties":{},"geometry":{"type":"LineString","coordinates":[[-106.11182,28.71652],[-106.11188,28.71636],[-106.11097,28.71416]]}}
L.T. AUMA TAP ROBINSON - TABALAOPA | LineString | 115 kV |  | 0.01 km | 115KV-1C- 0.014KM-477ACSR-PA | [5 empty] | CONACYT 2024 (oficial) | {"type":"Feature","properties":{},"geometry":{"type":"LineString","coordinates":[[-106.02576,28.65127],[-106.0258,28.65114]]}}
L.T. CHIHUAHUA NORTE - EL SAUZ | LineString | 115 kV |  | 31.43 km | 115KV-1C-31.4KM-477ACSR-PC/PM | [5 empty] | CONACYT 2024 (oficial) | {"type":"Feature","properties":{},"geometry":{"type":"LineString","coordinates":[[-106.27782,28.95275],[-106.28087,28.95146],[-106.22679,28.86635],[-106.15309,28.81385],[-106.1164,28.73619],[-106.13246,28.72995]]}}
L.T. CHIHUAHUA NORTE - AMERICAS | LineString | 115 kV |  | 13.53 km | 115KV-1C-13.52KM-477ACSR-HC/HM/UPM | [5 empty] | CONACYT 2024 (oficial) | {"type":"Feature","properties":{},"geometry":{"type":"LineString","coordinates":[[-106.13253,28.73006],[-106.14874,28.72923],[-106.1573,28.72465],[-106.15663,28.70022],[-106.13116,28.67984],[-106.12171,28.65562]]}}
L.T.CHIHUAHUA NORTE - FORD MANIOBRAS | LineString | 115 kV |  | 1.9 km | 115KV-1C-1.88KM-447ACSR-MS | [5 empty] | CONACYT 2024 (oficial) | {"type":"Feature","properties":{},"geometry":{"type":"LineString","coordinates":[[-106.12468,28.71465],[-106.12455,28.71474],[-106.12656,28.71876],[-106.13233,28.72972]]}}
L.T. FORD MANIOBRAS - SUPERIOR INDUSTRIES | LineString | 115 kV |  | 0.41 km | 115KV-1C-0.411KM-477ACSR-UPM | [5 empty] | CONACYT 2024 (oficial) | {"type":"Feature","properties":{},"geometry":{"type":"LineString","coordinates":[[-106.12121,28.71569],[-106.12467,28.71464]]}}
L.T. CHIHUAHUA NORTE - NOMBRE DE DIOS | LineString | 115 kV |  | 6.1 km | 115KV-1C-6.11KM-477ACSR-MS | [5 empty] | CONACYT 2024 (oficial) | {"type":"Feature","properties":{},"geometry":{"type":"LineString","coordinates":[[-106.13243,28.72986],[-106.11625,28.73594],[-106.11106,28.72462],[-106.09934,28.69964],[-106.09915,28.69939]]}}
L.T. FORD MANIOBRAS - COMPLEJO INDUSTRIAL | LineString | 115 kV |  | 3.72 km | 115KV-1C-3.71KM-477-ACSR-PT | [5 empty] | CONACYT 2024 (oficial) | {"type":"Feature","properties":{},"geometry":{"type":"LineString","coordinates":[[-106.11091,28.71387],[-106.11064,28.71388],[-106.11188,28.71636],[-106.10788,28.71784],[-106.11106,28.72462],[-106.12656,28.71876],[-106.12455,28.71474],[-106.12469,28.71467]]}}
L.T. COMPLEJO INDUSTRIAL - PLANTA CHIHUAHUA | LineString | 115 kV |  | 7.23 km | 115KV-1C-7.386KM-477ACSR-HC/HM/UPM | [5 empty] | CONACYT 2024 (oficial) | {"type":"Feature","properties":{},"geometry":{"type":"LineString","coordinates":[[-106.11114,28.71377],[-106.11064,28.71388],[-106.11188,28.71636],[-106.10788,28.71784],[-106.09934,28.69964],[-106.09856,28.69843],[-106.08435,28.66778],[-106.08421,28.66702],[-106.08742,28.6657],[-106.08747,28.66578]]}}
L.T. NOMBRE DE DIOS - PLANTA CHIHUAHUA | LineString | 115 kV |  | 4.29 km | 115KV-1C-5.2KM-447ACSR-PMO | [5 empty] | CONACYT 2024 (oficial) | {"type":"Feature","properties":{},"geometry":{"type":"LineString","coordinates":[[-106.08804,28.66556],[-106.08742,28.6657],[-106.08421,28.66702],[-106.08435,28.66778],[-106.09856,28.69843],[-106.09906,28.6993]]}}
L.T. CEMENTOS CHIHUAHUA TAP PLANTA CHIHUAHUA - NOMBRE DE DIOS | LineString | 115 kV |  | 0.83 km | 115KV-1C-477ACSR-0.83KM-TA | [5 empty] | CONACYT 2024 (oficial) | {"type":"Feature","properties":{},"geometry":{"type":"LineString","coordinates":[[-106.08682,28.68741],[-106.0929,28.68623]]}}
L.T. MOTOROLA TAP CHIHUAHUA NORTE - AMERICAS | LineString | 115 kV |  | 2.19 km | 115KV-1C-477ACSR-2.18KM-TA | [5 empty] | CONACYT 2024 (oficial) | {"type":"Feature","properties":{},"geometry":{"type":"LineString","coordinates":[[-106.14874,28.72923],[-106.16484,28.74066]]}}
L.T. AVALOS - ALDAMA | LineString | 115 kV |  | 29.35 km | 115KV-1C-29.33KM-477ACSR-HC/HM/UPM | [5 empty] | CONACYT 2024 (oficial) | {"type":"Feature","properties":{},"geometry":{"type":"LineString","coordinates":[[-105.91815,28.8404],[-105.92426,28.82355],[-105.95281,28.80269],[-105.97463,28.76244],[-106.00483,28.69666],[-105.97782,28.64636],[-105.97429,28.63802],[-105.99592,28.61341]]}}
L.T. DIVISION DEL NORTE - CHIHUAHUA PLANTA | LineString | 115 kV |  | 13.49 km | 115KV-1C-13.45KM-795ACSR-TA/PT/sub/UPM | [5 empty] | CONACYT 2024 (oficial) | {"type":"Feature","properties":{},"geometry":{"type":"LineString","coordinates":[[-106.0882,28.66546],[-106.11158,28.6559],[-106.11368,28.64738],[-106.11429,28.64706],[-106.13531,28.64623],[-106.13845,28.62419],[-106.16504,28.58696],[-106.16505,28.5864],[-106.16484,28.5863]]}}
L.T. DIVISION DEL NTE. - PALOMAR | LineString | 115 kV |  | 12.84 km | 115KV-1C/4C-12.9KM-795ACSR-TA/PT/UPM | [5 empty] | CONACYT 2024 (oficial) | {"type":"Feature","properties":{},"geometry":{"type":"LineString","coordinates":[[-106.08916,28.63707],[-106.08933,28.63693],[-106.11429,28.64706],[-106.13531,28.64623],[-106.13845,28.62419],[-106.16504,28.58696],[-106.1647,28.5864]]}}
L.T. CHAMIZAL - RIVEREÑA | LineString | 115 kV |  | 5.72 km | 115KV-1C-795ACSR-5.68KM-PA/PM | [5 empty] | CONACYT 2024 (oficial) | {"type":"Feature","properties":{},"geometry":{"type":"LineString","coordinates":[[-106.4181,31.75009],[-106.4459,31.7541],[-106.44995,31.75373],[-106.47313,31.74948],[-106.47362,31.74933]]}}
L.T. SANTIAGO II - SANTIAGO | LineString | 115 kV |  | 0.85 km | 115KV-1C-266ACSR-0.87KM-TA | [5 empty] | CONACYT 2024 (oficial) | {"type":"Feature","properties":{},"geometry":{"type":"LineString","coordinates":[[-105.81396,26.85782],[-105.80844,26.86275]]}}
L.T. SANTIAGO DOS - C.M. PUERTO JUSTO | LineString | 115 kV |  | 28.74 km | 115KV-1C-477ACSR-28.72KM-PM | [5 empty] | CONACYT 2024 (oficial) | {"type":"Feature","properties":{},"geometry":{"type":"LineString","coordinates":[[-106.01581,26.80914],[-106.0,26.85333],[-105.95109,26.8875],[-105.9208,26.88727],[-105.89342,26.89991],[-105.858,26.90808],[-105.83527,26.89045],[-105.83092,26.8727],[-105.80852,26.86284]]}}
L.T. SANTIAGO DOS - PARRAL | LineString | 115 kV |  | 16.06 km | 115KV-1C-266.8ACSR-16.05KM-PM | [5 empty] | CONACYT 2024 (oficial) | {"type":"Feature","properties":{},"geometry":{"type":"LineString","coordinates":[[-105.67641,26.93994],[-105.73983,26.91747],[-105.8074,26.86287],[-105.80818,26.86289]]}}
L.T. GOMEZ PALACIO - SACRAMENTO | LineString | 115 kV |  | 3.79 km | 115KV-1C-477ACSR-3.75KM-TA-PA | [5 empty] | CONACYT 2024 (oficial) | {"type":"Feature","properties":{},"geometry":{"type":"LineString","coordinates":[[-103.47313,25.59747],[-103.46744,25.57275]]}}
L.T. GOMEZ PALACIO - ALAMOS | LineString | 115 kV |  | 9.03 km | 115KV-1C-266ACSR-8.99KM-PC | [5 empty] | CONACYT 2024 (oficial) | {"type":"Feature","properties":{},"geometry":{"type":"LineString","coordinates":[[-103.47309,25.5975],[-103.48254,25.60524],[-103.51248,25.6132],[-103.52377,25.60928],[-103.53269,25.58256]]}}
L.T. TORREON SUR - CEMENTOS | LineString | 115 kV |  | 15.71 km | 115KV-1C-477ACSR-15.66KM-TA-PC | [5 empty] | CONACYT 2024 (oficial) | {"type":"Feature","properties":{},"geometry":{"type":"LineString","coordinates":[[-103.40226,25.48879],[-103.398,25.49262],[-103.36827,25.46406],[-103.33291,25.41882],[-103.31089,25.45267],[-103.30989,25.45374]]}}
L.T. PATRIA - GRANJERO | LineString | 115 kV |  | 4.56 km | 115KV-1C-795/500M2ACSR- 4.54KM-PA-CS | [5 empty] | CONACYT 2024 (oficial) | {"type":"Feature","properties":{},"geometry":{"type":"LineString","coordinates":[[-106.38666,31.64196],[-106.38539,31.64141],[-106.38669,31.63488],[-106.4099,31.63746],[-106.41724,31.62687]]}}
L.T. TERRANOVA - TORRES | LineString | 115 kV |  | 7.6 km | 115KV-1C- 1113ACSR-7.55KM-PA/TA | [5 empty] | CONACYT 2024 (oficial) | {"type":"Feature","properties":{},"geometry":{"type":"LineString","coordinates":[[-106.40761,31.605],[-106.40378,31.59818],[-106.42048,31.58356],[-106.3961,31.5632],[-106.40544,31.55691]]}}
L.T. PUERTO JUSTO - CATEDRAL | LineString | 115 kV |  | 91.61 km | 115KV-1C-477ACSR-91.59KM-PM | [5 empty] | CONACYT 2024 (oficial) | {"type":"Feature","properties":{},"geometry":{"type":"LineString","coordinates":[[-106.58317,26.21341],[-106.55351,26.21814],[-106.54455,26.23194],[-106.52545,26.23704],[-106.50507,26.27346],[-106.48879,26.28349],[-106.46654,26.30734],[-106.44799,26.33694],[-106.44424,26.36372],[-106.43455,26.38028],[-106.41412,26.39161],[-106.41525,26.4021],[-106.40075,26.42544],[-106.38591,26.43751],[-106.37915,26.47467],[-106.37373,26.48257],[-106.07107,26.71178],[-106.04579,26.75912],[-106.04274,26.773],[-106.02783,26.78471],[-106.01581,26.8091]]}}
L.T. SANTIAGO DOS - BOLIVAR | LineString | 115 kV |  | 26.09 km | 115KV-1C-477ACSR-26.11KM-PM | [5 empty] | CONACYT 2024 (oficial) | {"type":"Feature","properties":{},"geometry":{"type":"LineString","coordinates":[[-105.61002,26.8462],[-105.61569,26.83254],[-105.63392,26.81818],[-105.65954,26.78481],[-105.69456,26.80417],[-105.80445,26.85971],[-105.8074,26.86287],[-105.80835,26.86268]]}}
L.T. GOMEZ PALCIO - FRANCISCO ZARCO | LineString | 115 kV |  | 20.78 km | 115KV-1C-477ACSR-21.3KM-PM | [5 empty] | CONACYT 2024 (oficial) | {"type":"Feature","properties":{},"geometry":{"type":"LineString","coordinates":[[-103.47303,25.59755],[-103.47329,25.59778],[-103.47298,25.59907],[-103.51485,25.63241],[-103.56541,25.75958]]}}
L.T.GOMEZ PALACIO - AUTLAN | LineString | 115 kV |  | 6.74 km | 115KV-1C-266ACSR-6.70KM-PM/PC/PA | [5 empty] | CONACYT 2024 (oficial) | {"type":"Feature","properties":{},"geometry":{"type":"LineString","coordinates":[[-103.47296,25.59762],[-103.47329,25.59778],[-103.47298,25.59907],[-103.45567,25.63042],[-103.43477,25.63697]]}}
L.T. GEMINIS - REFORMA | LineString | 115 kV |  | 7.69 km | 115KV-2C-477ACSR- 7.83KM-TA | [5 empty] | CONACYT 2024 (oficial) | {"type":"Feature","properties":{},"geometry":{"type":"LineString","coordinates":[[-106.45433,31.64503],[-106.45425,31.64492],[-106.45235,31.64474],[-106.46445,31.62288],[-106.47608,31.6055],[-106.46312,31.58769],[-106.46327,31.58743]]}}
L.T. PLANTA GOMEZ PALACIO (IBERDROLA) - FRANCKIE | LineString | 115 kV |  | 0.57 km | 115KV-1C-900ACSR-0.57KM-PA | [5 empty] | CONACYT 2024 (oficial) | {"type":"Feature","properties":{},"geometry":{"type":"LineString","coordinates":[[-103.47101,25.59822],[-103.46866,25.60042]]}}
L.T. LIBERTAD - CERRO PRIETO | LineString | 115 kV |  | 15.49 km | 115KV-1C-477ACSR-15.57KM-TA | [5 empty] | CONACYT 2024 (oficial) | {"type":"Feature","properties":{},"geometry":{"type":"LineString","coordinates":[[-99.39468,24.94505],[-99.39454,24.94539],[-99.40844,24.95003],[-99.42612,24.94803],[-99.51013,24.99599],[-99.53041,24.9962],[-99.53141,24.99621]]}}
L.T. LAJAS - HUERTAS | LineString | 115 kV |  | 4.69 km | 115KV-1C-4.69KM-795ACSR-TA | [5 empty] | CONACYT 2024 (oficial) | {"type":"Feature","properties":{},"geometry":{"type":"LineString","coordinates":[[-99.54042,25.00085],[-99.53547,24.99908],[-99.53619,24.96771],[-99.53444,24.96806]]}}
L.T. HUERTAS - SALITRILLO | LineString | 115 kV |  | 21.46 km | 115KV-1C-21.41KM-795ACSR-TA | [5 empty] | CONACYT 2024 (oficial) | {"type":"Feature","properties":{},"geometry":{"type":"LineString","coordinates":[[-99.71743,25.08839],[-99.71688,25.08819],[-99.66579,25.06889],[-99.60227,25.0386],[-99.53964,25.01555],[-99.53878,25.00382],[-99.54053,25.00097]]}}
L.T. ESTANZUELA ENTQ. TECNOLOGICO-LADRILLERA | LineString | 115 kV |  | 0.27 km | 115KV-2C-0.26KM-336.4ACSR-TA | [5 empty] | CONACYT 2024 (oficial) | {"type":"Feature","properties":{},"geometry":{"type":"LineString","coordinates":[[-100.25802,25.5847],[-100.25556,25.58523]]}}
L.T. ESCOBEDO-HIDALGO | LineString | 115 kV |  | 14.64 km | 115KV-2C- 14.62KM- 477ACSR- TA | [5 empty] | CONACYT 2024 (oficial) | {"type":"Feature","properties":{},"geometry":{"type":"LineString","coordinates":[[-100.45831,25.96385],[-100.41749,25.94042],[-100.38474,25.89591],[-100.36846,25.86639]]}}
L.T. RIO -SADM LOMA LARGA | LineString | 115 kV |  | 0.53 km | 115KV-1C- 0.51KM- 795 ACSR- TA | [5 empty] | CONACYT 2024 (oficial) | {"type":"Feature","properties":{},"geometry":{"type":"LineString","coordinates":[[-100.33489,25.66418],[-100.33781,25.6624]]}}
L.T. SAN JERONIMO - VALLE | LineString | 115 kV |  | 5.92 km | 115KV - 1C- 795ACSR- 5.92 KM- TA/PA. | [5 empty] | CONACYT 2024 (oficial) | {"type":"Feature","properties":{},"geometry":{"type":"LineString","coordinates":[[-100.35884,25.67889],[-100.34952,25.66327],[-100.35765,25.64975]]}}
L.T. SAN JERONIMO - RIO | LineString | 115 kV |  | 4.74 km | 115KV- 2C- 795ACSR- 4.73 KM- TA/PA. | [5 empty] | CONACYT 2024 (oficial) | {"type":"Feature","properties":{},"geometry":{"type":"LineString","coordinates":[[-100.35874,25.67894],[-100.34947,25.66333],[-100.33486,25.66403]]}}
L.T. BLH - ARCO VIAL | LineString | 115 kV |  | 1.51 km | 115KV-1C- 795 ACSR- 1.4 KM- PA. | [5 empty] | CONACYT 2024 (oficial) | {"type":"Feature","properties":{},"geometry":{"type":"LineString","coordinates":[[-100.51663,25.71747],[-100.52169,25.72796]]}}
L.T. HYLSA - HYL | LineString | 115 kV |  | 1.67 km | 115KV - 1C- 795 ACSR- 1.57 KM- PA. | [5 empty] | CONACYT 2024 (oficial) | {"type":"Feature","properties":{},"geometry":{"type":"LineString","coordinates":[[-100.30696,25.72176],[-100.29371,25.71996]]}}
L.T. METRO LINCOLN TAP SAN NICOLAS - UNIVERSIDAD | LineString | 115 kV |  | 0.02 km | 115KV-1C-795ACSR-0.02KM-PA | [5 empty] | CONACYT 2024 (oficial) | {"type":"Feature","properties":{},"geometry":{"type":"LineString","coordinates":[[-100.34208,25.70939],[-100.34194,25.70954]]}}
L.T. ESCOBEDO - TECHNOLOGY PARK | LineString | 115 kV |  | 16.15 km | 115KV-2C-1113ACSR-16.14KM-PA | [5 empty] | CONACYT 2024 (oficial) | {"type":"Feature","properties":{},"geometry":{"type":"LineString","coordinates":[[-100.36832,25.86644],[-100.36298,25.87057],[-100.27548,25.91333],[-100.26277,25.90015],[-100.24012,25.90517]]}}
L.T. TECNOLOGICO - CONTRY | LineString | 115 kV |  | 5.66 km | 115KV-1C-795ACSR-5.66KM-CS/PA | [5 empty] | CONACYT 2024 (oficial) | {"type":"Feature","properties":{},"geometry":{"type":"LineString","coordinates":[[-100.28128,25.6432],[-100.28122,25.64312],[-100.26896,25.64786],[-100.26917,25.62963],[-100.2716,25.6135],[-100.2718,25.61356]]}}
L.T. CONTRY - FELIX U. GOMEZ | LineString | 115 kV |  | 7.4 km | 115KV -1C- 795 ACSR- 7.40 KM PA. | [5 empty] | CONACYT 2024 (oficial) | {"type":"Feature","properties":{},"geometry":{"type":"LineString","coordinates":[[-100.29775,25.6723],[-100.2874,25.66],[-100.2688,25.66021],[-100.26896,25.64786],[-100.28122,25.64312],[-100.28123,25.64322]]}}
L.T. NOGALAR-RIEL | LineString | 115 kV |  | 4.25 km | 115KV-1C-477ACSR-4.24KM-TA/PA | [5 empty] | CONACYT 2024 (oficial) | {"type":"Feature","properties":{},"geometry":{"type":"LineString","coordinates":[[-100.26231,25.7079],[-100.26214,25.70799],[-100.26882,25.70323],[-100.27097,25.70322],[-100.27733,25.70349],[-100.28758,25.70928],[-100.29071,25.70619],[-100.29073,25.70623]]}}
L.T. RIEL-PEMEX | LineString | 115 kV |  | 7.31 km | 115KV-1C-477ACSR-7.30KM-TA/PA | [5 empty] | CONACYT 2024 (oficial) | {"type":"Feature","properties":{},"geometry":{"type":"LineString","coordinates":[[-100.21721,25.70842],[-100.21687,25.70299],[-100.21892,25.70272],[-100.22122,25.70242],[-100.22603,25.70248],[-100.26882,25.70323],[-100.26214,25.70799],[-100.26228,25.70785]]}}
L.T. SANTO DOMINGO - NOGALAR | LineString | 115 kV |  | 2.77 km | NO DEFINIDO | [5 empty] | CONACYT 2024 (oficial) | {"type":"Feature","properties":{},"geometry":{"type":"LineString","coordinates":[[-100.29076,25.7062],[-100.29071,25.70619],[-100.28758,25.70928],[-100.28411,25.71507],[-100.27751,25.72595],[-100.27692,25.7272],[-100.27695,25.72713]]}}
L.T. NOGALAR - ACEROS PLANOS DE MEXICO | LineString | 115 kV |  | 2.87 km | 115KV - 1C- 795 ACSR- 2.86KM- PA. | [5 empty] | CONACYT 2024 (oficial) | {"type":"Feature","properties":{},"geometry":{"type":"LineString","coordinates":[[-100.2909,25.70603],[-100.2907,25.70591],[-100.29235,25.70394],[-100.27938,25.70345],[-100.27743,25.69994],[-100.27752,25.69491],[-100.27661,25.69488]]}}
NO DEFINIDO | LineString | 115 kV |  | 0.02 km | NO DEFINIDO | [5 empty] | CONACYT 2024 (oficial) | {"type":"Feature","properties":{},"geometry":{"type":"LineString","coordinates":[[-100.10112,25.71616],[-100.10122,25.71631]]}}
L.T. CERRALVO TAP FALCON MEXICANO-PESQUERIA | LineString | 115 kV |  | 0.1 km | 115KV-1C-397ACSR-0.01KM | [5 empty] | CONACYT 2024 (oficial) | {"type":"Feature","properties":{},"geometry":{"type":"LineString","coordinates":[[-99.60914,26.08207],[-99.60814,26.08206]]}}
NO DEFINIDO | LineString | 115 kV |  | 1.67 km | NO DEFINIDO | [5 empty] | CONACYT 2024 (oficial) | {"type":"Feature","properties":{},"geometry":{"type":"LineString","coordinates":[[-100.90105,25.44016],[-100.9145,25.43565]]}}
NO DEFINIDO | LineString | 115 kV |  | 0.08 km | NO DEFINIDO | [5 empty] | CONACYT 2024 (oficial) | {"type":"Feature","properties":{},"geometry":{"type":"LineString","coordinates":[[-100.96843,25.50455],[-100.96784,25.50414]]}}
NO DEFINIDO | LineString | 115 kV |  | 1.19 km | NO DEFINIDO | [5 empty] | CONACYT 2024 (oficial) | {"type":"Feature","properties":{},"geometry":{"type":"LineString","coordinates":[[-100.91397,25.59355],[-100.91099,25.58919]]}}
NO DEFINIDO | LineString | 115 kV |  | 0.27 km | NO DEFINIDO | [5 empty] | CONACYT 2024 (oficial) | {"type":"Feature","properties":{},"geometry":{"type":"LineString","coordinates":[[-100.96393,25.51886],[-100.96164,25.51789]]}}
L.T. SALTILLO - GENERAL MOTORS | LineString | 115 kV |  | 10.27 km | 115KV- | [5 empty] | CONACYT 2024 (oficial) | {"type":"Feature","properties":{},"geometry":{"type":"LineString","coordinates":[[-101.01526,25.44766],[-101.01208,25.45629],[-101.00354,25.45289],[-100.99462,25.47478],[-100.98458,25.50384],[-100.97902,25.50094],[-100.97223,25.50216],[-100.97061,25.50756]]}}
NO DEFINIDO | LineString | 115 kV |  | 4.13 km | NO DEFINIDO | [5 empty] | CONACYT 2024 (oficial) | {"type":"Feature","properties":{},"geometry":{"type":"LineString","coordinates":[[-101.02531,25.35217],[-101.00769,25.38143]]}}
L.T. ALPES - ZAPALINAME | LineString | 115 kV |  | 11.91 km | 115KV-2C-900ACSR-11.09KM-PA | [5 empty] | CONACYT 2024 (oficial) | {"type":"Feature","properties":{},"geometry":{"type":"LineString","coordinates":[[-100.93127,25.48149],[-100.92116,25.46904],[-100.9145,25.43565],[-100.96959,25.42761],[-100.97139,25.42398]]}}
L.T. ENLACE SALTILLO CC CEDROS | LineString | 115 kV |  | 7.63 km | 115KV-2C-900ACSR-7.63KM-TA | [5 empty] | CONACYT 2024 (oficial) | {"type":"Feature","properties":{},"geometry":{"type":"LineString","coordinates":[[-100.95194,25.56954],[-100.9428,25.57492],[-100.91833,25.57192],[-100.90055,25.59217],[-100.90645,25.59753]]}}
L.T. SALTILLO CC ENTQ. CEDROS- RAMOS ARIZPE | LineString | 115 kV |  | 4.45 km | 115KV-2C-795ACSR-4.44KM-PA | [5 empty] | CONACYT 2024 (oficial) | {"type":"Feature","properties":{},"geometry":{"type":"LineString","coordinates":[[-100.90707,25.59695],[-100.90078,25.59211],[-100.91842,25.57196],[-100.92597,25.57286]]}}
L.T. SALTILLO CC ALPES | LineString | 115 kV |  | 14.81 km | 115KV-2C-900ACSR-14.80KM-TA | [5 empty] | CONACYT 2024 (oficial) | {"type":"Feature","properties":{},"geometry":{"type":"LineString","coordinates":[[-100.90626,25.59771],[-100.89869,25.59361],[-100.89166,25.5741],[-100.92228,25.52577],[-100.91565,25.51014],[-100.93142,25.48178]]}}
L.T. CIFUNSA ENTQ. SALTILLO-RAMOS ARIZPE | LineString | 115 kV |  | 0.06 km | 115KV-1C-266.8ACSR-0.059KM-TA | [5 empty] | CONACYT 2024 (oficial) | {"type":"Feature","properties":{},"geometry":{"type":"LineString","coordinates":[[-100.99418,25.45695],[-100.99473,25.45715]]}}
L.T. VITROMEX ENTQ. SALTILLO-RAMOS ARIZPE | LineString | 115 kV |  | 0.06 km | 115KV-1C-266.8ACSR-0.062KM-TA | [5 empty] | CONACYT 2024 (oficial) | {"type":"Feature","properties":{},"geometry":{"type":"LineString","coordinates":[[-100.99199,25.46161],[-100.99257,25.4618]]}}
L.T. FERSINSA TAP RAMOS ARIZPE I-RAMOS ARIZPE | LineString | 115 kV |  | 0.11 km | 115KV-2C-795ACSR-0.010KM-TA | [5 empty] | CONACYT 2024 (oficial) | {"type":"Feature","properties":{},"geometry":{"type":"LineString","coordinates":[[-100.94147,25.54193],[-100.94062,25.54134]]}}
L.T. SAN NICOLAS - CELULOSA | LineString | 115 kV |  | 8.45 km | 115KV-1C-1113ACSR-8.40KM-PA | [5 empty] | CONACYT 2024 (oficial) | {"type":"Feature","properties":{},"geometry":{"type":"LineString","coordinates":[[-100.29908,25.76614],[-100.2994,25.76659],[-100.31916,25.76416],[-100.3174,25.73381],[-100.31911,25.72875],[-100.32574,25.71845],[-100.33307,25.7179]]}}
L.T. SAN NICOLAS - SANTO DOMINGO | LineString | 115 kV |  | 6.32 km | 115KV-1C-1113ACSR-6.35KM-PA-CS | [5 empty] | CONACYT 2024 (oficial) | {"type":"Feature","properties":{},"geometry":{"type":"LineString","coordinates":[[-100.2772,25.7273],[-100.27884,25.72636],[-100.2823,25.73039],[-100.29922,25.7498],[-100.29889,25.76564]]}}
L.T. ACERO - MONCLOVA | LineString | 115 kV |  | 15.28 km | 115KV-1C-795ACSR-14.03KM-PA | [5 empty] | CONACYT 2024 (oficial) | {"type":"Feature","properties":{},"geometry":{"type":"LineString","coordinates":[[-101.4248,26.87374],[-101.42872,26.84554],[-101.44612,26.84485],[-101.47918,26.86365],[-101.48276,26.89581],[-101.47194,26.91228]]}}
L.T. MONCLOVA - MONCLOVA CENTRO | LineString | 115 kV |  | 9.27 km | 115KV-1C-795ACSR-7.41KM-PA | [5 empty] | CONACYT 2024 (oficial) | {"type":"Feature","properties":{},"geometry":{"type":"LineString","coordinates":[[-101.42363,26.85686],[-101.42486,26.87347]]}}
L.T. MONCLOVA - MONCLOVA CENTRO | LineString | 115 kV |  | 9.27 km | 115KV-1C-795ACSR-7.41KM-PA | [5 empty] | CONACYT 2024 (oficial) | {"type":"Feature","properties":{},"geometry":{"type":"LineString","coordinates":[[-101.40021,26.89752],[-101.39518,26.89512],[-101.40274,26.8623],[-101.42363,26.85686]]}}
L.T. MONCLOVA - MONCLOVA CENTRO | LineString | 115 kV |  | 9.27 km | 115KV-1C-795ACSR-7.41KM-PA | [5 empty] | CONACYT 2024 (oficial) | {"type":"Feature","properties":{},"geometry":{"type":"LineString","coordinates":[[-101.42363,26.85686],[-101.42363,26.85686]]}}
L.T. CEMENTOS MEXICANOS ENTQ. FELIX U. GOMEZ - NOGALAR | LineString | 115 kV |  | 0.3 km | 115KV-2C-795ACSR-0.29KM-TA | [5 empty] | CONACYT 2024 (oficial) | {"type":"Feature","properties":{},"geometry":{"type":"LineString","coordinates":[[-100.29794,25.70035],[-100.2951,25.70056]]}}
L.T. METALSA TAP MONTERREY - APODACA | LineString | 115 kV |  | 0.03 km | 115KV-1C- 795 ACSR- 0.27 KM PA. | [5 empty] | CONACYT 2024 (oficial) | {"type":"Feature","properties":{},"geometry":{"type":"LineString","coordinates":[[-100.20928,25.75237],[-100.20916,25.75214]]}}
L.T. LAJAS - LINARES | LineString | 115 kV |  | 23.06 km | 115KV-1C-23.03KM-795ACSR-TA | [5 empty] | CONACYT 2024 (oficial) | {"type":"Feature","properties":{},"geometry":{"type":"LineString","coordinates":[[-99.57375,24.84478],[-99.58552,24.86464],[-99.6001,24.87264],[-99.62497,24.8786],[-99.60425,24.94051],[-99.54376,24.97602],[-99.53571,24.96725],[-99.53423,24.96744]]}}
L.T. LADRILLERA-LAJAS | LineString | 115 kV |  | 56.72 km | 115KV-1C-56.68KM-795ACSR-TA | [5 empty] | CONACYT 2024 (oficial) | {"type":"Feature","properties":{},"geometry":{"type":"LineString","coordinates":[[-99.83135,25.17199],[-99.81391,25.1491],[-99.80962,25.11282],[-99.78625,25.06491],[-99.76162,25.00323],[-99.74713,24.98786],[-99.70881,24.93419],[-99.67035,24.89114],[-99.62497,24.8786],[-99.60425,24.94051],[-99.54376,24.97602],[-99.53571,24.96725],[-99.53432,24.96771]]}}
L.T. GOLLAK ENTQ. LAJAS-LINARES | LineString | 115 kV |  | 6.59 km | 115KV-2C-6.5KM-795ACSR-TA | [5 empty] | CONACYT 2024 (oficial) | {"type":"Feature","properties":{},"geometry":{"type":"LineString","coordinates":[[-99.61249,24.91808],[-99.57991,24.8829],[-99.56605,24.88512]]}}
L.T. HUINALA - DULCES NOMBRES | LineString | 115 kV |  | 4.47 km | 115KV-1C- 3.87KM- 477 ACSR- TA/PA. | [5 empty] | CONACYT 2024 (oficial) | {"type":"Feature","properties":{},"geometry":{"type":"LineString","coordinates":[[-100.07062,25.73966],[-100.07757,25.74111],[-100.1043,25.72412]]}}
L.T. YIN ENTQ. ESCOBEDO-HIDALGO | LineString | 115 kV |  | 0.53 km | 115KV-2C- 0.52KM- 477ACSR- TA | [5 empty] | CONACYT 2024 (oficial) | {"type":"Feature","properties":{},"geometry":{"type":"LineString","coordinates":[[-100.41856,25.94673],[-100.4209,25.94248]]}}
L.T. PB0 - PB4 | LineString | 115 kV |  | 79.15 km | 115KV - 1C- 795 ACSR- 79.1KM- TA/PA | [5 empty] | CONACYT 2024 (oficial) | {"type":"Feature","properties":{},"geometry":{"type":"LineString","coordinates":[[-99.31977,25.72805],[-99.3435,25.73393],[-99.36545,25.72212],[-99.45682,25.68123],[-99.60778,25.63087],[-99.71221,25.58916],[-99.80092,25.57779],[-99.84426,25.56584],[-99.92992,25.57073],[-99.96992,25.5587],[-100.0057,25.56004],[-100.06104,25.56508]]}}
L.T. CHEYSLER PTA. CAMIONES ENTQ. SALTILLO CONSEPCION DEL ORO | LineString | 115 kV |  | 2.77 km | 115KV-2C-2.77KM-477ACSR-TA/PA | [5 empty] | CONACYT 2024 (oficial) | {"type":"Feature","properties":{},"geometry":{"type":"LineString","coordinates":[[-101.09373,25.2629],[-101.10369,25.26061],[-101.11816,25.25988],[-101.11828,25.26]]}}
L.T. LEXMARK TAP SALVARCAR - MASA | LineString | 115 kV |  | 0.99 km | 115KV-1C-477ACSR-0.98KM-PA | [5 empty] | CONACYT 2024 (oficial) | {"type":"Feature","properties":{},"geometry":{"type":"LineString","coordinates":[[-106.36998,31.61562],[-106.3635,31.6154]]}}
L.T. PASO DEL NORTE - CHAVEÑA | LineString | 115 kV |  | 6.86 km | 115KV-1C-1113/477ACSR-6.86KM-TA/PA/PM | [5 empty] | CONACYT 2024 (oficial) | {"type":"Feature","properties":{},"geometry":{"type":"LineString","coordinates":[[-106.53697,31.7319],[-106.52747,31.73214],[-106.5238,31.7336],[-106.48327,31.71843],[-106.47632,31.72056]]}}
L.T. PASO DEL NORTE - REFORMA | LineString | 115 kV |  | 20.71 km | 115KV-1C-1113/477ACSR-20.71KM-TA/PA/PM | [5 empty] | CONACYT 2024 (oficial) | {"type":"Feature","properties":{},"geometry":{"type":"LineString","coordinates":[[-106.53697,31.7319],[-106.52747,31.73214],[-106.5238,31.7336],[-106.5274,31.71672],[-106.50102,31.69172],[-106.4749,31.66267],[-106.46684,31.66089],[-106.47657,31.61422],[-106.46212,31.59755],[-106.46259,31.58723]]}}
L.T. LAGOS - ZARAGOZA | LineString | 115 kV |  | 3.71 km | 115 KV -1C-477ACSR- 3.41KM- PA | [5 empty] | CONACYT 2024 (oficial) | {"type":"Feature","properties":{},"geometry":{"type":"LineString","coordinates":[[-106.38081,31.6684],[-106.38108,31.66838],[-106.36263,31.66125],[-106.36006,31.66541],[-106.35275,31.6605],[-106.3531,31.66051]]}}
L.T. CERESO TAP REFORMA - DUNAS | LineString | 115 kV |  | 1.57 km | 115KV-1C-477ACSR-1.56KM-PM | [5 empty] | CONACYT 2024 (oficial) | {"type":"Feature","properties":{},"geometry":{"type":"LineString","coordinates":[[-106.45532,31.49569],[-106.47112,31.4974]]}}
L.T. DUNAS - CEMENTOS SWITCHEO | LineString | 115 kV |  | 10.08 km | 115KV-1C-477ACSR- 1.00 KM -PM | [5 empty] | CONACYT 2024 (oficial) | {"type":"Feature","properties":{},"geometry":{"type":"LineString","coordinates":[[-106.46642,31.42196],[-106.46895,31.42155],[-106.48864,31.33526]]}}
L.T. AEROPUERTO - AZTECAS | LineString | 115 kV |  | 9.98 km | 115KV-1C-477ACSR-9.97KM-TA | [5 empty] | CONACYT 2024 (oficial) | {"type":"Feature","properties":{},"geometry":{"type":"LineString","coordinates":[[-106.45785,31.67363],[-106.4474,31.65828],[-106.46427,31.62292],[-106.44812,31.62375]]}}
L.T. GEMINIS-WERNER | LineString | 115 kV |  | 0.37 km | 115KV-1C-477ACSR-0.37KM-PA | [5 empty] | CONACYT 2024 (oficial) | {"type":"Feature","properties":{},"geometry":{"type":"LineString","coordinates":[[-106.45521,31.6486],[-106.45437,31.64552]]}}
L.T. TERRANOVA-EL PORVENIR | LineString | 115 kV |  | 72.91 km | 115KV-1C-1113-477ACSR-72.87KM-TA/PA | [5 empty] | CONACYT 2024 (oficial) | {"type":"Feature","properties":{},"geometry":{"type":"LineString","coordinates":[[-106.40491,31.55646],[-106.4043,31.55674],[-106.40053,31.55624],[-106.3571,31.59012],[-106.3431,31.59395],[-106.32449,31.607],[-106.29787,31.5759],[-106.28605,31.54505],[-106.21995,31.46301],[-106.12274,31.3788],[-106.08208,31.38228],[-106.03018,31.37357],[-106.00772,31.37621],[-105.99805,31.3698],[-105.99001,31.34442],[-105.93439,31.30864],[-105.88243,31.26999],[-105.87672,31.2467]]}}
L.T. TERRANOVA - ZARAGOZA | LineString | 115 kV |  | 16.75 km | 115 KV-1C1113ACSR-9.74KM- PA/TA | [5 empty] | CONACYT 2024 (oficial) | {"type":"Feature","properties":{},"geometry":{"type":"LineString","coordinates":[[-106.35358,31.6606],[-106.3314,31.63952],[-106.32449,31.607],[-106.3431,31.59395],[-106.3571,31.59012],[-106.40053,31.55624],[-106.4043,31.55674],[-106.40477,31.55637]]}}
L.T. C.M. PUERTO JUSTO - GUACHOCHI | LineString | 115 kV |  | 125.21 km | 115KV-1C-477ACSR-125.19KM-TA | [5 empty] | CONACYT 2024 (oficial) | {"type":"Feature","properties":{},"geometry":{"type":"LineString","coordinates":[[-107.0713,26.8564],[-107.04847,26.86701],[-106.9824,26.8684],[-106.95109,26.86687],[-106.93736,26.85646],[-106.92645,26.86314],[-106.90995,26.86225],[-106.88934,26.86792],[-106.84614,26.86166],[-106.82384,26.84599],[-106.81282,26.84961],[-106.80606,26.86598],[-106.80671,26.89674],[-106.78537,26.91374],[-106.76298,26.91665],[-106.74634,26.93152],[-106.71626,26.93352],[-106.69234,26.94705],[-106.68627,26.95635],[-106.65474,26.96854],[-106.62573,26.96619],[-106.6118,26.95352],[-106.5854,26.94533],[-106.53344,26.95555],[-106.47857,26.94683],[-106.43103,26.95604],[-106.37875,26.95485],[-106.3555,26.94035],[-106.33292,26.90053],[-106.32524,26.89813],[-106.31468,26.87999],[-106.30185,26.86871],[-106.27293,26.86466],[-106.26291,26.88139],[-106.24627,26.89559],[-106.22417,26.8816],[-106.17109,26.86915],[-106.12156,26.86065],[-106.10274,26.85953],[-106.05155,26.83542],[-106.01596,26.80911]]}}
L.T. CATERPILAR TAP L.T. JHON DEERE - CMM | LineString | 115 kV |  | 0.38 km | 115KV-1C-477ACSR-0.37KM-PM | [5 empty] | CONACYT 2024 (oficial) | {"type":"Feature","properties":{},"geometry":{"type":"LineString","coordinates":[[-103.35865,25.47093],[-103.35687,25.47352]]}}
L.T. TORREON SUR - JHON DEERE | LineString | 115 kV |  | 4.91 km | 115KV-1C-477ACSR-4.91KM-TA | [5 empty] | CONACYT 2024 (oficial) | {"type":"Feature","properties":{},"geometry":{"type":"LineString","coordinates":[[-103.31035,25.45394],[-103.31153,25.4529],[-103.34976,25.47739],[-103.3499,25.47719],[-103.34997,25.47707]]}}
L.T. LA ROSITA - LAGUNA SECA | LineString | 115 kV |  | 12.69 km | 115KV-1C-3/0 -12.68KM-PM | [5 empty] | CONACYT 2024 (oficial) | {"type":"Feature","properties":{},"geometry":{"type":"LineString","coordinates":[[-103.26643,25.45882],[-103.27597,25.4139],[-103.33603,25.37262]]}}
L.T. ANDALUCIA - LA ROSITA | LineString | 115 kV |  | 15.44 km | 115KV-1C-3/0-15.44KM-PM | [5 empty] | CONACYT 2024 (oficial) | {"type":"Feature","properties":{},"geometry":{"type":"LineString","coordinates":[[-103.21834,25.56555],[-103.21855,25.53576],[-103.24918,25.53509],[-103.26638,25.45889]]}}
L.T. JIMENEZ-SAN FERNANDO | LineString | 115 kV |  | 84.77 km | 115KV-1C-477ACSR-84.7KM-TA | [5 empty] | CONACYT 2024 (oficial) | {"type":"Feature","properties":{},"geometry":{"type":"LineString","coordinates":[[-98.1378,24.86649],[-98.1279,24.85894],[-98.12516,24.83989],[-98.14705,24.81306],[-98.21226,24.78708],[-98.26202,24.73873],[-98.35525,24.45201],[-98.5042,24.21887],[-98.50393,24.21881]]}}
L.T. NUEVO SANTANDER-NIEN HSING | LineString | 115 kV |  | 0.64 km | 115KV-1C-477ACSR-0.6KM-TA | [5 empty] | CONACYT 2024 (oficial) | {"type":"Feature","properties":{},"geometry":{"type":"LineString","coordinates":[[-99.08732,23.71448],[-99.08389,23.71839]]}}
L.T. VILLA DE CASAS-SOTO LA MARINA | LineString | 115 kV |  | 66.21 km | 115KV-1C-266ACSR-66.1KM-TA | [5 empty] | CONACYT 2024 (oficial) | {"type":"Feature","properties":{},"geometry":{"type":"LineString","coordinates":[[-98.22181,23.73132],[-98.27663,23.70191],[-98.29703,23.6844],[-98.32066,23.67417],[-98.34398,23.64369],[-98.36483,23.63227],[-98.37346,23.61926],[-98.40649,23.60488],[-98.41828,23.58726],[-98.43376,23.57852],[-98.51063,23.57141],[-98.54613,23.56949],[-98.60362,23.58488],[-98.63005,23.60754],[-98.63975,23.62184],[-98.64181,23.63693],[-98.65671,23.66395],[-98.72667,23.71672],[-98.73111,23.71834]]}}
L.T. VILLA DE CASAS-OBRA DE TOMA | LineString | 115 kV |  | 17.11 km | 115KV-1C-266ACSR-17.1KM-TA | [5 empty] | CONACYT 2024 (oficial) | {"type":"Feature","properties":{},"geometry":{"type":"LineString","coordinates":[[-98.73288,23.83679],[-98.72523,23.83894],[-98.70355,23.80993],[-98.69693,23.78127],[-98.70213,23.77103],[-98.72186,23.75591],[-98.71947,23.73804],[-98.73323,23.72888],[-98.7312,23.7183]]}}
L.T. NUEVO SANTANDER-VILLA DE CASAS | LineString | 115 kV |  | 37.35 km | 115KV-1C-795ACSR-37.3KM-TA | [5 empty] | CONACYT 2024 (oficial) | {"type":"Feature","properties":{},"geometry":{"type":"LineString","coordinates":[[-98.73112,23.71836],[-98.74693,23.72519],[-98.80212,23.71533],[-98.87076,23.71619],[-98.9471,23.7171],[-98.95761,23.72625],[-98.9775,23.72114],[-98.99946,23.72129],[-99.08378,23.72266],[-99.08416,23.71916],[-99.08408,23.7187]]}}
L.T. OLIVO-NUEVO-SANTANDER | LineString | 115 kV |  | 6.17 km | 115KV-1C-266ACSR-6.1KM-TA | [5 empty] | CONACYT 2024 (oficial) | {"type":"Feature","properties":{},"geometry":{"type":"LineString","coordinates":[[-99.08424,23.71866],[-99.08416,23.71916],[-99.08378,23.72266],[-99.09421,23.7247],[-99.11909,23.75835]]}}
L.T. VICTORIA-NUEVO SANTANDER | LineString | 115 kV |  | 15.66 km | 115KV-1C-795ACSR-15.6KM-TA | [5 empty] | CONACYT 2024 (oficial) | {"type":"Feature","properties":{},"geometry":{"type":"LineString","coordinates":[[-99.08401,23.71867],[-99.09116,23.68249],[-99.12317,23.67392],[-99.15373,23.69219],[-99.1509,23.71177],[-99.16053,23.72535],[-99.16041,23.72514]]}}
L.T. GUEMEZ-VICTORIA | LineString | 115 kV |  | 37.17 km | 115KV-1C-795ACSR-37.1KM-TA | [5 empty] | CONACYT 2024 (oficial) | {"type":"Feature","properties":{},"geometry":{"type":"LineString","coordinates":[[-99.16037,23.72515],[-99.16053,23.72535],[-99.1509,23.71177],[-99.15373,23.69219],[-99.19049,23.69243],[-99.19684,23.70555],[-99.19047,23.74659],[-99.18295,23.77274],[-99.16425,23.79168],[-99.10072,23.79523],[-99.08837,23.82859],[-99.04229,23.86752],[-99.04218,23.86731]]}}
L.T. VICTORIA-LIBERTAD | LineString | 115 kV |  | 3.03 km | 115KV-1C-477ACSR-3.0KM-TA | [5 empty] | CONACYT 2024 (oficial) | {"type":"Feature","properties":{},"geometry":{"type":"LineString","coordinates":[[-99.16295,23.75089],[-99.16046,23.72506]]}}
L.T. GUEMEZ-OLIVO | LineString | 115 kV |  | 15.26 km | 115KV-1C-795ACSR-15.2KM-TA | [5 empty] | CONACYT 2024 (oficial) | {"type":"Feature","properties":{},"geometry":{"type":"LineString","coordinates":[[-99.119,23.7584],[-99.12019,23.76768],[-99.10072,23.79523],[-99.08837,23.82859],[-99.04229,23.86752],[-99.04225,23.86727]]}}
L.T. GUEMEZ-OLIVO | LineString | 115 kV |  | 14.54 km | 115KV-1C-795ACSR-14.5KM-TA | [5 empty] | CONACYT 2024 (oficial) | {"type":"Feature","properties":{},"geometry":{"type":"LineString","coordinates":[[-99.11896,23.75849],[-99.04359,23.86779],[-99.04232,23.86723]]}}
L.T. GUEMEZ-JIMENEZ | LineString | 115 kV |  | 76.39 km | 115KV-1C-477ACSR-76.3KM-TA | [5 empty] | CONACYT 2024 (oficial) | {"type":"Feature","properties":{},"geometry":{"type":"LineString","coordinates":[[-98.50399,24.21869],[-98.5042,24.21887],[-98.5191,24.1826],[-98.62216,24.10721],[-98.65781,24.0981],[-98.78117,24.13227],[-98.92676,24.04687],[-98.94385,24.01961],[-99.03634,23.92803],[-99.04278,23.88979],[-99.04188,23.8675]]}}
L.T. REBOMBEO I TAP. NUEVO SANTANDER-VILLA DE CASAS | LineString | 115 kV |  | 0.21 km | 115KV-1C-266ACSR-0.2KM-TA | [5 empty] | CONACYT 2024 (oficial) | {"type":"Feature","properties":{},"geometry":{"type":"LineString","coordinates":[[-98.87076,23.71619],[-98.86929,23.71725]]}}
L.T. REBOMBEO II TAP NUEVO SANTANDER-VILLA DE CASAS | LineString | 115 kV |  | 0.3 km | 115KV-1C-266ACSR-0.3KM-TA | [5 empty] | CONACYT 2024 (oficial) | {"type":"Feature","properties":{},"geometry":{"type":"LineString","coordinates":[[-98.99946,23.72129],[-98.99921,23.71907]]}}
L.T. GUEMEZ-LIBERTAD | LineString | 115 kV |  | 21.33 km | 115KV-1C-477ACSR-21.32KM-TA | [5 empty] | CONACYT 2024 (oficial) | {"type":"Feature","properties":{},"geometry":{"type":"LineString","coordinates":[[-99.16283,23.75105],[-99.16274,23.751],[-99.1564,23.76583],[-99.11442,23.86398],[-99.0715,23.87609],[-99.04215,23.86774],[-99.04208,23.8674]]}}
L.T. GUEMEZ - TIERRA NUEVA | LineString | 115 kV |  | 12.79 km | 115KV-1C-266ACSR-12.78KM-TA | [5 empty] | CONACYT 2024 (oficial) | {"type":"Feature","properties":{},"geometry":{"type":"LineString","coordinates":[[-99.11344,23.90761],[-99.11364,23.90762],[-99.11674,23.90489],[-99.11442,23.86398],[-99.0715,23.87609],[-99.04215,23.86774],[-99.042,23.86745]]}}
L.T. TIERRA NUEVA - BARRETAL | LineString | 115 kV |  | 21.0 km | 115KV-1C-266ACSR-20.98KM-TA | [5 empty] | CONACYT 2024 (oficial) | {"type":"Feature","properties":{},"geometry":{"type":"LineString","coordinates":[[-99.12235,24.08345],[-99.11445,24.08378],[-99.11346,24.08389],[-99.10611,24.06746],[-99.10933,24.00555],[-99.10029,23.95552],[-99.10722,23.91425],[-99.11364,23.90762],[-99.11344,23.90761]]}}
L.T.PRESA FALCON-PESQUERIA | LineString | 115 kV |  | 136.37 km | 115KV-2C-136.02KM-477ACSR-TA | [5 empty] | CONACYT 2024 (oficial) | {"type":"Feature","properties":{},"geometry":{"type":"LineString","coordinates":[[-99.17102,26.5582],[-99.1847,26.55156],[-99.15677,26.4335],[-99.20086,26.40018],[-99.47225,26.23188],[-99.51841,26.17098],[-99.6277,26.06248],[-99.72607,25.91957],[-99.74009,25.91298],[-99.87425,25.87266],[-99.90014,25.87359],[-99.95835,25.86019],[-100.04896,25.83079],[-100.06048,25.81897],[-100.09755,25.80625]]}}
L.T. NUEVA ROSITA - MUZQUIZ | LineString | 115 kV |  | 35.07 km | 115KV-1C-35.06KM-477ACSR-TA | [5 empty] | CONACYT 2024 (oficial) | {"type":"Feature","properties":{},"geometry":{"type":"LineString","coordinates":[[-101.51943,27.89682],[-101.50803,27.90822],[-101.4613,27.87188],[-101.412,27.86957],[-101.19586,27.91848],[-101.19665,27.92234]]}}
L.T. NUEVA ROSITA - ESPERANZAS | LineString | 115 kV |  | 35.8 km | 115KV-2C-35.3KM-477ACSR-TA | [5 empty] | CONACYT 2024 (oficial) | {"type":"Feature","properties":{},"geometry":{"type":"LineString","coordinates":[[-101.32977,27.70735],[-101.3107,27.7261],[-101.32167,27.74387],[-101.29391,27.77446],[-101.24756,27.78996],[-101.16448,27.82238],[-101.16975,27.89405],[-101.19613,27.9224]]}}
L.T. P.V. MONTEREY - PESQUERIA | LineString | 115 kV |  | 16.79 km | 115KV - 1C- 795 ACSR- 16.7 KM TA/PA. | [5 empty] | CONACYT 2024 (oficial) | {"type":"Feature","properties":{},"geometry":{"type":"LineString","coordinates":[[-100.09779,25.80618],[-100.14521,25.79065],[-100.1592,25.78713],[-100.18041,25.78938],[-100.20003,25.78596],[-100.21368,25.7691],[-100.2332,25.74192],[-100.23397,25.74129]]}}
L.T. CERRALVO TAP FALCON MEXICANO-PESQUERIA | LineString | 115 kV |  | 0.01 km | 115KV-1C-397ACSR-0.01KM | [5 empty] | CONACYT 2024 (oficial) | {"type":"Feature","properties":{},"geometry":{"type":"LineString","coordinates":[[-99.60804,26.08202],[-99.60814,26.08206]]}}
L.T. PROLEC TAP MONTERREY - APODACA | LineString | 115 kV |  | 0.08 km | 115KV-1C-477ACSR-0.069KM | [5 empty] | CONACYT 2024 (oficial) | {"type":"Feature","properties":{},"geometry":{"type":"LineString","coordinates":[[-100.20318,25.75481],[-100.20358,25.75543]]}}
L.T. LA SILLA TAP - HUINALA - SAN JUAN | LineString | 115 kV |  | 7.62 km | 115KV - 2C- 1.08KM- 795 ACSR- TA/PA. | [5 empty] | CONACYT 2024 (oficial) | {"type":"Feature","properties":{},"geometry":{"type":"LineString","coordinates":[[-100.11304,25.63781],[-100.13746,25.63535],[-100.17513,25.64542],[-100.1784,25.65311]]}}
L.T. SAN ROQUE TAP LA SILLA TAP HUINALA SAN JUAN | LineString | 115 kV |  | 4.53 km | 115KV - 1C- 795 ACSR- 11 KM TA/PA. | [5 empty] | CONACYT 2024 (oficial) | {"type":"Feature","properties":{},"geometry":{"type":"LineString","coordinates":[[-100.17513,25.64542],[-100.21454,25.65866]]}}
L.T. LAJAS - LIBERTAD | LineString | 115 kV |  | 4.75 km | 115KV-1C-266.8ACSR-4.73KM-TA | [5 empty] | CONACYT 2024 (oficial) | {"type":"Feature","properties":{},"geometry":{"type":"LineString","coordinates":[[-99.53162,24.99624],[-99.53547,24.99908],[-99.53619,24.96771],[-99.53456,24.96831]]}}
L.T. INDUSTRIAL - REFORMA | LineString | 115 kV |  | 7.93 km | 115KV-2C-477ACSR- 7.88KM- TA | [5 empty] | CONACYT 2024 (oficial) | {"type":"Feature","properties":{},"geometry":{"type":"LineString","coordinates":[[-106.46284,31.58732],[-106.45125,31.64466],[-106.44505,31.65412]]}}
L.T. INSURGENTES - CHAMIZAL | LineString | 115 kV |  | 6.07 km | 115KV-1C- 477ACSR-6.05KM -PA/PM | [5 empty] | CONACYT 2024 (oficial) | {"type":"Feature","properties":{},"geometry":{"type":"LineString","coordinates":[[-106.47379,31.74939],[-106.47992,31.74825],[-106.50313,31.7441],[-106.5237,31.73376]]}}
L.T. LAGOS - GRANJERO | LineString | 115 kV |  | 6.35 km | 115KV-1C-477ACSR-6.37KM-PM/PA | [5 empty] | CONACYT 2024 (oficial) | {"type":"Feature","properties":{},"geometry":{"type":"LineString","coordinates":[[-106.38081,31.66832],[-106.38108,31.66838],[-106.36263,31.66125],[-106.36808,31.6447],[-106.38654,31.64265]]}}
L.T. SALVARCAR - TORRES | LineString | 115 kV |  | 5.92 km | 115KV-1C-477ACSR-5.92KM-PA/PM | [5 empty] | CONACYT 2024 (oficial) | {"type":"Feature","properties":{},"geometry":{"type":"LineString","coordinates":[[-106.36598,31.62],[-106.36627,31.62015],[-106.36515,31.62095],[-106.37642,31.60303],[-106.40733,31.60517]]}}
L.T. SALVARCAR - MASA | LineString | 115 kV |  | 1.9 km | 115KV-1C-477ACSR-1.92KM-PA | [5 empty] | CONACYT 2024 (oficial) | {"type":"Feature","properties":{},"geometry":{"type":"LineString","coordinates":[[-106.3763,31.60748],[-106.36617,31.61985]]}}
L.T. CEMENTOS CHIHUAHUA TAP REFORMA-DUNAS | LineString | 115 kV |  | 1.58 km | 115KV-1C-477ACSR-1.57KM-PM | [5 empty] | CONACYT 2024 (oficial) | {"type":"Feature","properties":{},"geometry":{"type":"LineString","coordinates":[[-106.45131,31.41747],[-106.4661,31.42198]]}}
L.T. DUNAS - TRANSALTA | LineString | 115 kV |  | 0.6 km | 115KV-1C-477ACSR-0.50KM-PA | [5 empty] | CONACYT 2024 (oficial) | {"type":"Feature","properties":{},"geometry":{"type":"LineString","coordinates":[[-106.48869,31.33519],[-106.48531,31.33213]]}}
L.T. NAZAS - CEMENTOS | LineString | 115 kV |  | 14.96 km | 115KV-1C-1113/477ACSR-14.95KM-TA/PA/PM | [5 empty] | CONACYT 2024 (oficial) | {"type":"Feature","properties":{},"geometry":{"type":"LineString","coordinates":[[-103.50011,25.50353],[-103.50019,25.50416],[-103.49997,25.50588],[-103.49246,25.53157],[-103.48194,25.53364],[-103.48058,25.52692],[-103.44824,25.52003],[-103.4277,25.5085],[-103.42536,25.50134],[-103.40211,25.48871]]}}
L.T. DIVISON DEL NORTE ENTQ. CHIHUAHUA PONIENTE - CUAUHTEMOC I (EN PROYECTO) | LineString | 115 kV |  | 11.88 km | 115KV-4C-795ACSR-11.87KM-PA | [5 empty] | CONACYT 2024 (oficial) | {"type":"Feature","properties":{},"geometry":{"type":"LineString","coordinates":[[-106.16518,28.58588],[-106.19333,28.58679],[-106.1909,28.56272],[-106.19146,28.52331],[-106.18647,28.50916]]}}
L.T. RUIZ CORTINEZ - NICOLAS BRAVO | LineString | 115 kV |  | 76.78 km | 115KV-1C-477ACSR-76.81KM-PM | [5 empty] | CONACYT 2024 (oficial) | {"type":"Feature","properties":{},"geometry":{"type":"LineString","coordinates":[[-107.92617,29.32633],[-107.92169,29.28394],[-107.90755,29.26439],[-107.83713,29.24835],[-107.81709,29.22486],[-107.74504,29.2439],[-107.73542,29.2557],[-107.71253,29.21627],[-107.66322,29.23112],[-107.641,29.19871],[-107.62135,29.18243],[-107.6288,29.15913],[-107.61662,29.1493],[-107.58783,29.14377],[-107.55493,29.11713],[-107.51271,29.07582],[-107.51146,29.03034],[-107.51157,28.94057]]}}
L.T. CUAUHTEMOC II - ALVARO OBREGON | LineString | 115 kV |  | 40.04 km | 115KV-1C-477ACSR-40.04KM-TA | [5 empty] | CONACYT 2024 (oficial) | {"type":"Feature","properties":{},"geometry":{"type":"LineString","coordinates":[[-106.91339,28.71634],[-106.91432,28.7078],[-106.89227,28.70786],[-106.89218,28.68971],[-106.8717,28.68983],[-106.87108,28.44638],[-106.83629,28.45126],[-106.81369,28.44718]]}}
L.T. CREEL - DIVISADERO | LineString | 115 kV |  | 37.04 km | 115KV-1C-477ACSR-37.06KM-TA | [5 empty] | CONACYT 2024 (oficial) | {"type":"Feature","properties":{},"geometry":{"type":"LineString","coordinates":[[-107.83786,27.52386],[-107.80053,27.62457],[-107.78933,27.62346],[-107.76845,27.64273],[-107.72392,27.66536],[-107.72183,27.6802],[-107.69039,27.69621],[-107.67778,27.74522],[-107.65935,27.75827],[-107.65471,27.76882],[-107.64028,27.77315]]}}
L.T. KOHLER ENTQ. HUINALA - SAN JUAN | LineString | 115 kV |  | 1.76 km | 115KV - 2C- 795 ACSR- 1.75 KM TA | [5 empty] | CONACYT 2024 (oficial) | {"type":"Feature","properties":{},"geometry":{"type":"LineString","coordinates":[[-100.08865,25.67445],[-100.10355,25.68277]]}}
L.T. ALVARO OBREGON - MENONITA | LineString | 115 kV |  | 58.89 km | 115KV-1C-477ACSR-58.84KM-TA | [5 empty] | CONACYT 2024 (oficial) | {"type":"Feature","properties":{},"geometry":{"type":"LineString","coordinates":[[-107.0462,29.16745],[-107.04819,29.1453],[-107.02515,29.13356],[-107.0195,29.11057],[-107.03284,29.06244],[-107.01391,29.0152],[-107.01435,28.99801],[-107.02948,28.97797],[-107.02732,28.94765],[-107.0337,28.9329],[-107.02826,28.91851],[-107.032,28.90459],[-107.02257,28.87157],[-107.00528,28.83055],[-106.98401,28.79073],[-106.95974,28.77921],[-106.94963,28.74603],[-106.93202,28.73525],[-106.91339,28.71658]]}}
L.T. TERRANOVA - SALVARCAR | LineString | 115 kV |  | 10.38 km | 115KV-1C-113ACSR-9.8KM- PA | [5 empty] | CONACYT 2024 (oficial) | {"type":"Feature","properties":{},"geometry":{"type":"LineString","coordinates":[[-106.36606,31.61992],[-106.36627,31.62015],[-106.36515,31.62095],[-106.37642,31.60303],[-106.40017,31.58262],[-106.3858,31.57057],[-106.40368,31.55739],[-106.40529,31.55679]]}}
L.T. TERRANOVA - GRANJERO | LineString | 115 kV |  | 13.79 km | 115KV-1C-1113/795-500MM2ACSR13.75KM-PA/CS | [5 empty] | CONACYT 2024 (oficial) | {"type":"Feature","properties":{},"geometry":{"type":"LineString","coordinates":[[-106.3866,31.64206],[-106.38539,31.64141],[-106.38669,31.63488],[-106.36515,31.62095],[-106.37642,31.60303],[-106.40017,31.58262],[-106.3858,31.57057],[-106.40368,31.55739],[-106.40515,31.55666]]}}
L.T. TERRANOVA-PATRIA | LineString | 115 kV |  | 16.6 km | 115KV-1C-1113/795ACSR-16.57KM-PA | [5 empty] | CONACYT 2024 (oficial) | {"type":"Feature","properties":{},"geometry":{"type":"LineString","coordinates":[[-106.41724,31.62687],[-106.4099,31.63746],[-106.38669,31.63488],[-106.36515,31.62095],[-106.37642,31.60303],[-106.40017,31.58262],[-106.3858,31.57057],[-106.40368,31.55739],[-106.40502,31.55653]]}}
L.T. NAZAS - JARDIN | LineString | 115 kV |  | 8.88 km | 115KV-1C-1113/477ACSR-8.87KM-TA/PA/PM | [5 empty] | CONACYT 2024 (oficial) | {"type":"Feature","properties":{},"geometry":{"type":"LineString","coordinates":[[-103.49998,25.50355],[-103.50019,25.50416],[-103.49997,25.50588],[-103.49246,25.53157],[-103.48194,25.53364],[-103.48556,25.54253],[-103.50088,25.53795],[-103.50151,25.54818],[-103.50428,25.55181],[-103.50437,25.55173]]}}
L.T. LAGUNA - JARDIN | LineString | 115 kV |  | 5.57 km | 115KV-1C-1113/477ACSR-5.56KM-PA/PA | [5 empty] | CONACYT 2024 (oficial) | {"type":"Feature","properties":{},"geometry":{"type":"LineString","coordinates":[[-103.47196,25.55169],[-103.4719,25.55195],[-103.48408,25.54439],[-103.48556,25.54253],[-103.50088,25.53795],[-103.50151,25.54818],[-103.50428,25.55181],[-103.50441,25.55179]]}}
L.T. NAZAS - LAGUNA | LineString | 115 kV |  | 7.46 km | 115KV-1C-1113/477ACSR-7.46KM-TA/PA/PM | [5 empty] | CONACYT 2024 (oficial) | {"type":"Feature","properties":{},"geometry":{"type":"LineString","coordinates":[[-103.50025,25.5035],[-103.50019,25.50416],[-103.49997,25.50588],[-103.49246,25.53157],[-103.48194,25.53364],[-103.48408,25.54439],[-103.4719,25.55195],[-103.47206,25.55175]]}}
L.T. NAZAS - TORREON | LineString | 115 kV |  | 8.63 km | 115KV-1C-1113/477ACSR-8.63KM-TA/PA/PM | [5 empty] | CONACYT 2024 (oficial) | {"type":"Feature","properties":{},"geometry":{"type":"LineString","coordinates":[[-103.5004,25.50348],[-103.50019,25.50416],[-103.49997,25.50588],[-103.49246,25.53157],[-103.46369,25.52092],[-103.44707,25.52211]]}}
L.T. JHON DEERE - CMM | LineString | 115 kV |  | 2.16 km | 115KV-1C-477ACSR-2.17KM-PM | [5 empty] | CONACYT 2024 (oficial) | {"type":"Feature","properties":{},"geometry":{"type":"LineString","coordinates":[[-103.3502,25.4766],[-103.35865,25.47093],[-103.36542,25.47588]]}}
L.T. CHAVEZ UNO - BATOPILAS | LineString | 115 kV |  | 16.4 km | 115KV-1C-477ACSR-16.40KM-PM/PC | [5 empty] | CONACYT 2024 (oficial) | {"type":"Feature","properties":{},"geometry":{"type":"LineString","coordinates":[[-103.29049,25.91818],[-103.28514,25.77161]]}}
L.T. GALEANA TAP CASAS GRANDES - BENITO JUAREZ | LineString | 115 kV |  | 2.15 km | 115KV-1C-477ACSR-2.14KM-PM | [5 empty] | CONACYT 2024 (oficial) | {"type":"Feature","properties":{},"geometry":{"type":"LineString","coordinates":[[-107.62392,30.17345],[-107.61682,30.19152]]}}
L.T. DURANGO II - CELULOSA Y PAPEL | LineString | 115 kV |  | 0.92 km | 115KV-1C-477ACSR-0.90KM-TA | [5 empty] | CONACYT 2024 (oficial) | {"type":"Feature","properties":{},"geometry":{"type":"LineString","coordinates":[[-104.59977,24.07032],[-104.60524,24.07575]]}}
L.T. ABASTOS-CALIFORNIA | LineString | 115 kV |  | 4.99 km | 115KV-2C-800MCM-4.98KM-CU/CS | [5 empty] | CONACYT 2024 (oficial) | {"type":"Feature","properties":{},"geometry":{"type":"LineString","coordinates":[[-103.39183,25.54552],[-103.40409,25.55158],[-103.41499,25.543],[-103.42853,25.55206]]}}
L.T. GOMEZ PALACIO-ABASTOS | LineString | 115 kV |  | 12.75 km | 115KV-2C-800MCM-12.60KM-CU/CS | [5 empty] | CONACYT 2024 (oficial) | {"type":"Feature","properties":{},"geometry":{"type":"LineString","coordinates":[[-103.42852,25.55215],[-103.42028,25.55841],[-103.41579,25.58577],[-103.42108,25.59377],[-103.44871,25.60936],[-103.45938,25.59414],[-103.47255,25.5956],[-103.47228,25.59821],[-103.47297,25.59813],[-103.47273,25.59783]]}}
L.T. GOMEZ PALACIO - LAGUNA | LineString | 115 kV |  | 6.01 km | 115KV-2C-800MCM-5.89KM-CU-CS | [5 empty] | CONACYT 2024 (oficial) | {"type":"Feature","properties":{},"geometry":{"type":"LineString","coordinates":[[-103.47115,25.55214],[-103.47255,25.5956],[-103.47228,25.59821],[-103.47262,25.59796]]}}
L.T. JANOS - ASCENSION | LineString | 115 kV |  | 29.77 km | 115KV-1C-29.8kM-477ACSR-PM-PC | [5 empty] | CONACYT 2024 (oficial) | {"type":"Feature","properties":{},"geometry":{"type":"LineString","coordinates":[[-108.0105,31.07068],[-108.08337,30.9866],[-108.12717,30.99312],[-108.13958,30.9753],[-108.17998,30.8928],[-108.17833,30.87988]]}}
L.T. CARTAGENA - COLEGIO | LineString | 115 kV |  | 5.34 km | 115KV-1C-477ACSR-5.34KM-PA/PM | [5 empty] | CONACYT 2024 (oficial) | {"type":"Feature","properties":{},"geometry":{"type":"LineString","coordinates":[[-106.46587,31.70694],[-106.44613,31.7108],[-106.43735,31.73127]]}}
L.T. CHAVEÑA - CARTAGENA | LineString | 115 kV |  | 2.42 km | 115KV-1C-477ACSR-2.42KM-PA | [5 empty] | CONACYT 2024 (oficial) | {"type":"Feature","properties":{},"geometry":{"type":"LineString","coordinates":[[-106.47621,31.7206],[-106.46598,31.70689]]}}
L.T. PASO DEL NORTE - CHAMIZAL | LineString | 115 kV |  | 8.71 km | 115KV-1C-1113/800MM2-8.70KM-PA/PM/CS | [5 empty] | CONACYT 2024 (oficial) | {"type":"Feature","properties":{},"geometry":{"type":"LineString","coordinates":[[-106.47371,31.7494],[-106.47992,31.74825],[-106.4823,31.7477],[-106.51091,31.76094],[-106.51998,31.75737],[-106.53742,31.7321]]}}
L.T. RIVEREÑA - | LineString | 115 kV |  | 2.96 km | NO DEFINIDO | [5 empty] | CONACYT 2024 (oficial) | {"type":"Feature","properties":{},"geometry":{"type":"LineString","coordinates":[[-106.39656,31.7558],[-106.40488,31.74413],[-106.41801,31.75016]]}}
L.T. PARQUE - ZARAGOZA | LineString | 115 kV |  | 6.57 km | 115KV-1C-477ACSR-6.37KM-PA/PM | [5 empty] | CONACYT 2024 (oficial) | {"type":"Feature","properties":{},"geometry":{"type":"LineString","coordinates":[[-106.35308,31.66062],[-106.35275,31.6605],[-106.36006,31.66541],[-106.37386,31.68497],[-106.39448,31.69923]]}}
L.T. LA CUESTA - LIBERTAD | LineString | 115 kV |  | 4.04 km | 115KV-1C-477ACSR-4.04KM-PA | [5 empty] | CONACYT 2024 (oficial) | {"type":"Feature","properties":{},"geometry":{"type":"LineString","coordinates":[[-106.45218,31.69152],[-106.45245,31.69155],[-106.44449,31.68701],[-106.44487,31.68018],[-106.44203,31.68],[-106.43771,31.67902],[-106.42715,31.67608]]}}
L.T. INDUSTRIAL-LIBERTAD | LineString | 115 kV |  | 5.56 km | 115KV-1C-477ACSR-5.53KM-PM | [5 empty] | CONACYT 2024 (oficial) | {"type":"Feature","properties":{},"geometry":{"type":"LineString","coordinates":[[-106.45221,31.69157],[-106.45245,31.69155],[-106.44449,31.68701],[-106.44487,31.68018],[-106.44203,31.68],[-106.43771,31.67902],[-106.44479,31.65427]]}}
L.T. VALLE DE JUAREZ- PARQUE | LineString | 115 kV |  | 2.72 km | 115KV-2C-477ACSR-2.71KM-PA | [5 empty] | CONACYT 2024 (oficial) | {"type":"Feature","properties":{},"geometry":{"type":"LineString","coordinates":[[-106.37295,31.70292],[-106.39405,31.70025],[-106.3942,31.69992]]}}
L.T. FUENTES - TECNOLOGICO | LineString | 115 kV |  | 8.92 km | 115KV-1C-477ACSR-8.91KM-PA | [5 empty] | CONACYT 2024 (oficial) | {"type":"Feature","properties":{},"geometry":{"type":"LineString","coordinates":[[-106.41389,31.73015],[-106.40028,31.7237],[-106.388,31.70518],[-106.39405,31.70025],[-106.40597,31.6936],[-106.41959,31.70653],[-106.42138,31.70651],[-106.42177,31.70785]]}}
L.T. GRANGERO - RCT | LineString | 115 kV |  | 0.14 km | 115KV-1C-477ACSR-0.13KM-PM | [5 empty] | CONACYT 2024 (oficial) | {"type":"Feature","properties":{},"geometry":{"type":"LineString","coordinates":[[-106.38743,31.64364],[-106.38692,31.64283]]}}
L.T. CADEREYTA II ENTQ. CADEREYTA - PB 0 | LineString | 115 kV |  | 0.07 km | 115KV - 2C- 795 ACSR- 0.07KM- PA. | [5 empty] | CONACYT 2024 (oficial) | {"type":"Feature","properties":{},"geometry":{"type":"LineString","coordinates":[[-99.98309,25.55953],[-99.98316,25.55887]]}}
L.T. ARCO VIAL-CATERPILLAR | LineString | 115 kV |  | 0.03 km | 115KV- 1C- 795 ACSR-0.06KM- PA. | [5 empty] | CONACYT 2024 (oficial) | {"type":"Feature","properties":{},"geometry":{"type":"LineString","coordinates":[[-100.52128,25.72808],[-100.52161,25.72803]]}}
L.T. PB 4 ENTQUE. CADEREYTA - PB 0 | LineString | 115 kV |  | 2.91 km | 115KV - 1C- 795 ACSR-2.9KM- TA | [5 empty] | CONACYT 2024 (oficial) | {"type":"Feature","properties":{},"geometry":{"type":"LineString","coordinates":[[-100.03335,25.56312],[-100.06108,25.56504]]}}
L.T. ESCOBEDO - PGR | LineString | 115 kV |  | 7.78 km | 115KV-1C-7.7KM-477ACSR-TA/PA | [5 empty] | CONACYT 2024 (oficial) | {"type":"Feature","properties":{},"geometry":{"type":"LineString","coordinates":[[-100.39194,25.92858],[-100.37863,25.91746],[-100.36821,25.86648]]}}
L.T. NAS ENTQ. ESCOBEDO - SAN NICOLAS | LineString | 115 kV |  | 4.58 km | 115KV - 2C, 795 ACSR, 5.1 KM TA/PA. | [5 empty] | CONACYT 2024 (oficial) | {"type":"Feature","properties":{},"geometry":{"type":"LineString","coordinates":[[-100.32483,25.84237],[-100.32916,25.84659],[-100.36227,25.84977]]}}
L.T. MOCLOVA CENTRO-FRONTERA POT. | LineString | 115 kV |  | 17.84 km | 115KV-2C-17.83KM-1113ACSR-TA-PA | [5 empty] | CONACYT 2024 (oficial) | {"type":"Feature","properties":{},"geometry":{"type":"LineString","coordinates":[[-101.40014,26.89761],[-101.39542,26.89996],[-101.39041,26.93059],[-101.40745,26.94613],[-101.43519,26.94831],[-101.44695,26.95575],[-101.50288,26.92745]]}}
L.T. ACERO-FRONTERA | LineString | 115 kV |  | 3.48 km | 115KV-1C-3.45KM-795ACSR-TA | [5 empty] | CONACYT 2024 (oficial) | {"type":"Feature","properties":{},"geometry":{"type":"LineString","coordinates":[[-101.47212,26.91217],[-101.50276,26.92681]]}}
L.T. HUINALA - SAN MARCOS | LineString | 115 kV |  | 16.91 km | 115KV - 1C- 795 ACSR- 16.5 KM TA/PA. | [5 empty] | CONACYT 2024 (oficial) | {"type":"Feature","properties":{},"geometry":{"type":"LineString","coordinates":[[-100.1039,25.72368],[-100.10407,25.72362],[-100.10004,25.70045],[-100.11304,25.63781],[-100.14066,25.58918],[-100.14751,25.58551],[-100.14766,25.58526]]}}
L.T. SAN ROQUE TAP HUINALA - SAN MARCOS | LineString | 115 kV |  | 11.12 km | 115KV - 1C- 795 ACSR- 10.98 KM TA/PA. | [5 empty] | CONACYT 2024 (oficial) | {"type":"Feature","properties":{},"geometry":{"type":"LineString","coordinates":[[-100.11304,25.63781],[-100.13746,25.63541],[-100.21408,25.65553],[-100.21446,25.65905]]}}
L.T. LA SILLA TAP SAN ROQUE TAP HUINALA - SAN MARCOS | LineString | 115 kV |  | 1.12 km | 115KV - 2C- 1.11KM- 795 ACSR- TA/PA. | [5 empty] | CONACYT 2024 (oficial) | {"type":"Feature","properties":{},"geometry":{"type":"LineString","coordinates":[[-100.17844,25.65315],[-100.17499,25.64547]]}}
L.T. HUINALA - SAN JUAN | LineString | 115 kV |  | 32.75 km | 115KV - 1C- 795 ACSR- 32.4 KM TA/PA. | [5 empty] | CONACYT 2024 (oficial) | {"type":"Feature","properties":{},"geometry":{"type":"LineString","coordinates":[[-100.10245,25.4521],[-100.09964,25.47101],[-100.09483,25.49291],[-100.11433,25.54676],[-100.12263,25.57906],[-100.14066,25.58918],[-100.11304,25.63781],[-100.10004,25.70045],[-100.10407,25.72362],[-100.10386,25.7236]]}}
L.T. VILLA DE JUAREZ ENTQ. HUINALA - SAN JUAN | LineString | 115 kV |  | 0.13 km | 115KV - 2C- 795 ACSR- 0.1 KM TA | [5 empty] | CONACYT 2024 (oficial) | {"type":"Feature","properties":{},"geometry":{"type":"LineString","coordinates":[[-100.10925,25.65182],[-100.10972,25.65294]]}}
L.T. KMT TAP SAN ROQUE ENTQ. HUINALA - SAN MARCOS | LineString | 115 kV |  | 0.03 km | 115KV - 2C- 795 ACSR- 0.03KM PA. | [5 empty] | CONACYT 2024 (oficial) | {"type":"Feature","properties":{},"geometry":{"type":"LineString","coordinates":[[-100.18977,25.64902],[-100.18971,25.64932]]}}
L.T. HUINALA-VALLE SOLEADO | LineString | 115 kV |  | 7.67 km | 115KV - 1C- 7.44KM- 795 ACSR- TA/PA. | [5 empty] | CONACYT 2024 (oficial) | {"type":"Feature","properties":{},"geometry":{"type":"LineString","coordinates":[[-100.17337,25.70264],[-100.17378,25.70249],[-100.17386,25.70189],[-100.12353,25.71161],[-100.10398,25.72343],[-100.10382,25.72354]]}}
L.T. PEMEX - HUINALA | LineString | 115 kV |  | 12.44 km | 115KV - 1C- 795 ACSR-12.20KM- TA/PA. | [5 empty] | CONACYT 2024 (oficial) | {"type":"Feature","properties":{},"geometry":{"type":"LineString","coordinates":[[-100.21695,25.70848],[-100.21681,25.70811],[-100.21452,25.70186],[-100.17386,25.70189],[-100.12353,25.71161],[-100.10398,25.72343],[-100.10378,25.72345]]}}
L.T. ARCO VIAL - ALCALI | LineString | 115 kV |  | 4.8 km | 115KV - 2C-795ACSR- 4.79 KM -TA | [5 empty] | CONACYT 2024 (oficial) | {"type":"Feature","properties":{},"geometry":{"type":"LineString","coordinates":[[-100.52165,25.72856],[-100.52972,25.75125],[-100.54221,25.76339]]}}
L.T. PHELPS DODGE ENTQ. ESCOBEDO - SABINAS HIDALGO | LineString | 115 kV |  | 6.44 km | 115KV - 2C- 795 ACSR-6.43KM- TA/PA. | [5 empty] | CONACYT 2024 (oficial) | {"type":"Feature","properties":{},"geometry":{"type":"LineString","coordinates":[[-100.22503,25.89109],[-100.24006,25.90221],[-100.24477,25.92801],[-100.25311,25.93813]]}}
L.T. G.E. TOSHIBA ENTQ. PHELPS DODGE -ESCOBEDO - SABINAS HIDALGO | LineString | 115 kV |  | 0.3 km | 115KV -1C-0.30KM- 795 ACSR- TA/PA. | [5 empty] | CONACYT 2024 (oficial) | {"type":"Feature","properties":{},"geometry":{"type":"LineString","coordinates":[[-100.22662,25.89351],[-100.22838,25.89144]]}}
L.T. APV TAP TOSHIBA ENTQ. PHELPS DODGE -ESCOBEDO - SABINAS HIDALGO | LineString | 115 kV |  | 0.19 km | 115KV - 2C, 795 ACSR, TA | [5 empty] | CONACYT 2024 (oficial) | {"type":"Feature","properties":{},"geometry":{"type":"LineString","coordinates":[[-100.24094,25.90089],[-100.24006,25.90221]]}}
L.T. HUINALA - REFINERIA CADEREYTA | LineString | 115 kV |  | 23.3 km | 115KV - 1C- 23.18KM- 795 ACSR- TA/PA. | [5 empty] | CONACYT 2024 (oficial) | {"type":"Feature","properties":{},"geometry":{"type":"LineString","coordinates":[[-99.92715,25.59523],[-99.9376,25.59667],[-99.97935,25.62633],[-100.08534,25.70999],[-100.10375,25.72337]]}}
L.T. CADEREYTA ENTQ. HUINALA - REFINERIA CADEREYTA | LineString | 115 kV |  | 6.16 km | 115KV - 1C- 795 ACSR-6.1KM- TA/PA. | [5 empty] | CONACYT 2024 (oficial) | {"type":"Feature","properties":{},"geometry":{"type":"LineString","coordinates":[[-100.02132,25.5937],[-100.01151,25.59275],[-99.98794,25.63312]]}}
L.T. PEMEX - VALLE SOLEADO | LineString | 115 kV |  | 4.98 km | 115KV - 1C- 795ACSR-4.97KM- TA/PA. | [5 empty] | CONACYT 2024 (oficial) | {"type":"Feature","properties":{},"geometry":{"type":"LineString","coordinates":[[-100.21686,25.70848],[-100.21681,25.70811],[-100.21452,25.70186],[-100.17386,25.70189],[-100.17378,25.70249],[-100.17364,25.70268]]}}
L.T. P.V. MONTEREY - PEMEX | LineString | 115 kV |  | 4.02 km | 115KV - 1C- 795ACSR- 4.2KM- TA/PA. | [5 empty] | CONACYT 2024 (oficial) | {"type":"Feature","properties":{},"geometry":{"type":"LineString","coordinates":[[-100.23372,25.74028],[-100.2334,25.74045],[-100.22238,25.72367],[-100.21711,25.70867]]}}
L.T. P.V. MONTEREY - SAN NICOLAS | LineString | 115 kV |  | 8.8 km | 115KV - 2C- 795 ACSR- 9.3KM TA/PA. | [5 empty] | CONACYT 2024 (oficial) | {"type":"Feature","properties":{},"geometry":{"type":"LineString","coordinates":[[-100.29867,25.7662],[-100.29869,25.76682],[-100.26348,25.77083],[-100.26007,25.76761],[-100.23459,25.73704],[-100.23284,25.73875]]}}
L.T. P.V. MONTEREY - SANTO DOMINGO | LineString | 115 kV |  | 5.22 km | 115KV - 2C- 795 ACSR- 5.23 KM TA/PA. | [5 empty] | CONACYT 2024 (oficial) | {"type":"Feature","properties":{},"geometry":{"type":"LineString","coordinates":[[-100.27701,25.72718],[-100.27686,25.72734],[-100.24452,25.74254],[-100.23451,25.7367],[-100.23235,25.73835]]}}
L.T. PB 2 TAP PB0 - PB4 | LineString | 115 kV |  | 0.04 km | 115KV - 2C- 795 ACSR- .03KM- PA. | [5 empty] | CONACYT 2024 (oficial) | {"type":"Feature","properties":{},"geometry":{"type":"LineString","coordinates":[[-99.71221,25.58916],[-99.71227,25.58883]]}}
L.T. P.V. MONTEREY - APODACA | LineString | 115 kV |  | 10.12 km | 115KV - 1C, 795 ACSR, 10.1 KM TA/PA. | [5 empty] | CONACYT 2024 (oficial) | {"type":"Feature","properties":{},"geometry":{"type":"LineString","coordinates":[[-100.23408,25.74139],[-100.2332,25.74192],[-100.21368,25.7691],[-100.20003,25.78596],[-100.18041,25.78938],[-100.17905,25.79073],[-100.17767,25.77747]]}}
L.T. PROLEC ENTQ. P.V. MONTEREY - PESQUERIA | LineString | 115 kV |  | 0.87 km | 115KV - 1C- 795 ACSR- 0.91 KM PA. | [5 empty] | CONACYT 2024 (oficial) | {"type":"Feature","properties":{},"geometry":{"type":"LineString","coordinates":[[-100.20949,25.76391],[-100.20902,25.76425],[-100.21319,25.76893],[-100.21355,25.76922]]}}
L.T. DENSO ENTQ. P.V. MONTEREY - PESQUERIA | LineString | 115 kV |  | 3.05 km | 115KV - 1C- 795 ACSR- 3.04 KM TA/PA. | [5 empty] | CONACYT 2024 (oficial) | {"type":"Feature","properties":{},"geometry":{"type":"LineString","coordinates":[[-100.16481,25.77339],[-100.18041,25.78938]]}}
L.T. PIMSA TAP DENSO ENTQ. P.V. MONTEREY - PESQUERIA | LineString | 115 kV |  | 0.02 km | 115KV - 1C- 795 ACSR- 0.015 KM PA. | [5 empty] | CONACYT 2024 (oficial) | {"type":"Feature","properties":{},"geometry":{"type":"LineString","coordinates":[[-100.16496,25.77387],[-100.16484,25.77396]]}}
L.T. TIITAP DENSO ENTQ. P.V. MONTEREY - PESQUERIA | LineString | 115 kV |  | 0.04 km | 115KV - 1C- 795 ACSR- 0.03KM PA. | [5 empty] | CONACYT 2024 (oficial) | {"type":"Feature","properties":{},"geometry":{"type":"LineString","coordinates":[[-100.18011,25.78312],[-100.17979,25.78325]]}}
L.T. GLT TAP FINSA APODACA ENTQ. P.V. MONTEREY - PESQUERIA | LineString | 115 kV |  | 0.03 km | 115KV - 1C- 795 ACSR- 0.03KM PA. | [5 empty] | CONACYT 2024 (oficial) | {"type":"Feature","properties":{},"geometry":{"type":"LineString","coordinates":[[-100.14074,25.78808],[-100.14103,25.78818]]}}
L.T. RNE ENTQ. P.V. MONTEREY - APODACA | LineString | 115 kV |  | 2.25 km | 115KV - 2C- 795 ACSR- 2.24 KM TA/PA. | [5 empty] | CONACYT 2024 (oficial) | {"type":"Feature","properties":{},"geometry":{"type":"LineString","coordinates":[[-100.16698,25.80738],[-100.17905,25.79073]]}}
L.T. PRAXAIR TAP SANTO DOMINGO-NOGALAR | LineString | 115 kV |  | 1.21 km | 115KV - 1C- 795 ACSR- 1.20KM- PA. | [5 empty] | CONACYT 2024 (oficial) | {"type":"Feature","properties":{},"geometry":{"type":"LineString","coordinates":[[-100.28411,25.71507],[-100.29498,25.7164]]}}
L.T. P.V. MONTEREY - SANTO DOMINGO | LineString | 115 kV |  | 5.23 km | 115KV - 2C- 795 ACSR- 5.22 KM TA/PA. | [5 empty] | CONACYT 2024 (oficial) | {"type":"Feature","properties":{},"geometry":{"type":"LineString","coordinates":[[-100.23252,25.73853],[-100.23451,25.7367],[-100.24452,25.74254],[-100.27686,25.72734],[-100.27706,25.72721]]}}
L.T. P.V. MONTEREY - SAN NICOLAS | LineString | 115 kV |  | 8.81 km | 115KV - 2C- 795 ACSR- 9.3KM TA/PA. | [5 empty] | CONACYT 2024 (oficial) | {"type":"Feature","properties":{},"geometry":{"type":"LineString","coordinates":[[-100.29854,25.76617],[-100.29869,25.76682],[-100.26348,25.77083],[-100.26007,25.76761],[-100.23459,25.73704],[-100.23267,25.73863]]}}
L.T. PUENTES TAP P.V. MONTEREY - SAN NICOLAS | LineString | 115 kV |  | 0.06 km | 115KV - 1C- 795 ACSR- 0.06 KM PA. | [5 empty] | CONACYT 2024 (oficial) | {"type":"Feature","properties":{},"geometry":{"type":"LineString","coordinates":[[-100.26006,25.76707],[-100.26007,25.76761]]}}
L.T. P.V. MONTEREY - PEMEX | LineString | 115 kV |  | 3.74 km | 115KV - 1C-795 ACSR- 4.2 KM- TA/PA | [5 empty] | CONACYT 2024 (oficial) | {"type":"Feature","properties":{},"geometry":{"type":"LineString","coordinates":[[-100.21743,25.70857],[-100.23194,25.73873]]}}
L.T. STIVA APODACA ENTQ. MONTERREY - APODACA | LineString | 115 kV |  | 0.24 km | 115KV - 2C- 795 ACSR- 0.23 KM TA/PA. | [5 empty] | CONACYT 2024 (oficial) | {"type":"Feature","properties":{},"geometry":{"type":"LineString","coordinates":[[-100.19206,25.75924],[-100.19155,25.75744]]}}
L.T. AUTOTEMPLEX - ALCALI | LineString | 115 kV |  | 3.41 km | 115KV-2C-73D40-795 ACSR-3.39 KM-TA. | [5 empty] | CONACYT 2024 (oficial) | {"type":"Feature","properties":{},"geometry":{"type":"LineString","coordinates":[[-100.56777,25.76457],[-100.55821,25.77104],[-100.54238,25.76362]]}}
L.T. P.V. MONTEREY - PEMEX | LineString | 115 kV |  | 4.01 km | 115KV - 1C- 795 ACSR- 4.2 KM-TA/PA. | [5 empty] | CONACYT 2024 (oficial) | {"type":"Feature","properties":{},"geometry":{"type":"LineString","coordinates":[[-100.2336,25.7402],[-100.2334,25.74045],[-100.22238,25.72367],[-100.21704,25.70869]]}}
L.T. P.V. MONTEREY - CONDUCTORES MONTERREY | LineString | 115 kV |  | 2.51 km | 115KV - 2C- 795 ACSR- 2.50KM- PA. | [5 empty] | CONACYT 2024 (oficial) | {"type":"Feature","properties":{},"geometry":{"type":"LineString","coordinates":[[-100.23388,25.74038],[-100.25084,25.72698]]}}
L.T. SANTO DOMINGO VIEJO TAP P.V. MONTEREY - CONDUCTORES MONTERREY | LineString | 115 kV |  | 0.72 km | 115KV - 1C- 795 ACSR- 0.67 KM- PA. | [5 empty] | CONACYT 2024 (oficial) | {"type":"Feature","properties":{},"geometry":{"type":"LineString","coordinates":[[-100.24847,25.7363],[-100.24832,25.7335],[-100.24599,25.7314]]}}
L.T. ZINC NACIONAL TAP SAN NICOLAS - SAN JERONIMO | LineString | 115 kV |  | 0.13 km | 115KV - 2C- 795 ACSR- 0.12 KM- PA. | [5 empty] | CONACYT 2024 (oficial) | {"type":"Feature","properties":{},"geometry":{"type":"LineString","coordinates":[[-100.31722,25.7458],[-100.31806,25.74665]]}}
L.T. VITROFLEX TAP AUTOTEMPLEX - ALCALI | LineString | 115 kV |  | 0.7 km | 115KV-2C-795ACSR-0.69KM- TA. | [5 empty] | CONACYT 2024 (oficial) | {"type":"Feature","properties":{},"geometry":{"type":"LineString","coordinates":[[-100.55821,25.77104],[-100.56136,25.76544]]}}
L.T. UNIVERSIDAD - SAN JORGE | LineString | 115 kV |  | 4.93 km | 115KV - 2C, 795 ACSR, 4.9 KM TA/PA. | [5 empty] | CONACYT 2024 (oficial) | {"type":"Feature","properties":{},"geometry":{"type":"LineString","coordinates":[[-100.36194,25.71205],[-100.35243,25.7052],[-100.33304,25.7032],[-100.31861,25.69788]]}}
L.T. CELULOSA - CELULOSA DERIVADOS | LineString | 115 kV |  | 0.47 km | 115KV - 1C- 795 ACSR- 0.35KM- TA | [5 empty] | CONACYT 2024 (oficial) | {"type":"Feature","properties":{},"geometry":{"type":"LineString","coordinates":[[-100.33459,25.71416],[-100.3334,25.71777]]}}
L.T. FELIX U. GOMEZ - NOGALAR | LineString | 115 kV |  | 4.23 km | 115KV -1C -795 ACSR- 4.23 KM -PA. | [5 empty] | CONACYT 2024 (oficial) | {"type":"Feature","properties":{},"geometry":{"type":"LineString","coordinates":[[-100.29801,25.67235],[-100.29795,25.69345],[-100.29097,25.70594]]}}
L.T. NOGALAR - FUNDIDORA | LineString | 115 kV |  | 4.26 km | 115KV - 2C- 795 ACSR- 4.2 KM TA/PA. | [5 empty] | CONACYT 2024 (oficial) | {"type":"Feature","properties":{},"geometry":{"type":"LineString","coordinates":[[-100.29081,25.70615],[-100.2907,25.70591],[-100.29235,25.70394],[-100.29008,25.68178],[-100.27826,25.68227]]}}
L.T. VIDRIERA MONTERREY ENTQ. NOGALAR - FUNDIDORA | LineString | 115 kV |  | 1.08 km | 115KV - 2C- 795 ACSR- 1.1 KM PA. | [5 empty] | CONACYT 2024 (oficial) | {"type":"Feature","properties":{},"geometry":{"type":"LineString","coordinates":[[-100.3051,25.69108],[-100.29567,25.69265]]}}
L.T. METRO CUAUHTEMOC ENTQ. FELIX U. GOMEZ - NOGALAR | LineString | 115 kV |  | 1.88 km | 115KV -2C -795 ACSR- 1.87KM- TA. | [5 empty] | CONACYT 2024 (oficial) | {"type":"Feature","properties":{},"geometry":{"type":"LineString","coordinates":[[-100.3165,25.68748],[-100.29847,25.68586]]}}
L.T. UNION CARBIDE OXIGENO ENTQ. NOGALAR - FUNDIDORA | LineString | 115 kV |  | 0.2 km | 115KV-2C-795 ACSR- 0.19KM PA. | [5 empty] | CONACYT 2024 (oficial) | {"type":"Feature","properties":{},"geometry":{"type":"LineString","coordinates":[[-100.29165,25.68206],[-100.29008,25.68178]]}}
L.T. CELULOSA - NOGALAR | LineString | 115 kV |  | 6.69 km | 115KV-2C- 795 ACSR- 6.6 KM TA/PA. | [5 empty] | CONACYT 2024 (oficial) | {"type":"Feature","properties":{},"geometry":{"type":"LineString","coordinates":[[-100.29103,25.70598],[-100.30963,25.71237],[-100.32717,25.71016],[-100.33306,25.71784]]}}
L.T. CRISTALES MEXICANOS TAP CELULOSA - NOGALAR | LineString | 115 kV |  | 0.78 km | 115KV-1C- 795 ACSR- 0.78 KM- PA. | [5 empty] | CONACYT 2024 (oficial) | {"type":"Feature","properties":{},"geometry":{"type":"LineString","coordinates":[[-100.30482,25.70473],[-100.30386,25.71173]]}}
L.T. VALLE - TAMPIQUITO | LineString | 115 kV |  | 3.03 km | 115KV-1C- 795 ACSR- 3.02 KM- TA/PA | [5 empty] | CONACYT 2024 (oficial) | {"type":"Feature","properties":{},"geometry":{"type":"LineString","coordinates":[[-100.3811,25.64974],[-100.35775,25.65001]]}}
L.T. PLAZA - RIO | LineString | 115 kV |  | 3.42 km | 115KV-2C- 3.3KM- 795 ACSR- TA/PA | [5 empty] | CONACYT 2024 (oficial) | {"type":"Feature","properties":{},"geometry":{"type":"LineString","coordinates":[[-100.32009,25.64383],[-100.32038,25.64346],[-100.33834,25.65475],[-100.33481,25.66408]]}}
L.T. VILLA DE GARCIA - SAN JERONIMO | LineString | 115 kV |  | 20.12 km | 115KV-2C -795ACSR- 20.12KM- TA | [5 empty] | CONACYT 2024 (oficial) | {"type":"Feature","properties":{},"geometry":{"type":"LineString","coordinates":[[-100.35939,25.67965],[-100.36011,25.68067],[-100.3822,25.67457],[-100.44388,25.68483],[-100.4687,25.69187],[-100.485,25.69654],[-100.55225,25.70727],[-100.55254,25.70749]]}}
L.T. MIRAVALLE ENTQ. VILLA DE GARCIA - SAN JERONIMO | LineString | 115 kV |  | 0.48 km | 115KV-2C - 795ACSR-0.47KM- PA. | [5 empty] | CONACYT 2024 (oficial) | {"type":"Feature","properties":{},"geometry":{"type":"LineString","coordinates":[[-100.3819,25.67194],[-100.3822,25.67457]]}}
L.T. VITROFLEX TAP AUTOTEMPLEX ENTQ. VILLA DE GARCIA - NEMAK - ALCALI | LineString | 115 kV |  | 0.46 km | 115KV-2C- 795 ACSR- 0.46KM- TA. | [5 empty] | CONACYT 2024 (oficial) | {"type":"Feature","properties":{},"geometry":{"type":"LineString","coordinates":[[-100.56186,25.76452],[-100.56531,25.76172]]}}
L.T. VITROFLOTADO TAP AUTOTEMPLEX ENTQ. VILLA DE GARCIA - NEMAK - ALCAL | LineString | 115 kV |  | 0.25 km | 115KV-2C- 795ACSR- 0.25KM- TA. | [5 empty] | CONACYT 2024 (oficial) | {"type":"Feature","properties":{},"geometry":{"type":"LineString","coordinates":[[-100.55733,25.75635],[-100.55555,25.75796]]}}
L.T. VILLA DE GARCIA - SAN JERONIMO | LineString | 115 kV |  | 20.12 km | 115KV-2C -795ACSR-20.2KM-TA | [5 empty] | CONACYT 2024 (oficial) | {"type":"Feature","properties":{},"geometry":{"type":"LineString","coordinates":[[-100.35948,25.67962],[-100.36011,25.68067],[-100.3822,25.67457],[-100.44388,25.68483],[-100.4687,25.69187],[-100.485,25.69654],[-100.55225,25.70727],[-100.55262,25.7074]]}}
L.T. LEONA ENTQ. VILLA DE GARCIA - SAN JERONIMO | LineString | 115 kV |  | 1.47 km | 115KV-2C - 795ACSR-1.45KM- PA. | [5 empty] | CONACYT 2024 (oficial) | {"type":"Feature","properties":{},"geometry":{"type":"LineString","coordinates":[[-100.40219,25.67788],[-100.40923,25.66979]]}}
L.T. LEONA ENTQ. VILLA DE GARCIA - SAN JERONIMO | LineString | 115 kV |  | 1.24 km | 115KV-2C -795ACSR-1.22KM- PA. | [5 empty] | CONACYT 2024 (oficial) | {"type":"Feature","properties":{},"geometry":{"type":"LineString","coordinates":[[-100.40691,25.6788],[-100.40732,25.67527],[-100.40927,25.66984]]}}
L.T. DALTILE TAP LEONA ENTQ. VILLA DE GARCIA - SAN JERONIMO | LineString | 115 kV |  | 0.1 km | 115KV-2C- 795 ACSR- 0.06KM- PA. | [5 empty] | CONACYT 2024 (oficial) | {"type":"Feature","properties":{},"geometry":{"type":"LineString","coordinates":[[-100.40796,25.67572],[-100.40732,25.67527]]}}
L.T. BISATEX ENTQ. VILLA DE GARCIA - SAN JERONIMO | LineString | 115 kV |  | 0.54 km | 115KV-2C - 795 ACSR-0.52KM- PA. | [5 empty] | CONACYT 2024 (oficial) | {"type":"Feature","properties":{},"geometry":{"type":"LineString","coordinates":[[-100.41055,25.67476],[-100.41061,25.67952]]}}
L.T. LECHUGAL TAP VILLA DE GARCIA - SAN JERONIMO | LineString | 115 kV |  | 0.04 km | 115KV-1C - 795 ACSR-0.044KM- PA. | [5 empty] | CONACYT 2024 (oficial) | {"type":"Feature","properties":{},"geometry":{"type":"LineString","coordinates":[[-100.46901,25.69172],[-100.4687,25.69187]]}}
L.T. PEMEX PLANTA SATELITE ENTQ. VILLA DE GARCIA - SAN JERONIMO | LineString | 115 kV |  | 1.0 km | 115KV-2C - 795 ACSR, .98 kM PA. | [5 empty] | CONACYT 2024 (oficial) | {"type":"Feature","properties":{},"geometry":{"type":"LineString","coordinates":[[-100.48127,25.70489],[-100.485,25.69654]]}}
L.T. NYLON DE MEXICO TAP LEONA ENTQ. VILLA DE GARCIA - SAN JERONIMO | LineString | 115 kV |  | 0.06 km | 115KV-2C - 795ACSR-0.05KM- PA. | [5 empty] | CONACYT 2024 (oficial) | {"type":"Feature","properties":{},"geometry":{"type":"LineString","coordinates":[[-100.40707,25.67066],[-100.40766,25.6707]]}}
L.T. VILLA DE GARCIA - ARCO VIAL - CATERPILLAR - BLH | LineString | 115 kV |  | 4.48 km | 115KV-2C- 795ACSR- 4.4KM- TA/PA. | [5 empty] | CONACYT 2024 (oficial) | {"type":"Feature","properties":{},"geometry":{"type":"LineString","coordinates":[[-100.52171,25.72803],[-100.52207,25.72797],[-100.551,25.70761],[-100.55203,25.70807]]}}
L.T. GALVAK TAP SANTO DOMINGO - MUNICH | LineString | 115 kV |  | 0.07 km | 115KV - 1C- 795 ACSR- 0.04 KM- PA. | [5 empty] | CONACYT 2024 (oficial) | {"type":"Feature","properties":{},"geometry":{"type":"LineString","coordinates":[[-100.28339,25.73193],[-100.28394,25.73154]]}}
L.T. VILLA DE GARCIA - SANTA CATARINA | LineString | 115 kV |  | 13.79 km | 115KV-1C- (FUERA DE SERVICIO) PA. | [5 empty] | CONACYT 2024 (oficial) | {"type":"Feature","properties":{},"geometry":{"type":"LineString","coordinates":[[-100.44511,25.67919],[-100.44429,25.68479],[-100.55997,25.69767],[-100.5521,25.70799]]}}
L.T. VILLA DE GARCIA - ARCO VIAL | LineString | 115 kV |  | 4.48 km | 115KV-2C- 795ACSR- 4.4KM- TA/PA | [5 empty] | CONACYT 2024 (oficial) | {"type":"Feature","properties":{},"geometry":{"type":"LineString","coordinates":[[-100.52172,25.72808],[-100.52207,25.72797],[-100.551,25.70761],[-100.55197,25.70816]]}}
L.T. VILLA DE GARCIA - ALCALI | LineString | 115 kV |  | 6.46 km | 115KV-2C- 795 ACSR- 6.45KM- TA. | [5 empty] | CONACYT 2024 (oficial) | {"type":"Feature","properties":{},"geometry":{"type":"LineString","coordinates":[[-100.54235,25.76357],[-100.54427,25.76199],[-100.54453,25.75111],[-100.54719,25.71496],[-100.5515,25.70806],[-100.55172,25.70839]]}}
L.T. NEMAK ENTQUE. VILLA DE GARCIA - ALCALI | LineString | 115 kV |  | 0.25 km | 115KV-2C- 795ACSR- 0.25 KM- TA. | [5 empty] | CONACYT 2024 (oficial) | {"type":"Feature","properties":{},"geometry":{"type":"LineString","coordinates":[[-100.54506,25.73072],[-100.54612,25.72946]]}}
L.T. AUTOTEMPLEX ENTQ. VILLA DE GARCIA - NEMAK - ALCALI | LineString | 115 kV |  | 2.88 km | 115KV-2C- 795 ACSR-2.87KM- TA. | [5 empty] | CONACYT 2024 (oficial) | {"type":"Feature","properties":{},"geometry":{"type":"LineString","coordinates":[[-100.5678,25.76397],[-100.56531,25.76172],[-100.55555,25.75796],[-100.54453,25.75111]]}}
L.T. VITROFLOTADO ENTQ. AUTOTEMPLEX - ALCALI | LineString | 115 kV |  | 1.31 km | 115KV-2C - 795 ACSR-1.31KM- TA. | [5 empty] | CONACYT 2024 (oficial) | {"type":"Feature","properties":{},"geometry":{"type":"LineString","coordinates":[[-100.55067,25.76653],[-100.55755,25.75648]]}}
L.T.VILLA DE GARCIA - ALCALI | LineString | 115 kV |  | 6.46 km | 115KV-2C - 795ACSR- 6.46KM -TA | [5 empty] | CONACYT 2024 (oficial) | {"type":"Feature","properties":{},"geometry":{"type":"LineString","coordinates":[[-100.54227,25.76348],[-100.54427,25.76199],[-100.54453,25.75111],[-100.54719,25.71496],[-100.5515,25.70806],[-100.55192,25.70823]]}}
L.T. ALTAMIRANO-MONCLOVA CENTRO | LineString | 115 kV |  | 3.45 km | 115KV-2C-3.4KM-795ACSR-TA/PA | [5 empty] | CONACYT 2024 (oficial) | {"type":"Feature","properties":{},"geometry":{"type":"LineString","coordinates":[[-101.42518,26.90754],[-101.40027,26.89761]]}}
L.T. SALITRILLO-CERRO PRIETO | LineString | 115 kV |  | 38.06 km | 115KV-1C-38.1KM-477ACSR-TA | [5 empty] | CONACYT 2024 (oficial) | {"type":"Feature","properties":{},"geometry":{"type":"LineString","coordinates":[[-99.3946,24.94503],[-99.39454,24.94539],[-99.40844,24.95003],[-99.42612,24.94803],[-99.51013,24.99599],[-99.53041,24.9962],[-99.53155,24.99634]]}}
L.T. SALITRILLO-CERRO PRIETO | LineString | 115 kV |  | 38.06 km | 115KV-1C-38.1KM-477ACSR-TA | [5 empty] | CONACYT 2024 (oficial) | {"type":"Feature","properties":{},"geometry":{"type":"LineString","coordinates":[[-99.53155,24.99634],[-99.53878,25.00382],[-99.53964,25.01555],[-99.60227,25.0386],[-99.66579,25.06889],[-99.71688,25.08819],[-99.71747,25.08834]]}}
L.T. NUEVA ROSITA-SABINAS | LineString | 115 kV |  | 9.31 km | 115KV-1C-9.2KM-477ACSR-TA | [5 empty] | CONACYT 2024 (oficial) | {"type":"Feature","properties":{},"geometry":{"type":"LineString","coordinates":[[-101.13307,27.86283],[-101.19254,27.91278],[-101.19629,27.92232]]}}
L.T. KEMET TAP SANTO DOMINGO VIEJO TAP P.V. MONTEREY - CONDUCTORES MON | LineString | 115 kV |  | 1.08 km | 115KV - 1C- 795 ACSR- 1.07 KM- PA. | [5 empty] | CONACYT 2024 (oficial) | {"type":"Feature","properties":{},"geometry":{"type":"LineString","coordinates":[[-100.2565,25.73051],[-100.24832,25.7335]]}}
L.T. NUEVA ROSITA-KIKAPU | LineString | 115 kV |  | 40.43 km | 115KV-2C-40.1KM-477ACSR-TA | [5 empty] | CONACYT 2024 (oficial) | {"type":"Feature","properties":{},"geometry":{"type":"LineString","coordinates":[[-101.19639,27.92227],[-101.22919,27.90306],[-101.41181,27.86999],[-101.46182,27.87282],[-101.53191,27.92659],[-101.56907,27.93623]]}}
L.T. HUINALA - HYLSA | LineString | 115 kV |  | 27.45 km | 115KV - 1C- 27.99KM- 795 ACSR- TA/PA. | [5 empty] | CONACYT 2024 (oficial) | {"type":"Feature","properties":{},"geometry":{"type":"LineString","coordinates":[[-100.3071,25.72185],[-100.30197,25.72842],[-100.27746,25.71101],[-100.25946,25.72543],[-100.18561,25.77745],[-100.17198,25.76755],[-100.15508,25.76914],[-100.13051,25.73183],[-100.10413,25.72386]]}}
L.T. CIS TAP HUINALA - HYLSA | LineString | 115 kV |  | 0.07 km | 115KV - 1C- 0.03KM- 795 ACSR- PA. | [5 empty] | CONACYT 2024 (oficial) | {"type":"Feature","properties":{},"geometry":{"type":"LineString","coordinates":[[-100.16302,25.76796],[-100.16307,25.76856]]}}
L.T. HYL - HYL | LineString | 115 kV |  | 0.79 km | 115KV - 1C- 795 ACSR- 0.78 KM- PA. | [5 empty] | CONACYT 2024 (oficial) | {"type":"Feature","properties":{},"geometry":{"type":"LineString","coordinates":[[-100.29364,25.71994],[-100.29913,25.71724]]}}
L.T. CELULOSA Y DERIVADOS - HYLSA | LineString | 115 kV |  | 6.14 km | 115KV - 1C- 795 ACSR- 6.11 KM TA/PA. | [5 empty] | CONACYT 2024 (oficial) | {"type":"Feature","properties":{},"geometry":{"type":"LineString","coordinates":[[-100.33404,25.71401],[-100.32671,25.70465],[-100.30866,25.70436],[-100.30711,25.72175]]}}
L.T. CELULOSA Y DERIVADOS - TITAN | LineString | 115 kV |  | 3.5 km | 115KV - 1C- 795 ACSR- 3.36 KM TA/PA. | [5 empty] | CONACYT 2024 (oficial) | {"type":"Feature","properties":{},"geometry":{"type":"LineString","coordinates":[[-100.31973,25.69237],[-100.31984,25.69285],[-100.31736,25.69288],[-100.33304,25.7032],[-100.33438,25.71329]]}}
L.T. TITAN - HYLSA | LineString | 115 kV |  | 4.21 km | 115KV - 1C- 795 ACSR- 4.20 KM PA. | [5 empty] | CONACYT 2024 (oficial) | {"type":"Feature","properties":{},"geometry":{"type":"LineString","coordinates":[[-100.3071,25.72181],[-100.31085,25.69697],[-100.31736,25.69288],[-100.31984,25.69285],[-100.3196,25.69238]]}}
L.T. NYLON DE MEXICO ENTQ. CELULOSA Y DERIVADOS - TITAN | LineString | 115 kV |  | 10.1 km | 115KV- 2C -795ACSR-10.09KM- TA/PA. | [5 empty] | CONACYT 2024 (oficial) | {"type":"Feature","properties":{},"geometry":{"type":"LineString","coordinates":[[-100.40765,25.67074],[-100.37195,25.67245],[-100.33907,25.68783],[-100.32772,25.6997]]}}
L.T. THOMAS AND BETIS TAP RIEL - PEMEX | LineString | 115 kV |  | 0.07 km | 115KV - 2C- 795 ACSR- 0.065 KM PA. | [5 empty] | CONACYT 2024 (oficial) | {"type":"Feature","properties":{},"geometry":{"type":"LineString","coordinates":[[-100.21843,25.70307],[-100.21892,25.70272]]}}
L.T. KRA TAP PEMEX - NOGALAR | LineString | 115 kV |  | 0.32 km | 115KV - 2C- 795 ACSR- 0.33 KM- PA. | [5 empty] | CONACYT 2024 (oficial) | {"type":"Feature","properties":{},"geometry":{"type":"LineString","coordinates":[[-100.22762,25.70008],[-100.22603,25.70248]]}}
L.T. PEMEX - NOGALAR | LineString | 115 kV |  | 8.62 km | 115KV - 2C- 795ACSR- 8.64KM- TA/PA. | [5 empty] | CONACYT 2024 (oficial) | {"type":"Feature","properties":{},"geometry":{"type":"LineString","coordinates":[[-100.29087,25.70608],[-100.2907,25.70591],[-100.29235,25.70394],[-100.27938,25.70345],[-100.27733,25.70349],[-100.27097,25.70322],[-100.26882,25.70323],[-100.22603,25.70248],[-100.22122,25.70242],[-100.21687,25.70299],[-100.21721,25.70842]]}}
L.T. ACEROS PLANOS DE MEXICO ENTQ. PEMEX - NOGALAR | LineString | 115 kV |  | 1.04 km | 115KV - 1C 795 ACSR- 0.99 KM- PA. | [5 empty] | CONACYT 2024 (oficial) | {"type":"Feature","properties":{},"geometry":{"type":"LineString","coordinates":[[-100.27733,25.70349],[-100.27743,25.69994],[-100.27752,25.69491],[-100.27664,25.695]]}}
L.T. TECNOLOGICO - VALLE ORIENTE | LineString | 115 kV |  | 6.09 km | 115KV- 2C- 795 ACSR- 5.8KM-TA | [5 empty] | CONACYT 2024 (oficial) | {"type":"Feature","properties":{},"geometry":{"type":"LineString","coordinates":[[-100.27199,25.61335],[-100.27493,25.61405],[-100.31209,25.63825],[-100.31983,25.64302],[-100.3191,25.64502]]}}
L.T. PLAZA - SAN AGUSTIN | LineString | 115 kV |  | 2.27 km | 115KV - 2C- 795 ACSR- 2.24KM- TA/PA. | [5 empty] | CONACYT 2024 (oficial) | {"type":"Feature","properties":{},"geometry":{"type":"LineString","coordinates":[[-100.33479,25.63746],[-100.31961,25.64384]]}}
L.T. PLAZA-DERIVACION VALLE ORIENTE | LineString | 115 kV |  | 0.15 km | 115KV- 795ACSR-0.015KM- PA | [5 empty] | CONACYT 2024 (oficial) | {"type":"Feature","properties":{},"geometry":{"type":"LineString","coordinates":[[-100.31915,25.64494],[-100.31958,25.64388]]}}
L.T. PLAZA - LOMA LARGA | LineString | 115 kV |  | 2.88 km | 115KV- 2C-795ACSR-2000MM2- 2.77 KM-TA/PA/CS | [5 empty] | CONACYT 2024 (oficial) | {"type":"Feature","properties":{},"geometry":{"type":"LineString","coordinates":[[-100.3102,25.65444],[-100.3198,25.64473],[-100.31995,25.64443]]}}
L.T. PLAZA - VALLE | LineString | 115 kV |  | 4.55 km | 115KV - 1C- 795 ACSR- 4.5 KM- TA/PA | [5 empty] | CONACYT 2024 (oficial) | {"type":"Feature","properties":{},"geometry":{"type":"LineString","coordinates":[[-100.35757,25.64976],[-100.33841,25.65471],[-100.32038,25.64346],[-100.32004,25.64381]]}}
L.T. PLAZA - PLAZA SABINO | LineString | 115 kV |  | 3.43 km | 115KV - 1C- 795ACSR- 3.40KM- PA. | [5 empty] | CONACYT 2024 (oficial) | {"type":"Feature","properties":{},"geometry":{"type":"LineString","coordinates":[[-100.30954,25.67109],[-100.32006,25.64448]]}}
L.T. PLAZA - FARO | LineString | 115 kV |  | 2.88 km | 115KV -1C-795ACSR- 2.85KM- PA | [5 empty] | CONACYT 2024 (oficial) | {"type":"Feature","properties":{},"geometry":{"type":"LineString","coordinates":[[-100.32001,25.64446],[-100.3198,25.64473],[-100.31014,25.66704]]}}
L.T. PLAZA - FUNDIDORA | LineString | 115 kV |  | 7.61 km | 115KV - 1C- 795 ACSR- 7.4 KM PA. | [5 empty] | CONACYT 2024 (oficial) | {"type":"Feature","properties":{},"geometry":{"type":"LineString","coordinates":[[-100.27818,25.68197],[-100.27759,25.67352],[-100.31026,25.66138],[-100.31966,25.64462],[-100.31985,25.64439]]}}
L.T. PLAZA - FELIX U. GOMEZ | LineString | 115 kV |  | 4.42 km | 115KV - 1C- 795 ACSR- 4.39KM- PA. | [5 empty] | CONACYT 2024 (oficial) | {"type":"Feature","properties":{},"geometry":{"type":"LineString","coordinates":[[-100.31991,25.64442],[-100.31966,25.64462],[-100.3112,25.66151],[-100.29803,25.6723]]}}
L.T. PTAR NORTE-PROLAMSA | LineString | 115 kV |  | 2.06 km | 115KV - 2C- 795 ACSR- 2.04KM- TA/PA. | [5 empty] | CONACYT 2024 (oficial) | {"type":"Feature","properties":{},"geometry":{"type":"LineString","coordinates":[[-100.29309,25.79952],[-100.29336,25.79944],[-100.29911,25.81365]]}}
L.T. PARQUE IND. ENTQ. ESCOBEDO - SAN NICOLAS | LineString | 115 kV |  | 0.68 km | 115KV - 2C-795ACSR- 0.68KM- PA | [5 empty] | CONACYT 2024 (oficial) | {"type":"Feature","properties":{},"geometry":{"type":"LineString","coordinates":[[-100.34682,25.80618],[-100.34006,25.80552]]}}
L.T. SAN JERONIMO ENTQ. SAN NICOLAS - UNIVERSIDAD | LineString | 115 kV |  | 5.33 km | 115KV - 2C, 795 ACSR, 5.7 KM TA/PA. | [5 empty] | CONACYT 2024 (oficial) | {"type":"Feature","properties":{},"geometry":{"type":"LineString","coordinates":[[-100.35819,25.72015],[-100.3727,25.69714],[-100.3612,25.68201],[-100.35921,25.67972]]}}
L.T. SAN JORGE ENTQ. SAN JERONIMO ENTQ. SAN NICOLAS - UNIVERSIDAD | LineString | 115 kV |  | 0.23 km | 115KV - 1C- 795 ACSR- 0.29 KM TA | [5 empty] | CONACYT 2024 (oficial) | {"type":"Feature","properties":{},"geometry":{"type":"LineString","coordinates":[[-100.36203,25.71209],[-100.36266,25.71399]]}}
L.T. SAN MARCOS-SAN JUAN | LineString | 115 kV |  | 17.51 km | 115KV-2C-17.42KM-477ACSR-TA | [5 empty] | CONACYT 2024 (oficial) | {"type":"Feature","properties":{},"geometry":{"type":"LineString","coordinates":[[-100.10271,25.45207],[-100.09964,25.47101],[-100.09483,25.49291],[-100.11433,25.54676],[-100.12263,25.57906],[-100.14066,25.58918],[-100.14751,25.58551],[-100.14771,25.58529]]}}
L.T. SAN NICOLAS - UNIVERSIDAD | LineString | 115 kV |  | 13.9 km | 115KV - 2C- 795ACSR- 16.6 KM- TA/PA. | [5 empty] | CONACYT 2024 (oficial) | {"type":"Feature","properties":{},"geometry":{"type":"LineString","coordinates":[[-100.31831,25.69789],[-100.34208,25.70939],[-100.35819,25.72015],[-100.35402,25.7256],[-100.32047,25.74433],[-100.31722,25.7458],[-100.31126,25.74852],[-100.2993,25.76491],[-100.29898,25.76528]]}}
L.T. SAN NICOLAS - PTAR NORTE | LineString | 115 kV |  | 4.19 km | 115KV - 2C- 795 ACSR- 4.1KM- TA/PA. | [5 empty] | CONACYT 2024 (oficial) | {"type":"Feature","properties":{},"geometry":{"type":"LineString","coordinates":[[-100.29876,25.76616],[-100.29328,25.76798],[-100.29336,25.79944],[-100.29309,25.79948]]}}
L.T. MODELO ENTQ. SAN NICOLAS - SAN JERONIMO | LineString | 115 kV |  | 3.31 km | 115KV - 2C- 795 ACSR- 3.3 KM TA/PA. | [5 empty] | CONACYT 2024 (oficial) | {"type":"Feature","properties":{},"geometry":{"type":"LineString","coordinates":[[-100.35819,25.72015],[-100.38055,25.74123]]}}
L.T. SAN NICOLAS - SAN JERONIMO | LineString | 115 kV |  | 13.47 km | 115KV - 2C- 795 ACSR- 13.6 KM TA/PA. | [5 empty] | CONACYT 2024 (oficial) | {"type":"Feature","properties":{},"geometry":{"type":"LineString","coordinates":[[-100.35933,25.67968],[-100.3612,25.68201],[-100.3727,25.69714],[-100.35819,25.72015],[-100.35402,25.7256],[-100.32047,25.74433],[-100.31126,25.74852],[-100.2993,25.76491],[-100.29908,25.76527]]}}
L.T. GUADALUPE TAP TECNOLOGICO - FELIX U. GOMEZ | LineString | 115 kV |  | 0.48 km | 115KV - 1C- 795 ACSR- 0.47 KM- PA. | [5 empty] | CONACYT 2024 (oficial) | {"type":"Feature","properties":{},"geometry":{"type":"LineString","coordinates":[[-100.23144,25.6765],[-100.23204,25.67248]]}}
L.T. TECNOLOGICO - FUNDIDORA | LineString | 115 kV |  | 8.54 km | 115KV - 2C- 795 ACSR- 8.5 KM TA/PA. | [5 empty] | CONACYT 2024 (oficial) | {"type":"Feature","properties":{},"geometry":{"type":"LineString","coordinates":[[-100.27821,25.68226],[-100.26717,25.67916],[-100.2688,25.66021],[-100.26917,25.62963],[-100.2716,25.6135],[-100.27178,25.61346]]}}
L.T. TECNOLOGICO - LOMA LARGA | LineString | 115 kV |  | 6.71 km | 115KV-2C- 795ACSR-2000MM2- 6.62 KM-TA/PA/CS | [5 empty] | CONACYT 2024 (oficial) | {"type":"Feature","properties":{},"geometry":{"type":"LineString","coordinates":[[-100.31012,25.65442],[-100.31199,25.63834],[-100.272,25.61344]]}}
L.T. TECNOLOGICO - LADRILLERA | LineString | 115 kV |  | 69.55 km | 115KV-1C-69.41KM-477/366.4 ACSR-TA/PA/PM | [5 empty] | CONACYT 2024 (oficial) | {"type":"Feature","properties":{},"geometry":{"type":"LineString","coordinates":[[-99.83162,25.17226],[-99.84013,25.18452],[-99.88895,25.18809],[-99.91745,25.20466],[-99.96325,25.24666],[-99.98927,25.25248],[-100.03457,25.28592],[-100.0479,25.30816],[-100.06471,25.32056],[-100.08888,25.34854],[-100.12435,25.40185],[-100.1394,25.41314],[-100.15622,25.4481],[-100.16583,25.45801],[-100.18277,25.48869],[-100.18423,25.49945],[-100.19652,25.51862],[-100.23071,25.54805],[-100.25146,25.57479],[-100.25802,25.5847],[-100.27526,25.61055],[-100.27204,25.61307]]}}
L.T. TECNOLICO-VILLA DE SANTIAGO | LineString | 115 kV |  | 24.29 km | 115KV-1C-24.23KM-795ACSR-TA/PA/PM | [5 empty] | CONACYT 2024 (oficial) | {"type":"Feature","properties":{},"geometry":{"type":"LineString","coordinates":[[-100.14888,25.42969],[-100.1829,25.48862],[-100.19567,25.51661],[-100.21725,25.53612],[-100.21904,25.5459],[-100.23903,25.56868],[-100.2635,25.60984],[-100.27178,25.61322]]}}
L.T. TECNOLOGICO - PEMEX | LineString | 115 kV |  | 14.84 km | 115KV - 1C- 795ACSR- 9.4KM PA. | [5 empty] | CONACYT 2024 (oficial) | {"type":"Feature","properties":{},"geometry":{"type":"LineString","coordinates":[[-100.21713,25.70843],[-100.21674,25.70743],[-100.21231,25.69551],[-100.2161,25.6712],[-100.25077,25.67227],[-100.2676,25.64914],[-100.27154,25.61331],[-100.27178,25.61328]]}}
L.T. SADM LA SILLA TAP TECNOLOGICO - PEMEX | LineString | 115 kV |  | 1.91 km | 115KV - 1C- 795 ACSR- 1.92 KM- TA/PA. | [5 empty] | CONACYT 2024 (oficial) | {"type":"Feature","properties":{},"geometry":{"type":"LineString","coordinates":[[-100.24786,25.65955],[-100.24238,25.67306]]}}
L.T SADM SAN ROQUE TAP TECNOLOGICO - FELIX U. GOMEZ | LineString | 115 kV |  | 1.84 km | 115KV - 1C- 795 ACSR- 1.83 KM PA. | [5 empty] | CONACYT 2024 (oficial) | {"type":"Feature","properties":{},"geometry":{"type":"LineString","coordinates":[[-100.22644,25.65725],[-100.22168,25.67164]]}}
L.T. CELULOSA - TOPO CHICO | LineString | 115 kV |  | 3.4 km | 115KV - 2C- 795 ACSR- 3.4 KM TA/PA. | [5 empty] | CONACYT 2024 (oficial) | {"type":"Feature","properties":{},"geometry":{"type":"LineString","coordinates":[[-100.3334,25.71781],[-100.32455,25.73879]]}}
L.T. SAN NICOLAS - TOPO CHICO | LineString | 115 kV |  | 4.28 km | 115KV - 2C, 795 KCM, 4.2 KM TA/PA. | [5 empty] | CONACYT 2024 (oficial) | {"type":"Feature","properties":{},"geometry":{"type":"LineString","coordinates":[[-100.29886,25.76527],[-100.30882,25.74949],[-100.32453,25.73885]]}}
L.T. SALTILLO CHRYSLER PTA. CAMIONES | LineString | 115 kV |  | 27.11 km | 115KV-2C-27.11KM-795ACSR-TA/PA | [5 empty] | CONACYT 2024 (oficial) | {"type":"Feature","properties":{},"geometry":{"type":"LineString","coordinates":[[-101.0164,25.44672],[-101.03776,25.45274],[-101.04702,25.43969],[-101.04894,25.42193],[-101.05904,25.38466],[-101.06683,25.32514],[-101.08739,25.29617],[-101.10369,25.26061],[-101.11816,25.25988],[-101.11823,25.26003]]}}
L.T. RAMOS POT.- KIMBERLY CLARK DE MEXICO | LineString | 115 kV |  | 4.42 km | 115KV-2C-4.7KM-795ACSR-TA/PA | [5 empty] | CONACYT 2024 (oficial) | {"type":"Feature","properties":{},"geometry":{"type":"LineString","coordinates":[[-100.88549,25.5955],[-100.89613,25.58312],[-100.90881,25.59369],[-100.90534,25.59673]]}}
L.T. ISR TAP CEDROS-RAMOS POT. | LineString | 115 kV |  | 0.05 km | 115KV-2C-795ACSR-0.05KM-PA | [5 empty] | CONACYT 2024 (oficial) | {"type":"Feature","properties":{},"geometry":{"type":"LineString","coordinates":[[-100.92875,25.56375],[-100.92901,25.56413]]}}
L.T. ASF TAP CEDROS-RAMOS POT | LineString | 115 kV |  | 0.38 km | 115KV-2C-795ACSR-0.37KM-PA | [5 empty] | CONACYT 2024 (oficial) | {"type":"Feature","properties":{},"geometry":{"type":"LineString","coordinates":[[-100.92194,25.56818],[-100.92389,25.57108]]}}
L.T. CEDROS-RAMOS ARIZPE | LineString | 115 kV |  | 4.7 km | 115KV-2C-4.67KM-795ACSR-TA | [5 empty] | CONACYT 2024 (oficial) | {"type":"Feature","properties":{},"geometry":{"type":"LineString","coordinates":[[-100.93963,25.54892],[-100.96396,25.53821],[-100.98084,25.54674]]}}
L.T. CEDROS-RAMOS ARIZPE POT. TAP MFC | LineString | 115 kV |  | 12.48 km | 115KV-2C-113ACSR-15.0KM-TA/PA | [5 empty] | CONACYT 2024 (oficial) | {"type":"Feature","properties":{},"geometry":{"type":"LineString","coordinates":[[-100.90546,25.59654],[-100.8964,25.58301],[-100.92194,25.56818],[-100.93678,25.55964],[-100.96047,25.56352],[-100.98086,25.54703]]}}
L.T. RAMOS POTENCIA- KIMBERLY CLARK DE MEXICO TAP OXF | LineString | 115 kV |  | 0.61 km | 115KV-2C-0.6KM-795ACSR-TA/PA | [5 empty] | CONACYT 2024 (oficial) | {"type":"Feature","properties":{},"geometry":{"type":"LineString","coordinates":[[-100.90881,25.59369],[-100.91128,25.58924]]}}
L.T. SALTILLO - CEDROS | LineString | 115 kV |  | 13.4 km | 115KV - 2C - 13.3 KM 900 ACSR TA | [5 empty] | CONACYT 2024 (oficial) | {"type":"Feature","properties":{},"geometry":{"type":"LineString","coordinates":[[-100.98082,25.54666],[-100.96403,25.53818],[-100.97982,25.52352],[-101.01534,25.44772]]}}
L.T. CEDROS-CHRYSLER DE MEXICO | LineString | 115 kV |  | 5.51 km | 115KV-2C-5.49KM-266.8ACSR-TA/PA | [5 empty] | CONACYT 2024 (oficial) | {"type":"Feature","properties":{},"geometry":{"type":"LineString","coordinates":[[-100.95973,25.52143],[-100.96125,25.51855],[-100.97853,25.53048],[-100.98083,25.54656]]}}
L.T. PÑL ENTQ. CEDROS-CHRYSLER DE MEXICO | LineString | 115 kV |  | 0.24 km | 115KV-2C-266.5ACSR-1.5KM-TA | [5 empty] | CONACYT 2024 (oficial) | {"type":"Feature","properties":{},"geometry":{"type":"LineString","coordinates":[[-100.96125,25.51855],[-100.96328,25.5197]]}}
L.T. CEDROS-RAMOS ARIZPE | LineString | 115 kV |  | 6.56 km | 115KV-2C-6.5KM-795ACSR-TA | [5 empty] | CONACYT 2024 (oficial) | {"type":"Feature","properties":{},"geometry":{"type":"LineString","coordinates":[[-100.93917,25.54931],[-100.93684,25.5596],[-100.96041,25.56347],[-100.98085,25.54693]]}}
L.T. GENERAL MOTORS ENTQ. SALTILLO - CEDROS | LineString | 115 kV |  | 2.39 km | 115KV - 2C - 2.3 KM 266.8 ACSR- PA | [5 empty] | CONACYT 2024 (oficial) | {"type":"Feature","properties":{},"geometry":{"type":"LineString","coordinates":[[-100.97061,25.50756],[-100.97223,25.50216],[-100.97902,25.50094],[-100.98458,25.50384],[-100.9885,25.50465]]}}
L.T. TERZA ENTQ. ESCOBEDO - SABINAS HIDALGO | LineString | 115 kV |  | 0.4 km | 115KV - 2C, 795 ACSR, TA/PA. | [5 empty] | CONACYT 2024 (oficial) | {"type":"Feature","properties":{},"geometry":{"type":"LineString","coordinates":[[-100.35326,25.87559],[-100.35413,25.8789]]}}
L.T. SALTILLO - RAMOS ARIZPE | LineString | 115 kV |  | 15.5 km | 115KV - 2C - 15.5 KM 795 ACSR TA/PA | [5 empty] | CONACYT 2024 (oficial) | {"type":"Feature","properties":{},"geometry":{"type":"LineString","coordinates":[[-100.93959,25.54891],[-100.94339,25.53421],[-100.97588,25.49589],[-100.99199,25.46161],[-100.99418,25.45695],[-101.01208,25.45629],[-101.01526,25.44766]]}}
L.T. SALTILLO - ZAPALINAME | LineString | 115 kV |  | 7.02 km | 115KV - 1C - 6.9 KM - 795 ACSR - TA | [5 empty] | CONACYT 2024 (oficial) | {"type":"Feature","properties":{},"geometry":{"type":"LineString","coordinates":[[-100.9715,25.42359],[-100.97401,25.43824],[-100.99713,25.4502],[-101.01518,25.44749]]}}
L.T. ZAPALINAME-IMSS | LineString | 115 kV |  | 3.01 km | 115KV-266.8ACSR-3.0KM-TA | [5 empty] | CONACYT 2024 (oficial) | {"type":"Feature","properties":{},"geometry":{"type":"LineString","coordinates":[[-100.97144,25.42355],[-100.96837,25.44659]]}}
L.T. ZAPALINAME - EL ALAMO | LineString | 115 kV |  | 7.22 km | 115KV-1C-900ACSR- 7.1 KM | [5 empty] | CONACYT 2024 (oficial) | {"type":"Feature","properties":{},"geometry":{"type":"LineString","coordinates":[[-101.00733,25.38116],[-100.99228,25.38514],[-100.97113,25.42387]]}}
L.T. CUCHILLO TAP CADEREYTA - PB 0 | LineString | 115 kV |  | 0.69 km | 115KV - 2C- 795 ACSR- 0.69KM- TA/PA. | [5 empty] | CONACYT 2024 (oficial) | {"type":"Feature","properties":{},"geometry":{"type":"LineString","coordinates":[[-99.66552,25.60108],[-99.66827,25.60681]]}}
L.T. MITRAS ENTQ. ESCOBEDO - MODELO | LineString | 115 kV |  | 5.31 km | 115KV - 2C- 795 ACSR- 5.3 KM TA/PA. | [5 empty] | CONACYT 2024 (oficial) | {"type":"Feature","properties":{},"geometry":{"type":"LineString","coordinates":[[-100.40224,25.79759],[-100.44257,25.77806],[-100.44726,25.7821]]}}
L.T. SANTO DOMINGO - MUNICH | LineString | 115 kV |  | 5.28 km | 115KV - 2C- 795 ACSR- 5.28 KM- PA. | [5 empty] | CONACYT 2024 (oficial) | {"type":"Feature","properties":{},"geometry":{"type":"LineString","coordinates":[[-100.27698,25.72715],[-100.27692,25.7272],[-100.27751,25.72595],[-100.27884,25.72636],[-100.2823,25.73039],[-100.28687,25.7344],[-100.28896,25.72965],[-100.30313,25.73008],[-100.30197,25.73469]]}}
L.T. INDUSTRIAS MONTERREY TAP SANTO DOMINGO - MUNICH | LineString | 115 kV |  | 0.08 km | 115KV - 1C- 795 ACSR- 0.080 KM- PA. | [5 empty] | CONACYT 2024 (oficial) | {"type":"Feature","properties":{},"geometry":{"type":"LineString","coordinates":[[-100.30313,25.73008],[-100.30384,25.72993]]}}
L.T. PAPELERA MALDONADO TAP SANTO DOMINGO MUNICH | LineString | 115 kV |  | 0.04 km | 115KV - 1C- 795 ACSR- 0.037 KM- PA. | [5 empty] | CONACYT 2024 (oficial) | {"type":"Feature","properties":{},"geometry":{"type":"LineString","coordinates":[[-100.28975,25.7275],[-100.29009,25.72764]]}}
L.T. PAPELES HIGIENICOS TAP SANTO DOMINGO MUNICH | LineString | 115 kV |  | 0.31 km | 115KV - 1C- 795 ACSR- 0.30 KM- PA. | [5 empty] | CONACYT 2024 (oficial) | {"type":"Feature","properties":{},"geometry":{"type":"LineString","coordinates":[[-100.29001,25.73183],[-100.28896,25.72965]]}}
L.T. ESCOBEDO -SABINAS HIDALG0 | LineString | 115 kV |  | 79.53 km | 115KV-2C-79.53KM-477ACSR-TA | [5 empty] | CONACYT 2024 (oficial) | {"type":"Feature","properties":{},"geometry":{"type":"LineString","coordinates":[[-100.1606,26.46902],[-100.1529,26.4393],[-100.08645,26.27541],[-100.09374,26.21203],[-100.10383,26.20058],[-100.12875,26.07381],[-100.27579,25.91336],[-100.36845,25.86817],[-100.36811,25.86651]]}}
L.T. SAN JERONIMO - ORION | LineString | 115 kV |  | 4.58 km | 115KV - 2C- 795 ACSR- 4.63KM- PA. | [5 empty] | CONACYT 2024 (oficial) | {"type":"Feature","properties":{},"geometry":{"type":"LineString","coordinates":[[-100.35912,25.67976],[-100.33974,25.6872],[-100.32241,25.68274]]}}
L.T. FOMERREY ENTQ. VILLA DE GARCIA - SAN JERONIMO | LineString | 115 kV |  | 2.09 km | 115KV-2C- 795ACSR- 2.05KM-PA | [5 empty] | CONACYT 2024 (oficial) | {"type":"Feature","properties":{},"geometry":{"type":"LineString","coordinates":[[-100.43275,25.68371],[-100.43451,25.67029]]}}
L.T. FARO - PLAZA SABINO | LineString | 115 kV |  | 0.47 km | 115KV - 1C- 795 ACSR- 0.47 KM PA. | [5 empty] | CONACYT 2024 (oficial) | {"type":"Feature","properties":{},"geometry":{"type":"LineString","coordinates":[[-100.30997,25.667],[-100.30933,25.67101]]}}
L.T. SAN BERNABE TAP ESCOBEDO - MODELO | LineString | 115 kV |  | 0.01 km | 115KV - 2C- 795 ACSR- TA/PA. | [5 empty] | CONACYT 2024 (oficial) | {"type":"Feature","properties":{},"geometry":{"type":"LineString","coordinates":[[-100.41018,25.76685],[-100.41004,25.76681]]}}
L.T. SAN NICOLAS-MUNICH | LineString | 115 kV |  | 8.31 km | 115KV - 2C- 795 ACSR- 2.2KM- PA. | [5 empty] | CONACYT 2024 (oficial) | {"type":"Feature","properties":{},"geometry":{"type":"LineString","coordinates":[[-100.30199,25.73468],[-100.31889,25.72941],[-100.3174,25.73381],[-100.31916,25.76416],[-100.2994,25.76659],[-100.29914,25.76614]]}}
L.T. MUNICH-UNIVERSIDAD | LineString | 115 kV |  | 7.33 km | 115KV - 1C- 11.05 KM - PA | [5 empty] | CONACYT 2024 (oficial) | {"type":"Feature","properties":{},"geometry":{"type":"LineString","coordinates":[[-100.31825,25.69788],[-100.32574,25.71845],[-100.31911,25.72875],[-100.31889,25.72941],[-100.30199,25.73468]]}}
L.T. ESCOBEDO - MODELO 1 | LineString | 115 kV |  | 18.8 km | 115KV - 2C- 795 ACSR- 18.7 KM- TA/PA. | [5 empty] | CONACYT 2024 (oficial) | {"type":"Feature","properties":{},"geometry":{"type":"LineString","coordinates":[[-100.36854,25.86634],[-100.36908,25.86716],[-100.3703,25.86295],[-100.41736,25.83423],[-100.39866,25.78493],[-100.41086,25.76578],[-100.3807,25.74118]]}}
L.T. SOLIDARIDAD ENTQ. ESCOBEDO - MODELO | LineString | 115 kV |  | 0.68 km | 115KV - 2C- 795 ACSR- 0.6KM- TA/PA. | [5 empty] | CONACYT 2024 (oficial) | {"type":"Feature","properties":{},"geometry":{"type":"LineString","coordinates":[[-100.39375,25.78606],[-100.39866,25.78493]]}}
L.T. ESCOBEDO - SAN NICOLAS | LineString | 115 kV |  | 15.12 km | 115KV - 2C, 795 ACSR, 15.1 KM TA/PA. | [5 empty] | CONACYT 2024 (oficial) | {"type":"Feature","properties":{},"geometry":{"type":"LineString","coordinates":[[-100.29917,25.76528],[-100.31992,25.76423],[-100.33001,25.79755],[-100.34006,25.80552],[-100.34626,25.81675],[-100.36908,25.86716],[-100.36864,25.86632]]}}
L.T. PROLAMSA ENTQ. ESCOBEDO - SAN NICOLAS | LineString | 115 kV |  | 6.19 km | 115KV - 2C- 795 ACSR- 6.1 KM TA/PA. | [5 empty] | CONACYT 2024 (oficial) | {"type":"Feature","properties":{},"geometry":{"type":"LineString","coordinates":[[-100.34626,25.81675],[-100.32678,25.82077],[-100.301,25.82468],[-100.29911,25.81365],[-100.29844,25.81366]]}}
L.T. DAO TAP PROLAMSA ENTQ. ESCOBEDO - SAN NICOLAS | LineString | 115 kV |  | 0.09 km | 115KV - 2C- 795 ACSR- 0.09KM- PA | [5 empty] | CONACYT 2024 (oficial) | {"type":"Feature","properties":{},"geometry":{"type":"LineString","coordinates":[[-100.32742,25.82105],[-100.32678,25.82077]]}}
L.T. FORJA TAP PROLAMSA ENTQ. ESCOBEDO - SAN NICOLAS | LineString | 115 kV |  | 0.02 km | 115KV - 2C- 795 ACSR- 0.01KM- PA | [5 empty] | CONACYT 2024 (oficial) | {"type":"Feature","properties":{},"geometry":{"type":"LineString","coordinates":[[-100.29846,25.81746],[-100.29863,25.81748]]}}
L.T. CUAUHTEMOC II-LOPEZ MATEOS | LineString | 115 kV |  | 66.54 km | 115KV -1C-1113ACSR-66.54KM-TA (AISL. 230KV) | [5 empty] | CONACYT 2024 (oficial) | {"type":"Feature","properties":{},"geometry":{"type":"LineString","coordinates":[[-107.31297,28.47603],[-107.27901,28.42368],[-107.23802,28.40618],[-107.09871,28.38762],[-106.9325,28.34922],[-106.89743,28.3536],[-106.83889,28.3508],[-106.7853,28.38334],[-106.77604,28.39564],[-106.77722,28.41141],[-106.81403,28.44691]]}}
L.T. SENDERO-INFONAVIT | LineString | 115 kV |  | 1.88 km | 115KV-1C-477ACSR-4.53KM-TA | [5 empty] | CONACYT 2024 (oficial) | {"type":"Feature","properties":{},"geometry":{"type":"LineString","coordinates":[[-97.5177,25.84535],[-97.51772,25.84526],[-97.52779,25.84646],[-97.53384,25.85186]]}}
L.T. MATAMOROS SUR-INFONAVIT | LineString | 115 kV |  | 5.9 km | 115KV-1C-477ACSR-5.8KM-PA | [5 empty] | CONACYT 2024 (oficial) | {"type":"Feature","properties":{},"geometry":{"type":"LineString","coordinates":[[-97.51761,25.84533],[-97.50891,25.83922],[-97.50921,25.82412],[-97.48701,25.82112],[-97.48714,25.82203],[-97.48686,25.82244]]}}
L.T. LAURO VILLAR-ORIENTE | LineString | 115 kV |  | 6.04 km | 115KV-1C-795ACSR-6.03KM-PA | [5 empty] | CONACYT 2024 (oficial) | {"type":"Feature","properties":{},"geometry":{"type":"LineString","coordinates":[[-97.42145,25.8342],[-97.43693,25.83738],[-97.4707,25.8541]]}}
LT S 2 - S 4 | LineString | 115 kV |  | 20.52 km | 115KV-1C-477ACSR-PM | [5 empty] | CONACYT 2024 (oficial) | {"type":"Feature","properties":{},"geometry":{"type":"LineString","coordinates":[[-111.47316,28.56823],[-111.4735,28.75338]]}}
L.T. EMILIANO ZAPATA - CIVAC | LineString | 115 kV |  | 8.33 km | 115 KV-1C/2C-8.34 Km-795 ACSR-TA | [5 empty] | CONACYT 2024 (oficial) | {"type":"Feature","properties":{},"geometry":{"type":"LineString","coordinates":[[-99.19943,18.91991],[-99.19935,18.91961],[-99.19834,18.88868],[-99.19813,18.88205],[-99.20333,18.84671],[-99.20357,18.84595]]}}
L.T. QUERETARO PONIENTE - QUERETARO SUR | LineString | 115 kV |  | 6.41 km | 115 KV- 1C-6.43 Km-477 ACSR-PC | [5 empty] | CONACYT 2024 (oficial) | {"type":"Feature","properties":{},"geometry":{"type":"LineString","coordinates":[[-100.45376,20.53553],[-100.45815,20.54807],[-100.45832,20.59204]]}}
L.T. TULA - NOCHISTONGO | LineString | 115 kV |  | 21.08 km | 115 KV- 1C-20.98 Km-900 ACSR-TA | [5 empty] | CONACYT 2024 (oficial) | {"type":"Feature","properties":{},"geometry":{"type":"LineString","coordinates":[[-99.29072,20.05278],[-99.2941,20.03449],[-99.27151,20.02817],[-99.26215,20.01517],[-99.26777,19.99406],[-99.25928,19.98339],[-99.2653,19.95906],[-99.2617,19.90597],[-99.27423,19.8937]]}}
L.T. JASSO - VITO | LineString | 115 kV |  | 12.48 km | 115 KV-2C-12.42 - Km-TA | [5 empty] | CONACYT 2024 (oficial) | {"type":"Feature","properties":{},"geometry":{"type":"LineString","coordinates":[[-99.20246,19.99203],[-99.20291,19.99211],[-99.29864,20.00805],[-99.31545,20.01677]]}}
L.T. LA GRIEGA - GUARDIAN | LineString | 115 kV |  | 4.21 km | 115 KV- 2C/1C-4.14 Km-477 ACSR-PA/PC | [5 empty] | CONACYT 2024 (oficial) | {"type":"Feature","properties":{},"geometry":{"type":"LineString","coordinates":[[-100.24162,20.68885],[-100.23726,20.65876],[-100.23192,20.66021],[-100.2319,20.66014]]}}
L.T. QUERETARO MANIOBRAS - EL MARQUEZ | LineString | 115 kV |  | 14.25 km | 115 KV- 2C/1C-14.58 Km-477 ACSR-PA/PC | [5 empty] | CONACYT 2024 (oficial) | {"type":"Feature","properties":{},"geometry":{"type":"LineString","coordinates":[[-100.27224,20.57103],[-100.32863,20.57498],[-100.35837,20.58217],[-100.40222,20.57017]]}}
L.T. EL MARQUEZ - EL MARQUEZ II | LineString | 115 kV |  | 2.39 km | 115 KV- 2C/1C-2.84 Km-477 ACSR-PA/PC | [5 empty] | CONACYT 2024 (oficial) | {"type":"Feature","properties":{},"geometry":{"type":"LineString","coordinates":[[-100.25828,20.56484],[-100.25854,20.56501],[-100.26066,20.57154],[-100.2721,20.57096]]}}
L.T. SAN JUAN DEL RIO II ENTQ. SAN JUAN DEL RIO MAN. - TEQUISQUIAPAN | LineString | 115 kV |  | 4.7 km | 115 KV-2C-4.7 Km-795 ACSR-TA | [5 empty] | CONACYT 2024 (oficial) | {"type":"Feature","properties":{},"geometry":{"type":"LineString","coordinates":[[-99.97593,20.46353],[-99.96561,20.44492],[-99.96932,20.42884]]}}
L.T. SAN JUAN DEL RIO II ENTQ. SAN JUAN DEL RIO MAN. - SAN JUAN DEL RIO | LineString | 115 kV |  | 1.44 km | 115 KV-2C-1.4 Km-795 ACSR-TA | [5 empty] | CONACYT 2024 (oficial) | {"type":"Feature","properties":{},"geometry":{"type":"LineString","coordinates":[[-99.976,20.41774],[-99.9755,20.41871],[-99.9746,20.41912],[-99.97401,20.42093],[-99.97318,20.42272],[-99.9693,20.42859]]}}
L.T. EL SAUZ - SAN IDELFONSO | LineString | 115 kV |  | 17.83 km | 115 KV-2C-17.82 Km-795 ACSR-TA | [5 empty] | CONACYT 2024 (oficial) | {"type":"Feature","properties":{},"geometry":{"type":"LineString","coordinates":[[-100.16948,20.5711],[-100.1348,20.50666],[-100.10072,20.47578],[-100.11795,20.45878]]}}
L.T. SANTA MARIA - CELAYA II | LineString | 115 kV |  | 14.99 km | 115 KV-2C-15.19 Km-795 ACSR-TA | [5 empty] | CONACYT 2024 (oficial) | {"type":"Feature","properties":{},"geometry":{"type":"LineString","coordinates":[[-100.81982,20.57393],[-100.76955,20.57208],[-100.73041,20.54944],[-100.71793,20.52051]]}}
L.T. EL QUEMADO - MOZIMBA | LineString | 115 kV |  | 11.55 km | 115 KV-1C-11.54 Km-TA | [5 empty] | CONACYT 2024 (oficial) | {"type":"Feature","properties":{},"geometry":{"type":"LineString","coordinates":[[-99.83539,16.90996],[-99.83559,16.90926],[-99.84414,16.89632],[-99.88102,16.89336],[-99.89718,16.88803],[-99.91217,16.88258],[-99.92312,16.8667]]}}
L.T. LOS AMATES - PLAYA DIAMANTE | LineString | 115 kV |  | 7.81 km | 115 KV-2C-7.75 Km-TA/PA | [5 empty] | CONACYT 2024 (oficial) | {"type":"Feature","properties":{},"geometry":{"type":"LineString","coordinates":[[-99.79975,16.78887],[-99.78224,16.80804],[-99.79378,16.83313],[-99.81094,16.83827]]}}
L.T. LOS AMATES - COSTA AZUL | LineString | 115 kV |  | 4.48 km | 115 KV-2C-4.42 Km-TA | [5 empty] | CONACYT 2024 (oficial) | {"type":"Feature","properties":{},"geometry":{"type":"LineString","coordinates":[[-99.84666,16.83846],[-99.81966,16.84721],[-99.81477,16.83969],[-99.81178,16.83902]]}}
L.T. LOS AMATES - PUERTO MARQUEZ | LineString | 115 kV |  | 4.18 km | 115 KV-2C-4.13 Km-TA | [5 empty] | CONACYT 2024 (oficial) | {"type":"Feature","properties":{},"geometry":{"type":"LineString","coordinates":[[-99.82312,16.80768],[-99.81661,16.81882],[-99.81477,16.83969],[-99.81185,16.83885]]}}
L.T. EL QUEMADO - RENACIMIENTO | LineString | 115 kV |  | 3.07 km | 115 KV-1C-3.07 Km-477 ACSR | [5 empty] | CONACYT 2024 (oficial) | {"type":"Feature","properties":{},"geometry":{"type":"LineString","coordinates":[[-99.832,16.88844],[-99.83166,16.88851],[-99.83921,16.89253],[-99.84047,16.90049],[-99.83468,16.90953],[-99.83466,16.90981]]}}
L.T. RENACIMIENTO - LOS AMATES | LineString | 115 kV |  | 6.47 km | 115 KV-1C-6.35 Km-795 ACSR-TA | [5 empty] | CONACYT 2024 (oficial) | {"type":"Feature","properties":{},"geometry":{"type":"LineString","coordinates":[[-99.8118,16.83924],[-99.81251,16.83971],[-99.8135,16.86264],[-99.83165,16.8884],[-99.832,16.88831]]}}
L.T. EL QUEMADO - PAPAGAYO | LineString | 115 kV |  | 37.1 km | 115 KV-1C-37.08 Km-477 ACSR-PC/PM | [5 empty] | CONACYT 2024 (oficial) | {"type":"Feature","properties":{},"geometry":{"type":"LineString","coordinates":[[-99.56546,16.76099],[-99.5754,16.7575],[-99.63786,16.78563],[-99.66798,16.81555],[-99.70183,16.82864],[-99.72034,16.82802],[-99.74763,16.83568],[-99.75154,16.84425],[-99.78271,16.87564],[-99.81444,16.92261],[-99.83404,16.90976]]}}
L.T. EL QUEMADO - GARITA | LineString | 115 kV |  | 4.55 km | 115 KV-1C-4.52 Km-795 ACSR-TA | [5 empty] | CONACYT 2024 (oficial) | {"type":"Feature","properties":{},"geometry":{"type":"LineString","coordinates":[[-99.86011,16.87832],[-99.84414,16.89632],[-99.83559,16.90926],[-99.83508,16.90989]]}}
L.T. EL QUEMADO - RUIZ CORTINEZ | LineString | 115 kV |  | 9.09 km | 115 KV-1C-9.07 Km-TA | [5 empty] | CONACYT 2024 (oficial) | {"type":"Feature","properties":{},"geometry":{"type":"LineString","coordinates":[[-99.89763,16.87554],[-99.89718,16.88803],[-99.88102,16.89336],[-99.84414,16.89632],[-99.83559,16.90926],[-99.83524,16.90992]]}}
L.T. MOZIMBA - LA MIRA | LineString | 115 kV |  | 2.53 km | 115 KV-2C-2.61 Km-TA | [5 empty] | CONACYT 2024 (oficial) | {"type":"Feature","properties":{},"geometry":{"type":"LineString","coordinates":[[-99.91569,16.85126],[-99.91998,16.86697],[-99.9227,16.8667]]}}
L.T. ATLACOMULCO II - IXTLAHUACA | LineString | 115 kV |  | 6.24 km | 115 KV-1C-6.23 Km-795 ACSR-TA | [5 empty] | CONACYT 2024 (oficial) | {"type":"Feature","properties":{},"geometry":{"type":"LineString","coordinates":[[-99.77896,19.62066],[-99.77825,19.62095],[-99.77686,19.62133],[-99.76456,19.58331],[-99.75091,19.57971]]}}
L.T. ATLACOMULCO II - ATLACOMULCO I | LineString | 115 kV |  | 18.35 km | 115 KV-2C-18.34 Km-795 ACSR-TA | [5 empty] | CONACYT 2024 (oficial) | {"type":"Feature","properties":{},"geometry":{"type":"LineString","coordinates":[[-99.85636,19.7638],[-99.84255,19.73509],[-99.81383,19.70486],[-99.78529,19.65654],[-99.77686,19.62133],[-99.77825,19.62095],[-99.77902,19.62084]]}}
L.T. COBRECEL TAP CELAYA I VILLAGRAN | LineString | 115 kV |  | 0.03 km | 115 KV-1C-0.29 Km-477 ACSR-PC | [5 empty] | CONACYT 2024 (oficial) | {"type":"Feature","properties":{},"geometry":{"type":"LineString","coordinates":[[-100.97292,20.50582],[-100.97293,20.50609]]}}
L.T. YAUTEPEC POTENCIA - CUAUTLA | LineString | 115 kV |  | 7.75 km | 115 KV-2C-7.69 Km-477 ACSR-TA | [5 empty] | CONACYT 2024 (oficial) | {"type":"Feature","properties":{},"geometry":{"type":"LineString","coordinates":[[-98.95503,18.82036],[-99.00486,18.83051],[-98.99995,18.8486]]}}
L.T. EMILIANO ZAPATA - JIUTEPEC | LineString | 115 kV |  | 13.82 km | 115 KV-2C-13.81 Km-900 ACSR-TA | [5 empty] | CONACYT 2024 (oficial) | {"type":"Feature","properties":{},"geometry":{"type":"LineString","coordinates":[[-99.14865,18.88945],[-99.13132,18.88402],[-99.13041,18.85755],[-99.14903,18.84414],[-99.18479,18.85241],[-99.20315,18.84591]]}}
L.T. LOMAS DE COCOYOC - CUAUTLA II | LineString | 115 kV |  | 12.07 km | 115 KV-2C-11.64Km-795 ACSR-TA | [5 empty] | CONACYT 2024 (oficial) | {"type":"Feature","properties":{},"geometry":{"type":"LineString","coordinates":[[-98.93192,18.84596],[-98.93189,18.84532],[-98.91769,18.84187],[-98.90129,18.87764],[-98.94039,18.90469],[-98.93758,18.91249]]}}
L.T. DONATO GUERRA - AGUSTIN MILLAN | LineString | 115 kV |  | 5.95 km | 115 KV-1C-5.95 Km-477/366 ACSR-TA | [5 empty] | CONACYT 2024 (oficial) | {"type":"Feature","properties":{},"geometry":{"type":"LineString","coordinates":[[-100.14102,19.28251],[-100.13302,19.27542],[-100.13693,19.25215],[-100.14471,19.23465]]}}
L.T. AGUSTIN MILLAN - AVANDARO | LineString | 115 kV |  | 15.46 km | 115 KV-1C-15.46 Km-336/477 ACSR-PM | [5 empty] | CONACYT 2024 (oficial) | {"type":"Feature","properties":{},"geometry":{"type":"LineString","coordinates":[[-100.07211,19.14889],[-100.08951,19.15326],[-100.10093,19.16503],[-100.10255,19.21928],[-100.11923,19.23687],[-100.14475,19.23399]]}}
L.T. DONATO GUERRA - PLANTA DE BOMBEO 4 (L2) | LineString | 115 kV |  | 2.61 km | 115 KV-1C-2.50 Km | [5 empty] | CONACYT 2024 (oficial) | {"type":"Feature","properties":{},"geometry":{"type":"LineString","coordinates":[[-100.15035,19.26213],[-100.14134,19.28297]]}}
L.T. TEPAPLAN - PAPANOA | LineString | 115 kV |  | 32.86 km | 115 KV-1C-32.72 Km 477 ACSR - PM | [5 empty] | CONACYT 2024 (oficial) | {"type":"Feature","properties":{},"geometry":{"type":"LineString","coordinates":[[-101.04727,17.33502],[-101.07949,17.37336],[-101.1445,17.38892],[-101.16776,17.40263],[-101.18842,17.42729],[-101.18849,17.43897],[-101.21613,17.45792],[-101.23481,17.4851],[-101.24871,17.49618],[-101.25054,17.5155],[-101.25812,17.51757]]}}
L.T. TECPAN - PAPANOA | LineString | 115 kV |  | 46.55 km | 115 KV-1C-46.52 Km 477 ACSR - PM | [5 empty] | CONACYT 2024 (oficial) | {"type":"Feature","properties":{},"geometry":{"type":"LineString","coordinates":[[-100.70455,17.20709],[-100.74975,17.20914],[-100.76176,17.20635],[-100.80515,17.22208],[-100.87498,17.26416],[-100.89148,17.27704],[-100.90463,17.27177],[-101.03053,17.27542],[-101.04782,17.28928],[-101.04435,17.31379],[-101.0302,17.32239],[-101.04725,17.33488]]}}
L.T. SAN JERONIMO - TECPAN | LineString | 115 kV |  | 32.78 km | 115 KV-1C-32.79 Km 477 ACSR - PM | [5 empty] | CONACYT 2024 (oficial) | {"type":"Feature","properties":{},"geometry":{"type":"LineString","coordinates":[[-100.44805,17.15069],[-100.47378,17.14761],[-100.57978,17.17277],[-100.58744,17.18022],[-100.62706,17.20492],[-100.62546,17.22424],[-100.63957,17.22701],[-100.65506,17.20493],[-100.70413,17.20704]]}}
L.T. COYUCA SAN JERONIMO | LineString | 115 kV |  | 48.32 km | 115 KV-1C-48.21 Km 477 ACSR - PM | [5 empty] | CONACYT 2024 (oficial) | {"type":"Feature","properties":{},"geometry":{"type":"LineString","coordinates":[[-100.05531,16.9808],[-100.06448,16.98355],[-100.08798,17.00255],[-100.20302,17.00522],[-100.24248,17.02564],[-100.29408,17.06068],[-100.34403,17.1164],[-100.42148,17.15431],[-100.4478,17.15078]]}}
L.T. RENACIMIENTO - CEMENTOS APASCO | LineString | 115 kV |  | 0.15 km | 115 KV-1C-0.15 Km 477 ACSR - PM | [5 empty] | CONACYT 2024 (oficial) | {"type":"Feature","properties":{},"geometry":{"type":"LineString","coordinates":[[-99.83355,16.88776],[-99.83236,16.88842]]}}
L.T. TARANDACUA - MARAVATIO | LineString | 115 kV |  | 12.62 km | 115 KV-2C-12.65 Km-477 ACSR-PA | [5 empty] | CONACYT 2024 (oficial) | {"type":"Feature","properties":{},"geometry":{"type":"LineString","coordinates":[[-100.47556,19.92804],[-100.49788,19.94369],[-100.50232,19.95705],[-100.5321,19.9972],[-100.54197,20.01492]]}}
L.T. LA CEIBA - HUETAMO | LineString | 115 kV |  | 18.73 km | 115 KV-1C-18.79 Km-477 ACSR-TA | [5 empty] | CONACYT 2024 (oficial) | {"type":"Feature","properties":{},"geometry":{"type":"LineString","coordinates":[[-100.89263,18.61656],[-100.88559,18.63875],[-100.86314,18.66086],[-100.79628,18.70365],[-100.77752,18.73655],[-100.77729,18.73646]]}}
L.T. TINGAMBATO - HUETAMO | LineString | 115 kV |  | 75.26 km | 115 KV-2C-75.32 Km-477 ACSR-TA | [5 empty] | CONACYT 2024 (oficial) | {"type":"Feature","properties":{},"geometry":{"type":"LineString","coordinates":[[-100.40508,19.0821],[-100.44554,19.05553],[-100.50647,19.01072],[-100.52306,18.9849],[-100.57658,18.90942],[-100.72149,18.83709],[-100.73932,18.80341],[-100.77742,18.73674],[-100.77752,18.73655],[-100.79628,18.70365],[-100.86314,18.66086],[-100.88559,18.63875],[-100.89263,18.61656]]}}
L.T. TINGAMBATO - LA CEIBA | LineString | 115 kV |  | 56.56 km | 115 KV-1C-56.56 Km-477 ACSR-TA | [5 empty] | CONACYT 2024 (oficial) | {"type":"Feature","properties":{},"geometry":{"type":"LineString","coordinates":[[-100.77721,18.73664],[-100.77742,18.73674],[-100.73932,18.80341],[-100.72149,18.83709],[-100.57658,18.90942],[-100.52306,18.9849],[-100.50647,19.01072],[-100.44554,19.05553],[-100.40508,19.0821]]}}
L.T. JILOTEPEC POTENCIA ENTQ. JILOTEPEC - DAÑU | LineString | 115 kV |  | 1.65 km | 115 KV-4C-1.7 Km-795 ACSR-TA (TENDIDO 3 CIRCUITOS) | [5 empty] | CONACYT 2024 (oficial) | {"type":"Feature","properties":{},"geometry":{"type":"LineString","coordinates":[[-99.50597,19.97434],[-99.50573,19.97449],[-99.4949,19.98333]]}}
L.T. JILOTEPEC POTENCIA ENTQ. JILOTEPEC - DAÑU | LineString | 115 kV |  | 0.07 km | 115 KV-4C-1.7 Km-795 ACSR-TA (TENDIDO 3 CIRCUITOS) | [5 empty] | CONACYT 2024 (oficial) | {"type":"Feature","properties":{},"geometry":{"type":"LineString","coordinates":[[-99.50595,19.97391],[-99.50573,19.97449]]}}
L.T. LAS FRESAS - ABASOLO II | LineString | 115 kV |  | 22.5 km | 115 KV-1C-22.5 Km-795 ACSR-TA | [5 empty] | CONACYT 2024 (oficial) | {"type":"Feature","properties":{},"geometry":{"type":"LineString","coordinates":[[-101.58822,20.51861],[-101.58695,20.52485],[-101.51689,20.58537],[-101.43666,20.64491],[-101.42712,20.64056]]}}
L.T. LAS FRESAS - IRAPUATO PONIENTE | LineString | 115 kV |  | 10.11 km | 115 KV-1C-10 Km-795 ACSR-TA | [5 empty] | CONACYT 2024 (oficial) | {"type":"Feature","properties":{},"geometry":{"type":"LineString","coordinates":[[-101.36785,20.65783],[-101.37635,20.64713],[-101.37225,20.63032],[-101.39245,20.63307],[-101.41383,20.64093],[-101.42695,20.64018]]}}
L.T. LAS FRESAS - IRAPUATO I | LineString | 115 kV |  | 12.24 km | 115 KV-2C-12.4 Km-795 ACSR-TA/PA | [5 empty] | CONACYT 2024 (oficial) | {"type":"Feature","properties":{},"geometry":{"type":"LineString","coordinates":[[-101.36739,20.71074],[-101.39095,20.68004],[-101.43685,20.646],[-101.43666,20.64491],[-101.42712,20.64056]]}}
L.T. SAN LUIS DE LA PAZ II - LA CALIFORNIA L2 | LineString | 115 kV |  | 15.17 km | 115 KV-1C-15.18 Km-477 ACSR-TA | [5 empty] | CONACYT 2024 (oficial) | {"type":"Feature","properties":{},"geometry":{"type":"LineString","coordinates":[[-100.75174,21.23669],[-100.71849,21.23887],[-100.6834,21.23534],[-100.65942,21.25518],[-100.65158,21.27763],[-100.63444,21.28363]]}}
L.T. SANTA FE - SAN MIGUEL DE ALLENDE | LineString | 115 kV |  | 21.31 km | 115 KV-2C-21.31 Km-477 ACSR-TA/PA | [5 empty] | CONACYT 2024 (oficial) | {"type":"Feature","properties":{},"geometry":{"type":"LineString","coordinates":[[-100.74521,20.93134],[-100.7181,20.92709],[-100.71115,20.9025],[-100.66565,20.89716],[-100.64141,20.88877],[-100.60848,20.88625],[-100.59183,20.90161],[-100.58235,20.91039],[-100.58105,20.91074]]}}
L.T. CHIPILO - LA SOLEDAD | LineString | 115 kV |  | 14.14 km | 115 KV-1C-14.14 Km-477 ACSR-PC | [5 empty] | CONACYT 2024 (oficial) | {"type":"Feature","properties":{},"geometry":{"type":"LineString","coordinates":[[-100.61983,21.07381],[-100.61736,21.08706],[-100.60626,21.10536],[-100.60573,21.12371],[-100.61529,21.17231],[-100.63464,21.18702]]}}
L.T. LEON IV - LEON ALFARO | LineString | 115 kV |  | 4.23 km | 115 KV-2C-4.21 Km-477 ACSR-TA | [5 empty] | CONACYT 2024 (oficial) | {"type":"Feature","properties":{},"geometry":{"type":"LineString","coordinates":[[-101.63165,21.13537],[-101.62773,21.12876],[-101.62108,21.13747],[-101.6084,21.1316],[-101.60657,21.13534],[-101.60627,21.13553]]}}
L.T. LEON IV - LEON ORIENTE | LineString | 115 kV |  | 7.41 km | 115 KV-2C-7.45 Km-477 ACSR-TA | [5 empty] | CONACYT 2024 (oficial) | {"type":"Feature","properties":{},"geometry":{"type":"LineString","coordinates":[[-101.62887,21.09305],[-101.62346,21.10593],[-101.62773,21.12876],[-101.62108,21.13747],[-101.60657,21.13534],[-101.60644,21.13561]]}}
L.T. LEON II- LEON ORIENTE | LineString | 115 kV |  | 3.55 km | 115 KV-1C-4.21 Km-477 ACSR-PC | [5 empty] | CONACYT 2024 (oficial) | {"type":"Feature","properties":{},"geometry":{"type":"LineString","coordinates":[[-101.67924,21.07295],[-101.67261,21.06968],[-101.65187,21.08376]]}}
L.T. SALAMANCA II - SALAMANCA SUR | LineString | 115 kV |  | 6.1 km | 115 KV-1C-6.07 Km-477 ACSR-TA/PC | [5 empty] | CONACYT 2024 (oficial) | {"type":"Feature","properties":{},"geometry":{"type":"LineString","coordinates":[[-101.19167,20.54325],[-101.19185,20.54365],[-101.20352,20.5239],[-101.22072,20.52119],[-101.22843,20.53341],[-101.22873,20.53356]]}}
L.T. TIQUICHEO TAP TINGAMBATO - HUETAMO | LineString | 115 kV |  | 8.24 km | 115 KV-1C-8.24 Km-477 ACSR -TA | [5 empty] | CONACYT 2024 (oficial) | {"type":"Feature","properties":{},"geometry":{"type":"LineString","coordinates":[[-100.72149,18.83709],[-100.74241,18.85789],[-100.74779,18.88668],[-100.73927,18.89542]]}}
L.T. EL SAUZ - LA MANSION | LineString | 115 kV |  | 9.1 km | 115 KV- 2C-9.11 Km-795 ACSR-TA | [5 empty] | CONACYT 2024 (oficial) | {"type":"Feature","properties":{},"geometry":{"type":"LineString","coordinates":[[-100.07856,20.43197],[-100.07891,20.43132],[-100.07951,20.43041],[-100.08949,20.44173],[-100.09179,20.44601],[-100.08633,20.4594],[-100.10124,20.47608],[-100.1186,20.45891]]}}
L.T. LA MANSION - SAN JUAN DEL RIO | LineString | 115 kV |  | 14.71 km | 115 KV- 2C-14.76 Km-795 ACSR-TA | [5 empty] | CONACYT 2024 (oficial) | {"type":"Feature","properties":{},"geometry":{"type":"LineString","coordinates":[[-99.98243,20.39136],[-99.97932,20.39116],[-99.976,20.41774],[-99.97651,20.41826],[-99.99684,20.42054],[-99.99912,20.42054],[-100.0499,20.4262],[-100.06751,20.42545],[-100.06917,20.42541],[-100.0741,20.42425],[-100.07951,20.43041],[-100.07891,20.43132],[-100.07845,20.4319]]}}
L.T. NOCHISTONGO - PARQUE INDUSTRIAL TEPEJI | LineString | 115 kV |  | 7.27 km | 115 KV- 1C-17.27 Km-477 ACSR-PC | [5 empty] | CONACYT 2024 (oficial) | {"type":"Feature","properties":{},"geometry":{"type":"LineString","coordinates":[[-99.27769,19.84676],[-99.27374,19.85756],[-99.28461,19.86481],[-99.27249,19.87923],[-99.27455,19.89358]]}}
L.T. JILOTEPEC - PARQUE INDUSTRIAL TEPEJI | LineString | 115 kV |  | 29.57 km | 115 KV- 1C-29.59 Km-477 ACSR-PC/PM | [5 empty] | CONACYT 2024 (oficial) | {"type":"Feature","properties":{},"geometry":{"type":"LineString","coordinates":[[-99.48229,19.96509],[-99.48086,19.95917],[-99.44116,19.95958],[-99.40321,19.94948],[-99.39193,19.94222],[-99.36115,19.9019],[-99.35577,19.86703],[-99.3238,19.86141],[-99.30146,19.84637],[-99.27769,19.8466]]}}
L.T. HILOS Y TEJIDOS TAP JILOTEPEC - PARQUE INDUSTRIAL TEPEJI | LineString | 115 kV |  | 5.08 km | 115 KV- 1C-5.01 Km-477 ACSR-PC/PM/PA | [5 empty] | CONACYT 2024 (oficial) | {"type":"Feature","properties":{},"geometry":{"type":"LineString","coordinates":[[-99.39513,19.94428],[-99.36803,19.97378]]}}
L.T. QUERETARO PONIENTE - FERTIMEX | LineString | 115 kV |  | 1.12 km | 115 KV- 1C-1.14 Km-477 ACSR-PA | [5 empty] | CONACYT 2024 (oficial) | {"type":"Feature","properties":{},"geometry":{"type":"LineString","coordinates":[[-100.46842,20.59292],[-100.45837,20.59229]]}}
L.T. QUERETARO PONIENTE - SATELITE | LineString | 115 kV |  | 3.48 km | 115 KV- 1C-3.48 Km-477 ACSR-PC/PM | [5 empty] | CONACYT 2024 (oficial) | {"type":"Feature","properties":{},"geometry":{"type":"LineString","coordinates":[[-100.44683,20.61641],[-100.45819,20.59228]]}}
L.T. ZIMAPAN - HUMEDADES | LineString | 115 kV |  | 34.94 km | 115 KV- 1C-34.92 Km-477 ACSR-PC/PM | [5 empty] | CONACYT 2024 (oficial) | {"type":"Feature","properties":{},"geometry":{"type":"LineString","coordinates":[[-99.33425,20.68627],[-99.33165,20.68429],[-99.33581,20.5692],[-99.32908,20.55429],[-99.27757,20.51074],[-99.22424,20.49566],[-99.20866,20.49496],[-99.18395,20.4532]]}}
L.T. SAN JUAN DEL RIO - SAN JUAN DEL RIO ORIENTE | LineString | 115 kV |  | 5.76 km | 115 KV- 1C/2C-5.64 Km-477 ACSR-PA/PC/PM | [5 empty] | CONACYT 2024 (oficial) | {"type":"Feature","properties":{},"geometry":{"type":"LineString","coordinates":[[-99.96019,20.36535],[-99.96099,20.36128],[-99.9706,20.36853],[-99.9763,20.37308],[-99.97827,20.37423],[-99.98006,20.37526],[-99.98114,20.37544],[-99.97915,20.38209],[-99.98195,20.3913],[-99.9824,20.39103]]}}
L.T. LAS CRUCES TAP EL QUEMADO - RENACIMIENTO | LineString | 115 kV |  | 0.06 km | 115 KV-1C-0.59 Km-477 ACSR-TA | [5 empty] | CONACYT 2024 (oficial) | {"type":"Feature","properties":{},"geometry":{"type":"LineString","coordinates":[[-99.83781,16.89185],[-99.83809,16.89138]]}}
L.T. LEON III - LA JOYA | LineString | 115 kV |  | 2.32 km | 115 KV-1C/2C-2.31 Km-795 ACSR-TA | [5 empty] | CONACYT 2024 (oficial) | {"type":"Feature","properties":{},"geometry":{"type":"LineString","coordinates":[[-101.72679,21.14316],[-101.72617,21.14353],[-101.73205,21.12578],[-101.73194,21.12518]]}}
L.T. LEON II - PIEL | LineString | 115 kV |  | 3.59 km | 115 KV- 1C- 3.6 Km-477 ACSR-PC | [5 empty] | CONACYT 2024 (oficial) | {"type":"Feature","properties":{},"geometry":{"type":"LineString","coordinates":[[-101.71055,21.0807],[-101.71099,21.08013],[-101.71128,21.07921],[-101.67975,21.07213]]}}
L.T. POTRERILLOS - SAN FRANSISCO DEL RINCON | LineString | 115 kV |  | 17.39 km | 115 KV- 2C/1C- 17.65 Km-477 ACSR-TA/PC | [5 empty] | CONACYT 2024 (oficial) | {"type":"Feature","properties":{},"geometry":{"type":"LineString","coordinates":[[-101.86847,21.02922],[-101.86767,21.03604],[-101.80793,21.04387],[-101.82109,21.01662],[-101.82051,20.99067],[-101.79282,20.96612],[-101.79213,20.96584]]}}
L.T. POTRERILLOS - LA MORA | LineString | 115 kV |  | 13.83 km | 115 KV- 2C/1C- 13.63 Km-477 ACSR-TA/PC | [5 empty] | CONACYT 2024 (oficial) | {"type":"Feature","properties":{},"geometry":{"type":"LineString","coordinates":[[-101.77756,21.05476],[-101.80669,21.0419],[-101.82109,21.01662],[-101.82051,20.99067],[-101.79282,20.96612],[-101.79207,20.96598]]}}
L.T. LA MORA - PIEL | LineString | 115 kV |  | 8.69 km | 115 KV- 1C- 8.81 Km-477 ACSR-PC | [5 empty] | CONACYT 2024 (oficial) | {"type":"Feature","properties":{},"geometry":{"type":"LineString","coordinates":[[-101.71077,21.08082],[-101.71099,21.08013],[-101.71128,21.07921],[-101.74573,21.08555],[-101.75375,21.07366],[-101.77745,21.05483]]}}
LT. CALKINI ENTQ. LERMA-MAXCANU | LineString | 115 kV |  | 0.55 km | 115KV-1C-0.54KM-TA | [5 empty] | CONACYT 2024 (oficial) | {"type":"Feature","properties":{},"geometry":{"type":"LineString","coordinates":[[-90.06303,20.37669],[-90.06786,20.37495]]}}
L.T. ATLACOMULCO - VILLA DEL CARBON | LineString | 115 kV |  | 34.67 km | 115 KV- 2C/1C- 34.66 Km-477 ACSR-TA/PC | [5 empty] | CONACYT 2024 (oficial) | {"type":"Feature","properties":{},"geometry":{"type":"LineString","coordinates":[[-99.85618,19.76386],[-99.83404,19.77269],[-99.81952,19.78404],[-99.76078,19.7916],[-99.71959,19.78014],[-99.70487,19.79167],[-99.69031,19.74611],[-99.59612,19.73878],[-99.57943,19.72964]]}}
L.T. DONATO GUERRA - PLANTA DE BOMBEO 6 | LineString | 115 kV |  | 8.43 km | 115 KV- 1C- 8.47 Km-477 ACSR-TA/PC | [5 empty] | CONACYT 2024 (oficial) | {"type":"Feature","properties":{},"geometry":{"type":"LineString","coordinates":[[-100.15314,19.34989],[-100.15241,19.30797],[-100.13507,19.28888],[-100.14005,19.28377]]}}
L.T. PLANTA DE BOMBEO 5 - PLANTA DE BOMBEO 6 | LineString | 115 kV |  | 9.94 km | 115 KV- 1C- 9.94 Km-477 ACSR-PC | [5 empty] | CONACYT 2024 (oficial) | {"type":"Feature","properties":{},"geometry":{"type":"LineString","coordinates":[[-100.0767,19.38917],[-100.08533,19.37535],[-100.12973,19.36322],[-100.15324,19.35004]]}}
L.T. PUEBLO NUEVO ENTQ. IRAPUATO I - ABASOLO II | LineString | 115 kV |  | 15.62 km | 115 KV-1C-15.42 Km-PC | [5 empty] | CONACYT 2024 (oficial) | {"type":"Feature","properties":{},"geometry":{"type":"LineString","coordinates":[[-101.40468,20.51631],[-101.41564,20.52314],[-101.45414,20.56366],[-101.49179,20.57074],[-101.51793,20.57158],[-101.53014,20.57754]]}}
L.T. LAS FREAS - ABASOLO II | LineString | 115 kV |  | 22.96 km | 115 KV-4C/2C-15.42 Km-TA/PC | [5 empty] | CONACYT 2024 (oficial) | {"type":"Feature","properties":{},"geometry":{"type":"LineString","coordinates":[[-101.43685,20.646],[-101.53014,20.57754],[-101.59855,20.51962],[-101.58907,20.51849]]}}
L.T. LEON PONIENTE TAP LEON III - LEON NORTE | LineString | 115 kV |  | 6.57 km | 115 KV-1C-6.57 Km-PC | [5 empty] | CONACYT 2024 (oficial) | {"type":"Feature","properties":{},"geometry":{"type":"LineString","coordinates":[[-101.70883,21.14532],[-101.72179,21.12568],[-101.72522,21.11191],[-101.70853,21.11358]]}}
L.T. CELAYA I - CELAYA PONIENTE | LineString | 115 kV |  | 7.37 km | 115 KV-1C-7.35 Km- 477 ACSR - PC | [5 empty] | CONACYT 2024 (oficial) | {"type":"Feature","properties":{},"geometry":{"type":"LineString","coordinates":[[-100.80125,20.51746],[-100.80968,20.50232],[-100.84776,20.50466],[-100.84828,20.50656],[-100.84876,20.51772]]}}
L.T. CELAYA I - CELAYA SUR | LineString | 115 kV |  | 6.25 km | 115 KV-1C-6.25 Km- 477 ACSR - PC/PA | [5 empty] | CONACYT 2024 (oficial) | {"type":"Feature","properties":{},"geometry":{"type":"LineString","coordinates":[[-100.80896,20.47731],[-100.80892,20.47787],[-100.80584,20.47469],[-100.79709,20.47682],[-100.80062,20.51755]]}}
L.T. YAUTEPEC POTENCIA - JOJUTLA | LineString | 115 kV |  | 48.92 km | 115 KV-2C-48.95 Km- 477 ACSR - TA | [5 empty] | CONACYT 2024 (oficial) | {"type":"Feature","properties":{},"geometry":{"type":"LineString","coordinates":[[-99.18485,18.63024],[-99.16597,18.65749],[-99.14948,18.65995],[-99.10509,18.67343],[-99.00982,18.62755],[-98.99789,18.63419],[-98.99988,18.65026],[-98.99944,18.69491],[-99.01593,18.73916],[-99.03979,18.78324],[-99.01205,18.83608],[-99.00067,18.84893],[-98.99987,18.84892]]}}
L.T. SAN JUAN DEL RIO TEQUISQUIAPAN | LineString | 115 kV |  | 17.08 km | 115 KV-1C-17.06 Km- 477 ACSR - PC | [5 empty] | CONACYT 2024 (oficial) | {"type":"Feature","properties":{},"geometry":{"type":"LineString","coordinates":[[-99.99888,20.42084],[-99.998,20.44599],[-99.96652,20.4692],[-99.93641,20.49646],[-99.91551,20.51191],[-99.90862,20.52952],[-99.90065,20.53018]]}}
L.T. QUERETARO POTENCIA ENTQ. QUERETARO ORIENTE - QUERETARO MANIOBRAS | LineString | 115 kV |  | 18.49 km | 115 KV-2C-18.71 Km- 477 ACSR - TA | [5 empty] | CONACYT 2024 (oficial) | {"type":"Feature","properties":{},"geometry":{"type":"LineString","coordinates":[[-100.35842,20.58206],[-100.35837,20.58217],[-100.35767,20.5792],[-100.35082,20.56523],[-100.3517,20.5614],[-100.38444,20.54643],[-100.41556,20.51895],[-100.44258,20.51372],[-100.46908,20.52239],[-100.48655,20.52306],[-100.48669,20.52273],[-100.48662,20.52213]]}}
L.T. QUERETARO POTENCIA TAP QUERETARO SUR - QUERETARO MANIOBRAS | LineString | 115 kV |  | 8.44 km | 115 KV-1C-8.44 Km- 477 ACSR - TA | [5 empty] | CONACYT 2024 (oficial) | {"type":"Feature","properties":{},"geometry":{"type":"LineString","coordinates":[[-100.42754,20.5326],[-100.42603,20.53434],[-100.42532,20.52386],[-100.44278,20.51423],[-100.4688,20.52275],[-100.48684,20.52205]]}}
L.T. QUERETARO POTENCIA TAP QUERETARO SUR - QUERETARO MANIOBRAS | LineString | 115 kV |  | 0.26 km | 115 KV-1C-8.44 Km- 477 ACSR - TA | [5 empty] | CONACYT 2024 (oficial) | {"type":"Feature","properties":{},"geometry":{"type":"LineString","coordinates":[[-100.4242,20.53599],[-100.42603,20.53434]]}}
L.T. ZIMAPAN TAP ZIMAPAN P.H. - BOQUILLA | LineString | 115 kV |  | 17.05 km | 115 KV- 1C-17.04 Km-477 ACSR-TA | [5 empty] | CONACYT 2024 (oficial) | {"type":"Feature","properties":{},"geometry":{"type":"LineString","coordinates":[[-99.48198,20.71749],[-99.47938,20.721],[-99.38006,20.71969],[-99.35427,20.69681],[-99.33428,20.68609]]}}
L.T. BOQUILLA TAP EZEQUIEL MONTES - VIZARRON | LineString | 115 kV |  | 19.25 km | 115 KV- 1C-19.23 Km-477 ACSR-PC | [5 empty] | CONACYT 2024 (oficial) | {"type":"Feature","properties":{},"geometry":{"type":"LineString","coordinates":[[-99.70868,20.71989],[-99.70846,20.71985],[-99.67909,20.71439],[-99.63933,20.71306],[-99.53813,20.68501],[-99.53095,20.68051]]}}
L.T. EL SAUZ - SAN JUAN DEL RIO ORIENTE | LineString | 115 kV |  | 3.43 km | 115 KV- 1C/2C-3.42 Km-477 ACSR-PC/PM | [5 empty] | CONACYT 2024 (oficial) | {"type":"Feature","properties":{},"geometry":{"type":"LineString","coordinates":[[-99.98308,20.37431],[-99.98114,20.37544],[-99.98006,20.37526],[-99.97827,20.37423],[-99.9763,20.37308],[-99.9706,20.36853],[-99.96099,20.36128],[-99.96008,20.36534]]}}
L.T. KIMBERLY CLARK TAP SAN JUAN DEL RIO - SAN JUAN DEL RIO ORIENTE | LineString | 115 kV |  | 0.23 km | 115 KV-1C-0.22 Km-477 ACSR-PM | [5 empty] | CONACYT 2024 (oficial) | {"type":"Feature","properties":{},"geometry":{"type":"LineString","coordinates":[[-99.97915,20.38209],[-99.98084,20.38093]]}}
L.T. ALTAMIRANO II - PLACERES DEL ORO | LineString | 115 kV |  | 33.48 km | 115 KV-1C-33.48 Km-477 ACSR-TA | [5 empty] | CONACYT 2024 (oficial) | {"type":"Feature","properties":{},"geometry":{"type":"LineString","coordinates":[[-100.89502,18.21516],[-100.84387,18.26455],[-100.82243,18.28915],[-100.78625,18.31044],[-100.68042,18.29755],[-100.64479,18.32564],[-100.64174,18.33589]]}}
L.T. CELAYA III - AEROPUERTO | LineString | 115 kV |  | 3.51 km | 115 KV-1C-3.50 Km-477 ACSR-TA | [5 empty] | CONACYT 2024 (oficial) | {"type":"Feature","properties":{},"geometry":{"type":"LineString","coordinates":[[-100.89799,20.51421],[-100.89348,20.53183],[-100.89326,20.53274],[-100.89426,20.53285]]}}
L.T. CELAYA III - CELAYA I | LineString | 115 kV |  | 15.85 km | 115 KV-1C-15.84 Km-477 ACSR-TA | [5 empty] | CONACYT 2024 (oficial) | {"type":"Feature","properties":{},"geometry":{"type":"LineString","coordinates":[[-100.80234,20.51578],[-100.81177,20.5014],[-100.84776,20.50466],[-100.84828,20.50656],[-100.86122,20.49965],[-100.89938,20.50214],[-100.89932,20.52696],[-100.89348,20.53183],[-100.89326,20.53274],[-100.89419,20.53309]]}}
L.T. SANTA MARIA - APASEO | LineString | 115 kV |  | 3.7 km | 115 KV-1C-3.7 Km-795 ACSR-TA | [5 empty] | CONACYT 2024 (oficial) | {"type":"Feature","properties":{},"geometry":{"type":"LineString","coordinates":[[-100.69096,20.52772],[-100.7081,20.52922],[-100.71795,20.52067]]}}
L.T. SANTA MARIA - CELAYA I | LineString | 115 kV |  | 12.23 km | 115 KV-1C-12.2 Km-795 ACSR-TA | [5 empty] | CONACYT 2024 (oficial) | {"type":"Feature","properties":{},"geometry":{"type":"LineString","coordinates":[[-100.80112,20.51748],[-100.80337,20.50265],[-100.79779,20.49228],[-100.78105,20.48859],[-100.7179,20.52035]]}}
L.T. SANTA MARIA - OJO SECO | LineString | 115 kV |  | 20.12 km | 115 KV-2C-20.1 Km-795 ACSR-TA | [5 empty] | CONACYT 2024 (oficial) | {"type":"Feature","properties":{},"geometry":{"type":"LineString","coordinates":[[-100.79726,20.37332],[-100.78806,20.37479],[-100.77698,20.39651],[-100.78,20.45406],[-100.76348,20.46966],[-100.74553,20.50013],[-100.73436,20.5119],[-100.71786,20.52011]]}}
L.T. CHILPANCINGO POTENCIA ENTQ. CHILPANCINGO - CHILAPA | LineString | 115 kV |  | 14.42 km | 115 KV-2C-14.6 Km-795 ACSR-TA | [5 empty] | CONACYT 2024 (oficial) | {"type":"Feature","properties":{},"geometry":{"type":"LineString","coordinates":[[-99.44479,17.5402],[-99.4577,17.54881],[-99.51131,17.60875],[-99.52907,17.60825],[-99.53156,17.59196]]}}
L.T. CHILPANCINGO POTENCIA - CHILPANCINGO II | LineString | 115 kV |  | 2.4 km | 115 KV-2C-2.4 Km-795 ACSR-TA (TENDIDO 1er. CIRCUITO) | [5 empty] | CONACYT 2024 (oficial) | {"type":"Feature","properties":{},"geometry":{"type":"LineString","coordinates":[[-99.52459,17.57373],[-99.53173,17.59185]]}}
L.T. CONIN ENTQ. QUERETARO MANIOBRAS - EL MARQUEZ | LineString | 115 kV |  | 1.07 km | 115 KV-2C-1.3 Km-795 ACSR-TA | [5 empty] | CONACYT 2024 (oficial) | {"type":"Feature","properties":{},"geometry":{"type":"LineString","coordinates":[[-100.2939,20.57384],[-100.28982,20.5802]]}}
L.T. CONIN ENTQ. CIMATARIO - QUERETARO ORIENTE | LineString | 115 kV |  | 7.45 km | 115 KV-2C-7.3 Km-795 ACSR-TA | [5 empty] | CONACYT 2024 (oficial) | {"type":"Feature","properties":{},"geometry":{"type":"LineString","coordinates":[[-100.35082,20.56523],[-100.33587,20.56049],[-100.31513,20.56894],[-100.31031,20.57803],[-100.28968,20.58041]]}}
L.T. EL SAUZ - SAN JUAN DEL RIO | LineString | 115 kV |  | 23.42 km | 115 KV-2C-23.41 Km-795 ACSR-TA | [5 empty] | CONACYT 2024 (oficial) | {"type":"Feature","properties":{},"geometry":{"type":"LineString","coordinates":[[-99.98239,20.39131],[-99.97932,20.39116],[-99.976,20.41774],[-99.97651,20.41826],[-99.99684,20.42054],[-99.99912,20.42054],[-100.0499,20.4262],[-100.06751,20.42545],[-100.06917,20.42541],[-100.0741,20.42425],[-100.08949,20.44173],[-100.09179,20.44601],[-100.08633,20.4594],[-100.10124,20.47608],[-100.11902,20.45893]]}}
L.T. VALLE DE SANTIAGO - GUARAPO | LineString | 115 kV |  | 10.67 km | 115 KV-2C-10.21 Km-477 ACSR-TA/PA | [5 empty] | CONACYT 2024 (oficial) | {"type":"Feature","properties":{},"geometry":{"type":"LineString","coordinates":[[-101.30371,20.39404],[-101.28797,20.39834],[-101.23569,20.39884],[-101.20485,20.39285],[-101.20473,20.39392],[-101.20483,20.39406]]}}
L.T. ACAMBARO - TARANDACUAU | LineString | 115 kV |  | 22.87 km | 115 KV-1C-22.86 Km-477 ACSR-PM/PC | [5 empty] | CONACYT 2024 (oficial) | {"type":"Feature","properties":{},"geometry":{"type":"LineString","coordinates":[[-100.54197,20.01492],[-100.579,20.01982],[-100.59115,20.02759],[-100.68325,20.02926],[-100.70631,20.05064],[-100.73198,20.05008],[-100.74029,20.03851]]}}
L.T. DONATO GUERRA - PLANTA DE BOMBEO 5 | LineString | 115 kV |  | 14.73 km | 115 KV-1C-14.75 Km-477 ACSR-PC | [5 empty] | CONACYT 2024 (oficial) | {"type":"Feature","properties":{},"geometry":{"type":"LineString","coordinates":[[-100.07599,19.38905],[-100.0693,19.36606],[-100.0735,19.34965],[-100.09859,19.32598],[-100.12276,19.29506],[-100.13987,19.28349]]}}
L.T. CUERAMARO ENTQ. IRAPUATO I - ABASOLO II | LineString | 115 kV |  | 14.42 km | 115 KV-1C-14.68 Km-PC | [5 empty] | CONACYT 2024 (oficial) | {"type":"Feature","properties":{},"geometry":{"type":"LineString","coordinates":[[-101.52444,20.58172],[-101.54122,20.60703],[-101.57582,20.60718],[-101.58517,20.60409],[-101.64717,20.6082]]}}
L.T. IRAPUATO I - IRAPUATO II | LineString | 115 kV |  | 9.1 km | 115 KV-1C-9.0 Km - 477 ACSR-PC | [5 empty] | CONACYT 2024 (oficial) | {"type":"Feature","properties":{},"geometry":{"type":"LineString","coordinates":[[-101.36719,20.71037],[-101.35052,20.71938],[-101.30765,20.68859],[-101.29877,20.69903]]}}
L.T. IRAPUATO INDUSTRIAL - LAPEM | LineString | 115 kV |  | 1.3 km | 115 KV-1C-1.3 Km - 477 ACSR-PM | [5 empty] | CONACYT 2024 (oficial) | {"type":"Feature","properties":{},"geometry":{"type":"LineString","coordinates":[[-101.28812,20.62819],[-101.2841,20.63675]]}}
L.T. IRAPUATO INDUSTRIAL - DANONE | LineString | 115 kV |  | 2.46 km | 115 KV-1C-2.46 Km - 477 ACSR-PM | [5 empty] | CONACYT 2024 (oficial) | {"type":"Feature","properties":{},"geometry":{"type":"LineString","coordinates":[[-101.29255,20.62614],[-101.28381,20.63717]]}}
L.T. DOLORES HIDALGO - LA CALIFORNIA | LineString | 115 kV |  | 16.64 km | 115 KV-1C-2.46 Km - 477 ACSR-PM | [5 empty] | CONACYT 2024 (oficial) | {"type":"Feature","properties":{},"geometry":{"type":"LineString","coordinates":[[-100.88783,21.16991],[-100.8535,21.20673],[-100.82024,21.2189],[-100.79295,21.2223],[-100.75183,21.23666]]}}
L.T. LEON III - LEON NORTE | LineString | 115 kV |  | 5.03 km | 115 KV-1C-4.96 Km - 477 ACSR-PC | [5 empty] | CONACYT 2024 (oficial) | {"type":"Feature","properties":{},"geometry":{"type":"LineString","coordinates":[[-101.68365,21.15411],[-101.692,21.1569],[-101.7088,21.14534],[-101.72692,21.14343]]}}
L.T. SANTA FE - BUENA VISTA | LineString | 115 kV |  | 22.06 km | 115 KV-4C/2C/1C-22.05 Km - 477 ACSR-TA/PM/PC | [5 empty] | CONACYT 2024 (oficial) | {"type":"Feature","properties":{},"geometry":{"type":"LineString","coordinates":[[-100.44466,20.8208],[-100.4496,20.82032],[-100.45027,20.82058],[-100.45206,20.82121],[-100.47806,20.83077],[-100.48422,20.83508],[-100.51254,20.87541],[-100.54176,20.88031],[-100.54276,20.8806],[-100.59222,20.88458],[-100.59183,20.90161],[-100.58235,20.91039],[-100.58103,20.91033]]}}
L.T. SANTA FE - JURICA | LineString | 115 kV |  | 33.94 km | 115 KV-4C/2C/1C-32.9 Km - 477 ACSR-TA/PM/PC | [5 empty] | CONACYT 2024 (oficial) | {"type":"Feature","properties":{},"geometry":{"type":"LineString","coordinates":[[-100.44169,20.71323],[-100.43676,20.71352],[-100.4476,20.81373],[-100.4496,20.82032],[-100.45027,20.82058],[-100.45206,20.82121],[-100.47806,20.83077],[-100.48422,20.83508],[-100.51254,20.87541],[-100.54176,20.88031],[-100.54276,20.8806],[-100.59222,20.88458],[-100.59183,20.90161],[-100.58235,20.91039],[-100.58103,20.91033]]}}
L.T. DOLORES HIDALGO - SAN FELIPE | LineString | 115 kV |  | 53.58 km | 115 KV-1C-53.66 Km-477 ACSR-PC | [5 empty] | CONACYT 2024 (oficial) | {"type":"Feature","properties":{},"geometry":{"type":"LineString","coordinates":[[-100.88765,21.16961],[-100.89083,21.17207],[-100.93981,21.17017],[-100.98717,21.22225],[-101.08581,21.24957],[-101.10594,21.259],[-101.12588,21.33325],[-101.18159,21.42323],[-101.16742,21.46193],[-101.1532,21.48243]]}}
L.T. SAN MIGUEL DE ALLENDE - DOLORES HIDALGO | LineString | 115 kV |  | 31.61 km | 115 KV-1C-31.64 Km-477 ACSR-PC | [5 empty] | CONACYT 2024 (oficial) | {"type":"Feature","properties":{},"geometry":{"type":"LineString","coordinates":[[-100.74565,20.93157],[-100.75484,20.94152],[-100.78098,20.99569],[-100.79812,21.07566],[-100.8275,21.1293],[-100.88757,21.1697]]}}
L.T. ALTAMIRANO II - HUETAMO | LineString | 115 kV |  | 43.78 km | 115 KV-1C-43.77 Km-477 ACSR -TA | [5 empty] | CONACYT 2024 (oficial) | {"type":"Feature","properties":{},"geometry":{"type":"LineString","coordinates":[[-100.89204,18.61646],[-100.86041,18.5912],[-100.80532,18.55427],[-100.76145,18.50484],[-100.71445,18.4801],[-100.69864,18.46906],[-100.66689,18.39001],[-100.65231,18.38214],[-100.63266,18.34058],[-100.64154,18.3358]]}}
L.T. ALTAMIRANO II - TLAPEHUALA | LineString | 115 kV |  | 16.4 km | 115 KV-1C-16.39 Km-477 ACSR -PM/PC | [5 empty] | CONACYT 2024 (oficial) | {"type":"Feature","properties":{},"geometry":{"type":"LineString","coordinates":[[-100.51956,18.24959],[-100.59059,18.28761],[-100.6256,18.3149],[-100.6414,18.33574]]}}
L.T. MEZCALA - IGUALA | LineString | 115 kV |  | 57.97 km | 115 KV-2C-58 Km - 477 ACSR-TA | [5 empty] | CONACYT 2024 (oficial) | {"type":"Feature","properties":{},"geometry":{"type":"LineString","coordinates":[[-99.52931,18.35937],[-99.5296,18.35938],[-99.53765,18.37026],[-99.5579,18.37055],[-99.57012,18.33055],[-99.549,18.27926],[-99.53752,18.20614],[-99.54894,18.19282],[-99.56117,18.15742],[-99.56516,18.08079],[-99.55914,18.05038],[-99.57707,17.97051],[-99.61371,17.95252],[-99.61042,17.92962],[-99.60117,17.92646]]}}
L.T. SAN MATEO - | LineString | 115 kV |  | 4.11 km | 115 KV-2C- Km - 477 ACSR-TA | [5 empty] | CONACYT 2024 (oficial) | {"type":"Feature","properties":{},"geometry":{"type":"LineString","coordinates":[[-99.75637,19.3012],[-99.75638,19.32324],[-99.75803,19.338]]}}
L.T. VOLCAN GORDO - TEXCALTITLAN | LineString | 115 kV |  | 21.46 km | 115 KV-2C-21.63 Km - 477 ACSR-TA | [5 empty] | CONACYT 2024 (oficial) | {"type":"Feature","properties":{},"geometry":{"type":"LineString","coordinates":[[-99.94031,18.89643],[-99.94031,18.89623],[-100.0035,18.88328],[-100.01413,18.87133],[-100.03015,18.86448],[-100.07843,18.85825],[-100.10888,18.85846],[-100.13141,18.86815]]}}
L.T. TEXCALTITLAN - IXTAPAN DE LA SAL | LineString | 115 kV |  | 30.03 km | 115 KV-2C-30.00 Km - 477 ACSR-TA | [5 empty] | CONACYT 2024 (oficial) | {"type":"Feature","properties":{},"geometry":{"type":"LineString","coordinates":[[-99.69378,18.83466],[-99.71822,18.8193],[-99.76258,18.81179],[-99.79866,18.82475],[-99.80398,18.84055],[-99.8597,18.86463],[-99.87388,18.87606],[-99.91274,18.88279],[-99.92444,18.89625],[-99.94031,18.89623],[-99.94031,18.89643]]}}
L.T. CHILAPA - TLATLAUQUITEPEC | LineString | 115 kV |  | 37.18 km | 115 KV-2C-37.16 Km - 477 ACSR-TA | [5 empty] | CONACYT 2024 (oficial) | {"type":"Feature","properties":{},"geometry":{"type":"LineString","coordinates":[[-98.82753,17.5426],[-98.83147,17.54953],[-98.87837,17.55311],[-98.94371,17.57015],[-99.00111,17.56956],[-99.04808,17.57872],[-99.06344,17.57956],[-99.16782,17.59306]]}}
L.T. TLATLAUQUITEPEC - TLAPA | LineString | 115 kV |  | 21.42 km | 115 KV-2C-21.4 Km - 477 ACSR-TA | [5 empty] | CONACYT 2024 (oficial) | {"type":"Feature","properties":{},"geometry":{"type":"LineString","coordinates":[[-98.62888,17.5402],[-98.69523,17.54128],[-98.76126,17.55318],[-98.82753,17.5426],[-98.82749,17.5425]]}}
L.T. ABASOLO I - HUANIMARO | LineString | 115 kV |  | 20.38 km | 115 KV-1C-20.39 Km-477 ACSR-PC | [5 empty] | CONACYT 2024 (oficial) | {"type":"Feature","properties":{},"geometry":{"type":"LineString","coordinates":[[-101.50768,20.36725],[-101.53184,20.3747],[-101.56845,20.40517],[-101.58361,20.50322],[-101.57167,20.50721]]}}
L.T. VALLE DE SANTIAGO - JARAL | LineString | 115 kV |  | 17.32 km | 115 KV-1C-17.34 Km-477 ACSR-PC | [5 empty] | CONACYT 2024 (oficial) | {"type":"Feature","properties":{},"geometry":{"type":"LineString","coordinates":[[-101.07986,20.37453],[-101.08835,20.37785],[-101.12038,20.35882],[-101.13378,20.36257],[-101.19359,20.3664],[-101.21083,20.37686],[-101.20485,20.39285],[-101.20473,20.39392],[-101.20496,20.39405]]}}
L.T. CELAYA PONIENTE - VILLAGRAN | LineString | 115 kV |  | 16.75 km | 115 KV-1C-16.75 Km-477 ACSR-PC | [5 empty] | CONACYT 2024 (oficial) | {"type":"Feature","properties":{},"geometry":{"type":"LineString","coordinates":[[-100.84874,20.51757],[-100.84964,20.51644],[-100.84834,20.50465],[-100.94422,20.50644],[-100.9895,20.50725],[-100.98901,20.51055],[-100.98887,20.51069]]}}
L.T. OJO SECO - MABE | LineString | 115 kV |  | 0.12 km | 115 KV-1C-0.11 Km-477 ACSR-PC | [5 empty] | CONACYT 2024 (oficial) | {"type":"Feature","properties":{},"geometry":{"type":"LineString","coordinates":[[-100.79633,20.37281],[-100.79695,20.37325]]}}
L.T. SAN IDELFONSO - EL MARQUEZ II | LineString | 115 kV |  | 10.72 km | 115 KV-1C/2C-15.31 Km-477 ACSR-PM/PMo | [5 empty] | CONACYT 2024 (oficial) | {"type":"Feature","properties":{},"geometry":{"type":"LineString","coordinates":[[-100.16965,20.57112],[-100.25871,20.57281],[-100.26066,20.57154],[-100.25854,20.56501],[-100.25819,20.56496]]}}
L.T. SAN IDELFONSO - TEPEYAC | LineString | 115 kV |  | 8.65 km | 115 KV-1C-8.67 Km-477 ACSR-PA/PC/PM | [5 empty] | CONACYT 2024 (oficial) | {"type":"Feature","properties":{},"geometry":{"type":"LineString","coordinates":[[-100.22956,20.61605],[-100.22779,20.61539],[-100.21938,20.61339],[-100.20848,20.60171],[-100.19965,20.58242],[-100.16966,20.57139]]}}
L.T. OJO SECO - SALVATIERRA | LineString | 115 kV |  | 22.64 km | 115 KV-1C-22.58 Km-477 ACSR-PC/PM | [5 empty] | CONACYT 2024 (oficial) | {"type":"Feature","properties":{},"geometry":{"type":"LineString","coordinates":[[-100.89124,20.21122],[-100.88175,20.22468],[-100.85409,20.22515],[-100.83882,20.23737],[-100.81116,20.32534],[-100.79726,20.37306]]}}
L.T. CONTICON TAP CELAYA I VILLAGRAN | LineString | 115 kV |  | 0.84 km | 115 KV-1C-0.85 Km-477 ACSR-PC | [5 empty] | CONACYT 2024 (oficial) | {"type":"Feature","properties":{},"geometry":{"type":"LineString","coordinates":[[-100.94422,20.50644],[-100.94204,20.51366]]}}
L.T. TECOZAUTLA - HUICHAPAN | LineString | 115 kV |  | 21.91 km | 115 KV-1C-21.9 Km-477 ACSR-PC | [5 empty] | CONACYT 2024 (oficial) | {"type":"Feature","properties":{},"geometry":{"type":"LineString","coordinates":[[-99.68034,20.53208],[-99.68022,20.53196],[-99.68561,20.47181],[-99.67798,20.42661],[-99.67475,20.3795],[-99.65654,20.34965]]}}
L.T. TECOZAUTLA TAP EZEQUIEL MONTES - VIZARRON | LineString | 115 kV |  | 24.08 km | 115 KV-1C-24.07 Km-477 ACSR-PC | [5 empty] | CONACYT 2024 (oficial) | {"type":"Feature","properties":{},"geometry":{"type":"LineString","coordinates":[[-99.72642,20.70083],[-99.70894,20.68711],[-99.65252,20.62667],[-99.64265,20.61164],[-99.64541,20.59997],[-99.6694,20.56034],[-99.66898,20.53242],[-99.68022,20.53196],[-99.68034,20.53208]]}}
L.T. EZEQUIEL MONTE - TECOZAUTLA | LineString | 115 kV |  | 45.22 km | 115 KV-1C-45.20 Km-397 ACSR-PC | [5 empty] | CONACYT 2024 (oficial) | {"type":"Feature","properties":{},"geometry":{"type":"LineString","coordinates":[[-99.93823,20.68308],[-99.8986,20.67059],[-99.83635,20.7149],[-99.72642,20.70083],[-99.70846,20.71985],[-99.72086,20.78459],[-99.70732,20.88165]]}}
L.T. SAN IDELFONSO - EZEQUIEL MONTE | LineString | 115 kV |  | 30.03 km | 115 KV-1C-29.99 Km-477 ACSR-PC | [5 empty] | CONACYT 2024 (oficial) | {"type":"Feature","properties":{},"geometry":{"type":"LineString","coordinates":[[-100.16939,20.57111],[-100.13972,20.61688],[-100.09615,20.64675],[-100.0842,20.66297],[-99.99083,20.69609],[-99.93835,20.68314]]}}
L.T. CRYOINFRA TAP QUERETARO I - QUERETARO INDUSTRIAL | LineString | 115 kV |  | 0.28 km | 115 KV-1C-0.27 Km-477 ACSR-PM | [5 empty] | CONACYT 2024 (oficial) | {"type":"Feature","properties":{},"geometry":{"type":"LineString","coordinates":[[-100.44058,20.6399],[-100.43801,20.64009]]}}
L.T. QUERETARO I - QUERETARO INDUSTRIAL | LineString | 115 kV |  | 7.65 km | 115 KV-1C-7.45 Km-477 ACSR-TA | [5 empty] | CONACYT 2024 (oficial) | {"type":"Feature","properties":{},"geometry":{"type":"LineString","coordinates":[[-100.41163,20.5971],[-100.4154,20.5957],[-100.41559,20.59654],[-100.41691,20.60096],[-100.42183,20.61875],[-100.4371,20.62227],[-100.4394,20.62857],[-100.43745,20.63771],[-100.43801,20.64009],[-100.43808,20.64189]]}}
L.T. KELLOG'S Y FIELDS TAP QUERETARO I - QUERETARO INDUSTRIAL | LineString | 115 kV |  | 0.91 km | 115 KV-1C-0.90 Km-477 ACSR-PM | [5 empty] | CONACYT 2024 (oficial) | {"type":"Feature","properties":{},"geometry":{"type":"LineString","coordinates":[[-100.42044,20.59806],[-100.41952,20.59502],[-100.41559,20.59654]]}}
L.T. ALTO CARBON TAP QUERETARO I - QUERETARO INDUSTRIAL | LineString | 115 kV |  | 0.22 km | 115 KV-1C-0.21 Km-477 ACSR-PM | [5 empty] | CONACYT 2024 (oficial) | {"type":"Feature","properties":{},"geometry":{"type":"LineString","coordinates":[[-100.42001,20.59381],[-100.41952,20.59502]]}}
L.T. PORCELANITE TAP QUERETARO I - QUERETARO INDUSTRIAL | LineString | 115 kV |  | 0.08 km | 115 KV-1C-0.10 Km-477 ACSR-PM | [5 empty] | CONACYT 2024 (oficial) | {"type":"Feature","properties":{},"geometry":{"type":"LineString","coordinates":[[-100.41691,20.60096],[-100.41765,20.60105]]}}
L.T. TREMEC TAP QUERETARO I - QUERETARO INDUSTRIAL | LineString | 115 kV |  | 1.76 km | 115 KV-1C-1.76 Km-477 ACSR-PA/PC | [5 empty] | CONACYT 2024 (oficial) | {"type":"Feature","properties":{},"geometry":{"type":"LineString","coordinates":[[-100.42714,20.62685],[-100.42705,20.62713],[-100.4394,20.62857]]}}
L.T. ARTEVA II (INVISTA) TAP QUERETARO I - QUERETARO INDUSTRIAL | LineString | 115 kV |  | 0.94 km | 115 KV-1C-0.93 Km-477 ACSR-PA/PC | [5 empty] | CONACYT 2024 (oficial) | {"type":"Feature","properties":{},"geometry":{"type":"LineString","coordinates":[[-100.43122,20.63445],[-100.42705,20.62713]]}}
L.T. FABRICA DE TRACTORES TAP QUERETARO I - QUERETARO INDUSTRIAL | LineString | 115 kV |  | 0.03 km | 115 KV-1C-0.02 Km-477 ACSR-PA/PC | [5 empty] | CONACYT 2024 (oficial) | {"type":"Feature","properties":{},"geometry":{"type":"LineString","coordinates":[[-100.43066,20.63295],[-100.43038,20.63302]]}}
L.T. UNIRROYAL TAP QUERETARO I - QUERETARO INDUSTRIAL | LineString | 115 kV |  | 0.14 km | 115 KV-1C-0.14 Km-477 ACSR-PA/PC | [5 empty] | CONACYT 2024 (oficial) | {"type":"Feature","properties":{},"geometry":{"type":"LineString","coordinates":[[-100.42858,20.62527],[-100.42903,20.62647]]}}
LT MORELOS TAP EMPALME - LA MISA | LineString | 115 kV |  | 0.01 km | 115 KV - 1C - 336 ACSR - PM | [5 empty] | CONACYT 2024 (oficial) | {"type":"Feature","properties":{},"geometry":{"type":"LineString","coordinates":[[-110.68927,28.09538],[-110.68922,28.09536]]}}
L.T. ARTEVA TAP QUERETARO I - QUERETARO INDUSTRIAL | LineString | 115 kV |  | 0.06 km | 115 KV-1C-0.06 Km-477 ACSR-PA/PC | [5 empty] | CONACYT 2024 (oficial) | {"type":"Feature","properties":{},"geometry":{"type":"LineString","coordinates":[[-100.4376,20.63714],[-100.43745,20.63771]]}}
L.T. CELAYA II - SAN MIGUEL DE ALLENDE SUR | LineString | 115 kV |  | 37.5 km | 115 KV-1C-37.5 Km-477 ACSR-PM/PC | [5 empty] | CONACYT 2024 (oficial) | {"type":"Feature","properties":{},"geometry":{"type":"LineString","coordinates":[[-100.77323,20.88136],[-100.77339,20.88156],[-100.77595,20.88331],[-100.78015,20.87775],[-100.79816,20.8296],[-100.77979,20.75465],[-100.78375,20.75066],[-100.7829,20.70949],[-100.77634,20.66862],[-100.77012,20.63083],[-100.8072,20.59461],[-100.81982,20.57399]]}}
L.T. SAN MIGUEL DE ALLENDE SUR - SAN MIGUEL DE ALLENDE | LineString | 115 kV |  | 6.94 km | 115 KV-1C-6.94 Km-477 ACSR-PA/PC | [5 empty] | CONACYT 2024 (oficial) | {"type":"Feature","properties":{},"geometry":{"type":"LineString","coordinates":[[-100.74547,20.93124],[-100.75926,20.91656],[-100.75756,20.90691],[-100.77595,20.88331],[-100.77339,20.88156],[-100.77315,20.88144]]}}
L.T. EMPALME ESCOBEDO TAP CELAYA II - SAN MIGUEL DE ALLENDE SUR | LineString | 115 kV |  | 2.01 km | 115 KV-1C-2.01 Km-477 ACSR-PC/PM | [5 empty] | CONACYT 2024 (oficial) | {"type":"Feature","properties":{},"geometry":{"type":"LineString","coordinates":[[-100.75802,20.66634],[-100.77634,20.66862]]}}
L.T. QUERETARO MANIOBRAS - CORONEO | LineString | 115 kV |  | 45.87 km | 115 KV-1C-45.84 Km-477 ACSR-TA/PA | [5 empty] | CONACYT 2024 (oficial) | {"type":"Feature","properties":{},"geometry":{"type":"LineString","coordinates":[[-100.35464,20.18881],[-100.37755,20.2414],[-100.39224,20.32629],[-100.3828,20.57573],[-100.4021,20.57004]]}}
L.T. JOYUELA - URIANGATO | LineString | 115 kV |  | 8.19 km | 115 KV-1C-8.19 Km-477 ACSR-PC/PM | [5 empty] | CONACYT 2024 (oficial) | {"type":"Feature","properties":{},"geometry":{"type":"LineString","coordinates":[[-101.17405,20.21257],[-101.20686,20.20516],[-101.21117,20.23585],[-101.20786,20.24433],[-101.20778,20.24387]]}}
L.T. URIANGATO - MOROLEON | LineString | 115 kV |  | 15.88 km | 115 KV-1C-15.88 Km-477 ACSR-PC/PM | [5 empty] | CONACYT 2024 (oficial) | {"type":"Feature","properties":{},"geometry":{"type":"LineString","coordinates":[[-101.18686,20.11071],[-101.20692,20.11712],[-101.20173,20.12756],[-101.20229,20.16227],[-101.20686,20.20516],[-101.17405,20.21257]]}}
L.T. GUARDIAN - TEPEYAC | LineString | 115 kV |  | 7.22 km | 115 KV-1C-5.94 Km-477 ACSR-PA/PC | [5 empty] | CONACYT 2024 (oficial) | {"type":"Feature","properties":{},"geometry":{"type":"LineString","coordinates":[[-100.23192,20.66021],[-100.23726,20.65876],[-100.21938,20.61339],[-100.22779,20.61539],[-100.22952,20.61616]]}}
L.T. TEPEYAC - EFFEM | LineString | 115 kV |  | 0.43 km | 115 KV-1C-0.43 Km-477 ACSR-PMo | [5 empty] | CONACYT 2024 (oficial) | {"type":"Feature","properties":{},"geometry":{"type":"LineString","coordinates":[[-100.2295,20.61624],[-100.22831,20.61969]]}}
L.T. DONATO GUERRA - PB3 | LineString | 115 kV |  | 5.08 km | 115 KV-1C-5.08 Km 477 ACSR - TA | [5 empty] | CONACYT 2024 (oficial) | {"type":"Feature","properties":{},"geometry":{"type":"LineString","coordinates":[[-100.14111,19.28267],[-100.1465,19.26308],[-100.16536,19.24578]]}}
L.T. DONATO GUERRA - PB4 (L1) | LineString | 115 kV |  | 2.69 km | 115 KV-1C-2.72 Km 477 ACSR - TA | [5 empty] | CONACYT 2024 (oficial) | {"type":"Feature","properties":{},"geometry":{"type":"LineString","coordinates":[[-100.15005,19.26166],[-100.14122,19.28282]]}}
L.T. PB2 - IXTAPANTONGO | LineString | 115 kV |  | 9.52 km | 115 KV-1C-9.65 Km 477 ACSR - TA | [5 empty] | CONACYT 2024 (oficial) | {"type":"Feature","properties":{},"geometry":{"type":"LineString","coordinates":[[-100.18548,19.22053],[-100.19565,19.22032],[-100.19692,19.19852],[-100.21761,19.1842],[-100.24179,19.17603]]}}
L.T. POZOS RANNEY TAP EL QUEMADO - PAPAGAYO | LineString | 115 kV |  | 4.92 km | 115 KV-1C-4.92 Km 477 ACSR - TA | [5 empty] | CONACYT 2024 (oficial) | {"type":"Feature","properties":{},"geometry":{"type":"LineString","coordinates":[[-99.66798,16.81555],[-99.64485,16.84075],[-99.63413,16.83753]]}}
L.T. EL QUEMADO - TIERRA COLORADA | LineString | 115 kV |  | 47.0 km | 115 KV-1C-46.48 Km 477 ACSR - TA | [5 empty] | CONACYT 2024 (oficial) | {"type":"Feature","properties":{},"geometry":{"type":"LineString","coordinates":[[-99.54644,17.17166],[-99.55939,17.178],[-99.57404,17.18955],[-99.6427,17.13188],[-99.69391,17.11269],[-99.71362,17.09552],[-99.78865,17.01678],[-99.80113,16.98067],[-99.82931,16.93732],[-99.83571,16.91007]]}}
L.T. ATLACOMULCO II - PALIZADA | LineString | 115 kV |  | 40.42 km | 115 KV-1C-40.40 Km- 477 ACSR -PM | [5 empty] | CONACYT 2024 (oficial) | {"type":"Feature","properties":{},"geometry":{"type":"LineString","coordinates":[[-100.09532,19.48391],[-100.06686,19.49447],[-100.01979,19.49238],[-99.98565,19.5025],[-99.86074,19.51041],[-99.82866,19.5761],[-99.77893,19.62051]]}}
L.T. IXTAPANTONGO - PB1 | LineString | 115 kV |  | 12.19 km | 115 KV-1C-12.31 Km- 477 ACSR -PM | [5 empty] | CONACYT 2024 (oficial) | {"type":"Feature","properties":{},"geometry":{"type":"LineString","coordinates":[[-100.24179,19.17603],[-100.21761,19.1842],[-100.19692,19.19852],[-100.21418,19.17296],[-100.22513,19.17845]]}}
L.T. TLAPEHUALA - ARCELIA | LineString | 115 kV |  | 25.04 km | 115 KV-1C-25.06 Km-477 ACSR -PM/PC | [5 empty] | CONACYT 2024 (oficial) | {"type":"Feature","properties":{},"geometry":{"type":"LineString","coordinates":[[-100.30102,18.30125],[-100.38206,18.26493],[-100.40464,18.26609],[-100.45593,18.27909],[-100.49465,18.25825],[-100.51917,18.24978]]}}
L.T. AMATEPEC (CERRO DEL CAMPO) - ARCELIA | LineString | 115 kV |  | 43.16 km | 115 KV-1C-43.14 Km-477 ACSR -PM/PC | [5 empty] | CONACYT 2024 (oficial) | {"type":"Feature","properties":{},"geometry":{"type":"LineString","coordinates":[[-100.26757,18.6623],[-100.2599,18.65299],[-100.28673,18.61003],[-100.3025,18.57872],[-100.33197,18.53503],[-100.33975,18.50001],[-100.33031,18.46147],[-100.31294,18.41719],[-100.30017,18.39312],[-100.30096,18.30177]]}}
L.T. TEJUPILCO - AMATEPEC (CERRO DEL CAMPO) | LineString | 115 kV |  | 38.47 km | 115 KV-1C/2C-37.49 Km-477 ACSR -TA/PM | [5 empty] | CONACYT 2024 (oficial) | {"type":"Feature","properties":{},"geometry":{"type":"LineString","coordinates":[[-100.14788,18.91952],[-100.15477,18.91541],[-100.16207,18.9061],[-100.1413,18.87833],[-100.14232,18.84835],[-100.16513,18.76839],[-100.17246,18.74983],[-100.18259,18.69864],[-100.19221,18.68877],[-100.20325,18.66719],[-100.21489,18.66667],[-100.2599,18.65299],[-100.26757,18.6623]]}}
L.T. APASEO ORIENTE - APASEO INDUSTRIAL | LineString | 115 kV |  | 6.3 km | 115 KV-1C-6.29 Km - 477 ACSR-TC/PM | [5 empty] | CONACYT 2024 (oficial) | {"type":"Feature","properties":{},"geometry":{"type":"LineString","coordinates":[[-100.5607,20.56867],[-100.56618,20.56633],[-100.56858,20.51534]]}}
L.T. DONATO GUERRA - SAN MATEO | LineString | 115 kV |  | 51.64 km | 115 KV-4C/2C-51.46 Km - 477 ACSR-TA | [5 empty] | CONACYT 2024 (oficial) | {"type":"Feature","properties":{},"geometry":{"type":"LineString","coordinates":[[-99.75813,19.33779],[-99.75638,19.32324],[-99.75638,19.30102],[-99.76153,19.30292],[-99.81195,19.29762],[-99.85814,19.31173],[-99.89084,19.30861],[-99.91935,19.29373],[-99.96106,19.26586],[-99.98351,19.26577],[-100.00042,19.25985],[-100.02619,19.25742],[-100.07596,19.23433],[-100.10529,19.22991],[-100.1169,19.27054],[-100.14346,19.28166],[-100.14145,19.28311]]}}
L.T. SIN NOMBRE | LineString | 115 kV |  | 8.91 km | 115 KV- C- Km - 477 ACSR-TA | [5 empty] | CONACYT 2024 (oficial) | {"type":"Feature","properties":{},"geometry":{"type":"LineString","coordinates":[[-99.67624,19.27472],[-99.75638,19.30102]]}}
L.T. SAN MATEO - PAPELERIA EL NEVADO | LineString | 115 kV |  | 5.19 km | 115 KV-1C-5.21 Km - 477 ACSR-TC/PM | [5 empty] | CONACYT 2024 (oficial) | {"type":"Feature","properties":{},"geometry":{"type":"LineString","coordinates":[[-99.80556,19.33801],[-99.75806,19.33807]]}}
L.T. TEJUPILCO - AVANDARO | LineString | 115 kV |  | 33.18 km | 115 KV-1C-39.33 Km - 477 ACSR-TC/PM | [5 empty] | CONACYT 2024 (oficial) | {"type":"Feature","properties":{},"geometry":{"type":"LineString","coordinates":[[-100.14795,18.91947],[-100.15219,18.93077],[-100.13954,18.94189],[-100.11382,18.94771],[-100.07595,18.97516],[-100.05346,18.99899],[-100.04922,19.01231],[-100.04473,19.02439],[-100.05696,19.04384],[-100.05515,19.11429],[-100.07062,19.14793]]}}
L.T. LA ESTANCIA TAP TEJUPILCO-AVANDARO | LineString | 115 kV |  | 0.35 km | 115 KV-1C-0.35 Km - 477 ACSR-TM | [5 empty] | CONACYT 2024 (oficial) | {"type":"Feature","properties":{},"geometry":{"type":"LineString","coordinates":[[-100.0466,19.01263],[-100.04922,19.01231]]}}
L.T. POTRERILLOS - JESUS DEL MONTE | LineString | 115 kV |  | 11.21 km | 115 KV-1C-11.21 Km-795/477 ACSR-TA | [5 empty] | CONACYT 2024 (oficial) | {"type":"Feature","properties":{},"geometry":{"type":"LineString","coordinates":[[-101.71512,20.93127],[-101.71533,20.93202],[-101.75792,20.92158],[-101.77702,20.94412],[-101.79398,20.95637],[-101.7922,20.9656]]}}
L.T. LEON II - JESUS DEL MONTE | LineString | 115 kV |  | 18.43 km | 115 KV-1C-18.44 Km-795/477 ACSR-TA | [5 empty] | CONACYT 2024 (oficial) | {"type":"Feature","properties":{},"geometry":{"type":"LineString","coordinates":[[-101.67972,21.07253],[-101.6833,21.07522],[-101.69802,21.06556],[-101.70206,21.04871],[-101.69857,21.02408],[-101.70892,20.99739],[-101.70346,20.9748],[-101.71509,20.93145],[-101.71506,20.93133]]}}
L.T. LEON ORIENTE - LOS SAUCES | LineString | 115 kV |  | 11.5 km | 115 KV-1C-11.50 Km-477 ACSR-TA | [5 empty] | CONACYT 2024 (oficial) | {"type":"Feature","properties":{},"geometry":{"type":"LineString","coordinates":[[-101.55072,21.02587],[-101.5505,21.02589],[-101.55069,21.02503],[-101.62895,21.08535],[-101.62844,21.09279]]}}
L.T. SILAO - LOS SAUCES | LineString | 115 kV |  | 15.54 km | 115 KV-1C-15.54 Km-477 ACSR-TA | [5 empty] | CONACYT 2024 (oficial) | {"type":"Feature","properties":{},"geometry":{"type":"LineString","coordinates":[[-101.43721,20.93681],[-101.43744,20.93699],[-101.4384,20.94114],[-101.55069,21.02503],[-101.5505,21.02589],[-101.55071,21.02597]]}}
L.T. YAUTEPEC POTENCIA - JIUTEPEC | LineString | 115 kV |  | 21.28 km | 115 KV-2C-21.31 Km-900 ACSR-TA | [5 empty] | CONACYT 2024 (oficial) | {"type":"Feature","properties":{},"geometry":{"type":"LineString","coordinates":[[-99.14865,18.88945],[-99.13132,18.88402],[-99.13041,18.85755],[-99.11911,18.86396],[-99.02013,18.85885],[-99.00966,18.83946],[-99.00074,18.84955],[-99.00062,18.84919],[-98.99976,18.84924]]}}
L.T. MEZCALA - EL CARACOL | LineString | 115 kV |  | 53.58 km | 115 KV-1C-53.41 Km - 477 ACSR-TA | [5 empty] | CONACYT 2024 (oficial) | {"type":"Feature","properties":{},"geometry":{"type":"LineString","coordinates":[[-99.60027,17.92654],[-99.59837,17.94459],[-99.68254,17.99113],[-99.73036,18.01942],[-99.73311,18.02406],[-99.79419,18.05618],[-99.79795,18.05368],[-99.9112,18.04314],[-99.95315,18.01929],[-99.98227,17.95788],[-99.99097,17.95287]]}}
L.T. LEON ALFARO - LEON MALECON | LineString | 115 kV |  | 7.16 km | 115 KV-2C-6.98 Km-477 ACSR-PA (TRAMO SUBTERRANEO) | [5 empty] | CONACYT 2024 (oficial) | {"type":"Feature","properties":{},"geometry":{"type":"LineString","coordinates":[[-101.67357,21.12929],[-101.67456,21.12976],[-101.67323,21.13343],[-101.66915,21.15039],[-101.66765,21.15023],[-101.66752,21.15055],[-101.63273,21.14138],[-101.63122,21.13587],[-101.63171,21.13565]]}}
L.T. LEON ALFARO - LEON NORTE | LineString | 115 kV |  | 6.24 km | 115 KV-2C-5.85 Km-477 ACSR-PA | [5 empty] | CONACYT 2024 (oficial) | {"type":"Feature","properties":{},"geometry":{"type":"LineString","coordinates":[[-101.68344,21.15406],[-101.66752,21.15055],[-101.63273,21.14138],[-101.63122,21.13587],[-101.6318,21.13575]]}}
L.T. IRAPUATO II - CIFUNSA | LineString | 115 kV |  | 0.7 km | 115 KV-2C-0.74 Km-477 ACSR-PM | [5 empty] | CONACYT 2024 (oficial) | {"type":"Feature","properties":{},"geometry":{"type":"LineString","coordinates":[[-101.29728,20.70383],[-101.29907,20.69936]]}}
L.T. IRAPUATO I - TREJO | LineString | 115 kV |  | 16.27 km | 115 KV-1C/2C-15.98 Km-477 ACSR-PA/PM/PC | [5 empty] | CONACYT 2024 (oficial) | {"type":"Feature","properties":{},"geometry":{"type":"LineString","coordinates":[[-101.43182,20.82968],[-101.42845,20.77611],[-101.37649,20.72421],[-101.36686,20.70986]]}}
L.T. LEON ORIENTE - GRANJENO | LineString | 115 kV |  | 3.85 km | 115 KV-1C-3.86 Km-477 ACSR-PM/PC | [5 empty] | CONACYT 2024 (oficial) | {"type":"Feature","properties":{},"geometry":{"type":"LineString","coordinates":[[-101.62847,21.09274],[-101.6291,21.08548],[-101.63898,21.09312],[-101.65171,21.08392]]}}
L.T. SALVATIERRA - ACAMBARO | LineString | 115 kV |  | 28.31 km | 115 KV-1C-28.31 Km-477 ACSR-PC/PM | [5 empty] | CONACYT 2024 (oficial) | {"type":"Feature","properties":{},"geometry":{"type":"LineString","coordinates":[[-100.74031,20.03841],[-100.74607,20.0383],[-100.8107,20.05435],[-100.83678,20.07616],[-100.84355,20.09511],[-100.88379,20.14119],[-100.88855,20.15636],[-100.89128,20.21113]]}}
L.T. QUERETARO I - QUERETARO MANIOBRAS | LineString | 115 kV |  | 9.56 km | 115 KV-1C/2C-9.52 Km-477 ACSR-PA/PC | [5 empty] | CONACYT 2024 (oficial) | {"type":"Feature","properties":{},"geometry":{"type":"LineString","coordinates":[[-100.40247,20.57003],[-100.4033,20.56964],[-100.40728,20.57619],[-100.40838,20.5785],[-100.41272,20.58653],[-100.41321,20.58767],[-100.4154,20.5957],[-100.41559,20.59654],[-100.41691,20.60096],[-100.42183,20.61875],[-100.42781,20.63977],[-100.43743,20.64231]]}}
L.T. QUERETARO INDUSTRIAL - QUERETARO MANIOBRAS | LineString | 115 kV |  | 3.76 km | 115 KV-1C-3.67 Km-477 ACSR-PA/PC | [5 empty] | CONACYT 2024 (oficial) | {"type":"Feature","properties":{},"geometry":{"type":"LineString","coordinates":[[-100.40227,20.57022],[-100.4033,20.56964],[-100.40728,20.57619],[-100.40838,20.5785],[-100.41272,20.58653],[-100.41321,20.58767],[-100.4154,20.5957],[-100.41162,20.59708]]}}
L.T. QUERETARO I - QUERETARO NORTE | LineString | 115 kV |  | 3.21 km | 115 KV-1C-3.24 Km-477 ACSR-TA | [5 empty] | CONACYT 2024 (oficial) | {"type":"Feature","properties":{},"geometry":{"type":"LineString","coordinates":[[-100.41018,20.62964],[-100.43748,20.64203]]}}
L.T. QUERETARO NORTE - QUERETARO ORIENTE | LineString | 115 kV |  | 5.24 km | 115 KV-1C-5.21 Km-477 ACSR-TA/PA/PM/PC | [5 empty] | CONACYT 2024 (oficial) | {"type":"Feature","properties":{},"geometry":{"type":"LineString","coordinates":[[-100.37633,20.6042],[-100.37784,20.61521],[-100.41005,20.62961]]}}
L.T. SAN JUAN DEL RIO II - SAN JUAN DEL RIO MANIOBRAS | LineString | 115 kV |  | 3.77 km | 115 KV-1C-3.75 Km-477 ACSR-TA/PM/PC | [5 empty] | CONACYT 2024 (oficial) | {"type":"Feature","properties":{},"geometry":{"type":"LineString","coordinates":[[-99.99872,20.42058],[-99.99684,20.42054],[-99.97651,20.41826],[-99.9755,20.41871],[-99.97401,20.42093],[-99.97318,20.42272],[-99.9693,20.42859]]}}
L.T. SAN JUAN DEL RIO II - SAN JUAN DEL RIO | LineString | 115 kV |  | 4.77 km | 115 KV-1C-5.01 Km-477 ACSR-TA | [5 empty] | CONACYT 2024 (oficial) | {"type":"Feature","properties":{},"geometry":{"type":"LineString","coordinates":[[-99.9824,20.39113],[-99.98195,20.3913],[-99.97536,20.41858],[-99.9746,20.41912],[-99.97401,20.42093],[-99.96929,20.42848]]}}
L.T. P.P.G. TAP SAN JUAN DEL RIO II - SAN JUAN DEL RIO | LineString | 115 kV |  | 0.18 km | 115 KV-1C-0.18 Km-477 ACSR-TA/PM | [5 empty] | CONACYT 2024 (oficial) | {"type":"Feature","properties":{},"geometry":{"type":"LineString","coordinates":[[-99.9786,20.4046],[-99.97702,20.40511]]}}
L.T. CONDUMEX TAP SAN JUAN DEL RIO II - SAN JUAN DEL RIO | LineString | 115 kV |  | 0.46 km | 115 KV-1C-0.56 Km-477 ACSR-TA/PM | [5 empty] | CONACYT 2024 (oficial) | {"type":"Feature","properties":{},"geometry":{"type":"LineString","coordinates":[[-99.97544,20.41796],[-99.976,20.41774],[-99.97899,20.41572]]}}
L.T. ACERLAN TAP SAN JUAN DEL RIO II - SAN JUAN DEL RIO | LineString | 115 kV |  | 0.7 km | 115 KV-1C-0.69 Km-477 ACSR-TA/PM | [5 empty] | CONACYT 2024 (oficial) | {"type":"Feature","properties":{},"geometry":{"type":"LineString","coordinates":[[-99.98079,20.42014],[-99.97536,20.41858]]}}
L.T. PONDEROSA TAP SAN JUAN DEL RIO II - SAN JUAN DEL RIO | LineString | 115 kV |  | 1.0 km | 115 KV-1C/2C-0.99 Km-477 ACSR-TA/PM | [5 empty] | CONACYT 2024 (oficial) | {"type":"Feature","properties":{},"geometry":{"type":"LineString","coordinates":[[-99.97536,20.41858],[-99.98461,20.41948]]}}
L.T. ARANCIA TAP SAN JUAN DEL RIO II - SAN JUAN DEL RIO | LineString | 115 kV |  | 2.13 km | 115 KV-1C/2C-2.12 Km-477 ACSR-TA/PM | [5 empty] | CONACYT 2024 (oficial) | {"type":"Feature","properties":{},"geometry":{"type":"LineString","coordinates":[[-99.98965,20.40212],[-99.98127,20.41891]]}}
L.T. OMYA TAP SAN JUAN DEL RIO II - TEQUISQUIAPAN | LineString | 115 kV |  | 0.34 km | 115 KV-1C-0.43 Km-477 ACSR-PM | [5 empty] | CONACYT 2024 (oficial) | {"type":"Feature","properties":{},"geometry":{"type":"LineString","coordinates":[[-99.96288,20.4453],[-99.96561,20.44492]]}}
L.T. SAN JOSE ITURBIDE - CHIPILO | LineString | 115 kV |  | 9.93 km | 115 KV-1C-9.93 Km-477 ACSR-TC/PM | [5 empty] | CONACYT 2024 (oficial) | {"type":"Feature","properties":{},"geometry":{"type":"LineString","coordinates":[[-100.54432,21.06835],[-100.45737,21.10557]]}}
L.T. VERATEC TAP SAN JOSE ITURBIDE - CHIPILO | LineString | 115 kV |  | 1.85 km | 115 KV-1C-1.84 Km-477 ACSR-TC/PM | [5 empty] | CONACYT 2024 (oficial) | {"type":"Feature","properties":{},"geometry":{"type":"LineString","coordinates":[[-100.50168,21.07086],[-100.50648,21.0846]]}}
L.T. VITOMEX I TAP SAN JOSE ITURBIDE - CHIPILO | LineString | 115 kV |  | 1.66 km | 115 KV-1C-1.66 Km-477 ACSR-TC/PM | [5 empty] | CONACYT 2024 (oficial) | {"type":"Feature","properties":{},"geometry":{"type":"LineString","coordinates":[[-100.50888,21.0697],[-100.50727,21.07287],[-100.51615,21.08045]]}}
L.T. VITROMEX I - VITROMEX II | LineString | 115 kV |  | 1.86 km | 115 KV-1C-1.44 Km-477 ACSR-TC/PM | [5 empty] | CONACYT 2024 (oficial) | {"type":"Feature","properties":{},"geometry":{"type":"LineString","coordinates":[[-100.50332,21.06375],[-100.50727,21.07287],[-100.50888,21.0697]]}}
L.T. SAN JOSE ITURBIDE - LOS NOGALES | LineString | 115 kV |  | 6.76 km | 115 KV-1C-6.76 Km-477 ACSR-TC/PM | [5 empty] | CONACYT 2024 (oficial) | {"type":"Feature","properties":{},"geometry":{"type":"LineString","coordinates":[[-100.4704,21.06159],[-100.45631,21.06507],[-100.45717,21.10531]]}}
L.T. LA FRAGUA - PORCELANITE | LineString | 115 kV |  | 1.73 km | 115 KV-1C-1.72 Km-477 ACSR-PM | [5 empty] | CONACYT 2024 (oficial) | {"type":"Feature","properties":{},"geometry":{"type":"LineString","coordinates":[[-100.43208,20.97237],[-100.43539,20.96352]]}}
L.T. LA FRAGUA - MISSION HILL | LineString | 115 kV |  | 1.89 km | 115 KV-1C-1.89 Km-477 ACSR-PM | [5 empty] | CONACYT 2024 (oficial) | {"type":"Feature","properties":{},"geometry":{"type":"LineString","coordinates":[[-100.41984,20.98018],[-100.43228,20.97229]]}}
L.T. QUERETARO I - JURICA | LineString | 115 kV |  | 9.2 km | 115 KV-1C-8.42 Km-477 ACSR-PC | [5 empty] | CONACYT 2024 (oficial) | {"type":"Feature","properties":{},"geometry":{"type":"LineString","coordinates":[[-100.43738,20.64259],[-100.42828,20.64323],[-100.43666,20.71233],[-100.44162,20.71313]]}}
L.T. QUERETARO I - LA GRIEGA | LineString | 115 kV |  | 24.2 km | 115 KV-1C-22.24 Km-477 ACSR-PC/PM | [5 empty] | CONACYT 2024 (oficial) | {"type":"Feature","properties":{},"geometry":{"type":"LineString","coordinates":[[-100.24185,20.68878],[-100.24367,20.66409],[-100.30366,20.63462],[-100.32888,20.6317],[-100.4202,20.64392],[-100.43739,20.64251]]}}
L.T. EL MARQUEZ - ALAMBRE Y CONDUCTOS DELPHI | LineString | 115 kV |  | 2.9 km | 115 KV-1C-2.89 Km-477 ACSR-PA | [5 empty] | CONACYT 2024 (oficial) | {"type":"Feature","properties":{},"geometry":{"type":"LineString","coordinates":[[-100.28638,20.56496],[-100.27232,20.57108]]}}
L.T. GUANAJUATO - MINA LAS TORRES | LineString | 115 kV |  | 3.41 km | 115 KV-1C-3.40 Km-477 ACSR-PC | [5 empty] | CONACYT 2024 (oficial) | {"type":"Feature","properties":{},"geometry":{"type":"LineString","coordinates":[[-101.22154,20.99617],[-101.23187,21.00166],[-101.25154,21.00079]]}}
L.T. FIPASI - USM | LineString | 115 kV |  | 1.71 km | 115 KV-1C-1.71 Km-477 ACSR-PC/PM | [5 empty] | CONACYT 2024 (oficial) | {"type":"Feature","properties":{},"geometry":{"type":"LineString","coordinates":[[-101.39211,20.89319],[-101.39386,20.90102]]}}
L.T. AMERICA AXLE TAP FIPASI - USM | LineString | 115 kV |  | 0.09 km | 115 KV-1C-0.10 Km-477 ACSR-PM | [5 empty] | CONACYT 2024 (oficial) | {"type":"Feature","properties":{},"geometry":{"type":"LineString","coordinates":[[-101.38914,20.89841],[-101.38855,20.89794]]}}
L.T. AVENTEL TAP FIPASI - USM | LineString | 115 kV |  | 0.21 km | 115 KV-1C-0.21 Km-477 ACSR-PM | [5 empty] | CONACYT 2024 (oficial) | {"type":"Feature","properties":{},"geometry":{"type":"LineString","coordinates":[[-101.39434,20.90068],[-101.3944,20.89881]]}}
L.T. ALTAMIRANO - HUETAMO | LineString | 115 kV |  | 42.19 km | 115 KV-1C-42.19 Km-477 ACSR -TA/PM | [5 empty] | CONACYT 2024 (oficial) | {"type":"Feature","properties":{},"geometry":{"type":"LineString","coordinates":[[-100.65176,18.3433],[-100.65352,18.35887],[-100.66689,18.39001],[-100.69864,18.46906],[-100.71621,18.47723],[-100.74598,18.47561],[-100.76717,18.50385],[-100.84558,18.57979],[-100.88642,18.6072],[-100.89245,18.61613]]}}
L.T TEJALPA - MEXAMA | LineString | 115 kV |  | 0.41 km | 115 KV-1C-0.41 Km-477 ACSR-PA | [5 empty] | CONACYT 2024 (oficial) | {"type":"Feature","properties":{},"geometry":{"type":"LineString","coordinates":[[-99.17829,18.91339],[-99.18046,18.91085]]}}
L.T. SALAMANCA II - VALLE DE SANTIAGO L1 | LineString | 115 kV |  | 18.29 km | 115 KV-1C-18.23 Km-477 ACSR-TA/PC | [5 empty] | CONACYT 2024 (oficial) | {"type":"Feature","properties":{},"geometry":{"type":"LineString","coordinates":[[-101.20472,20.39448],[-101.20196,20.39932],[-101.21622,20.4775],[-101.21268,20.48021],[-101.20352,20.5239],[-101.22072,20.52119],[-101.22843,20.53341],[-101.22863,20.53367]]}}
L.T. PIE DE LA CUESTA ENTQ. MOZINBA - LA MIRA | LineString | 115 kV |  | 17.75 km | 115 KV-2C-17.6 Km-477 ACSR-TA/PA | [5 empty] | CONACYT 2024 (oficial) | {"type":"Feature","properties":{},"geometry":{"type":"LineString","coordinates":[[-99.91998,16.86697],[-99.94709,16.8956],[-99.9503,16.93975],[-99.96472,16.97301],[-100.00035,16.97589],[-100.00018,16.9803]]}}
L.T. PIE DE LA CUESTA ENTQ. ACAPULCO - GARITA | LineString | 115 kV |  | 20.65 km | 115 KV-2C-20.5 Km-477 ACSR-TA/PA | [5 empty] | CONACYT 2024 (oficial) | {"type":"Feature","properties":{},"geometry":{"type":"LineString","coordinates":[[-99.86203,16.877],[-99.85906,16.88779],[-99.88993,16.92358],[-99.96472,16.97301],[-100.00035,16.97589],[-100.00008,16.98033]]}}
L.T. PLANTA DE BOMBEO 3 ENTQ. P.H. TINGAMBATO - ODON DE BUEN | LineString | 115 kV |  | 3.99 km | 115 KV-2C-4.12 Km | [5 empty] | CONACYT 2024 (oficial) | {"type":"Feature","properties":{},"geometry":{"type":"LineString","coordinates":[[-100.16545,19.24523],[-100.17963,19.2311],[-100.17281,19.21755]]}}
L.T. PLANTA DE BOMBEO 4 ENTQ. IXTAPANTONGO - EL ALAMO | LineString | 115 kV |  | 6.34 km | 115 KV-2C-6.34 Km | [5 empty] | CONACYT 2024 (oficial) | {"type":"Feature","properties":{},"geometry":{"type":"LineString","coordinates":[[-100.15067,19.26136],[-100.17963,19.2311],[-100.17281,19.21755]]}}
L.T. IRAPUATO II - IRAPUATO INDUSTRIAL | LineString | 115 kV |  | 9.22 km | 115 KV-1C-9.1 Km-477 ACSR-PC | [5 empty] | CONACYT 2024 (oficial) | {"type":"Feature","properties":{},"geometry":{"type":"LineString","coordinates":[[-101.284,20.63719],[-101.2735,20.65039],[-101.27771,20.66568],[-101.30756,20.68851],[-101.29896,20.69926]]}}
L.T. QUERETARO POTENCIA ENTQ. APASEO -QUERETARO MANIOBRAS | LineString | 115 kV |  | 0.19 km | 115 KV-2C-0.37 Km-477 ACSR-TA/PC | [5 empty] | CONACYT 2024 (oficial) | {"type":"Feature","properties":{},"geometry":{"type":"LineString","coordinates":[[-100.4874,20.52369],[-100.48714,20.52272],[-100.48705,20.522]]}}
LT. ANGOSTURA TAP-GRIJALVA | LineString | 115 kV |  | 0.82 km | 115K-1C-0.82KM-TA | [5 empty] | CONACYT 2024 (oficial) | {"type":"Feature","properties":{},"geometry":{"type":"LineString","coordinates":[[-93.02699,16.68361],[-93.01984,16.68088]]}}
L.T. CHILPANCINGO - CHILAPA | LineString | 115 kV |  | 45.2 km | 115 KV-2C-45.19 Km-795 ACSR-TA | [5 empty] | CONACYT 2024 (oficial) | {"type":"Feature","properties":{},"geometry":{"type":"LineString","coordinates":[[-99.16803,17.59329],[-99.1673,17.5875],[-99.18688,17.57089],[-99.21307,17.5672],[-99.28242,17.58388],[-99.32163,17.60875],[-99.39204,17.59036],[-99.42981,17.55925],[-99.47286,17.50308],[-99.48178,17.50025],[-99.50033,17.52492],[-99.50095,17.53581],[-99.5011,17.536]]}}
L.T. ATLACOMULCO II - IUSA II | LineString | 115 kV |  | 0.53 km | 115 KV-1C-0.52 Km-795 ACSR-TA | [5 empty] | CONACYT 2024 (oficial) | {"type":"Feature","properties":{},"geometry":{"type":"LineString","coordinates":[[-99.77999,19.62554],[-99.77913,19.62149]]}}
L.T. ATLACOMULCO II - IUSA I | LineString | 115 kV |  | 5.29 km | 115 KV-1C-5.28 Km-795 ACSR-TA | [5 empty] | CONACYT 2024 (oficial) | {"type":"Feature","properties":{},"geometry":{"type":"LineString","coordinates":[[-99.79054,19.65376],[-99.78529,19.65654],[-99.77686,19.62133],[-99.77825,19.62095],[-99.77906,19.62099]]}}
L.T. SAN LUIS DE LA PAZ II - LA CALIFORNIA | LineString | 115 kV |  | 13.58 km | 115 KV-1C-13.5 Km-PC | [5 empty] | CONACYT 2024 (oficial) | {"type":"Feature","properties":{},"geometry":{"type":"LineString","coordinates":[[-100.63458,21.28358],[-100.65761,21.27119],[-100.68339,21.26205],[-100.7079,21.24514],[-100.75164,21.23675]]}}
L.T. SAN DIEGO PEÑUELAS TAP. SAN LUIS DE LA PAZ II - LA CALIFORNIA | LineString | 115 kV |  | 19.33 km | 115 KV-1C-19.33 Km-PC | [5 empty] | CONACYT 2024 (oficial) | {"type":"Feature","properties":{},"geometry":{"type":"LineString","coordinates":[[-100.68339,21.26205],[-100.68815,21.27591],[-100.7413,21.3787],[-100.7899,21.38334]]}}
L.T. SAN LUIS DE LA PAZ II - SAN LUIS DE LA PAZ | LineString | 115 kV |  | 3.99 km | 115 KV-1C-3.99 Km-PC | [5 empty] | CONACYT 2024 (oficial) | {"type":"Feature","properties":{},"geometry":{"type":"LineString","coordinates":[[-100.59694,21.28672],[-100.63416,21.28373]]}}
L.T. SAN LUIS DE LA PAZ II - LA SOLEDAD | LineString | 115 kV |  | 11.14 km | 115 KV-1C-11.13 Km-PC | [5 empty] | CONACYT 2024 (oficial) | {"type":"Feature","properties":{},"geometry":{"type":"LineString","coordinates":[[-100.63473,21.28353],[-100.6257,21.24085],[-100.63146,21.2185],[-100.63474,21.18698]]}}
L.T. SALAMANCA PV - SALAMANCA SUR | LineString | 115 kV |  | 4.1 km | 115 KV-1C-4 Km-PC | [5 empty] | CONACYT 2024 (oficial) | {"type":"Feature","properties":{},"geometry":{"type":"LineString","coordinates":[[-101.19185,20.54365],[-101.17089,20.55936],[-101.16669,20.56866]]}}
L.T. SALAMANCA PV - IRAPUATO II | LineString | 115 kV |  | 22.29 km | 115 KV-1C-22.14 Km-PC | [5 empty] | CONACYT 2024 (oficial) | {"type":"Feature","properties":{},"geometry":{"type":"LineString","coordinates":[[-101.29855,20.69886],[-101.29887,20.69847],[-101.307,20.68855],[-101.18097,20.59425],[-101.15944,20.57606],[-101.16591,20.56985]]}}
L.T. CELAYA II - CELAYA INDUSTRIAL | LineString | 115 kV |  | 3.08 km | 115 KV-2C-3.05 Km-TA | [5 empty] | CONACYT 2024 (oficial) | {"type":"Feature","properties":{},"geometry":{"type":"LineString","coordinates":[[-100.81982,20.57378],[-100.80872,20.57247],[-100.80832,20.57157],[-100.80868,20.55565]]}}
L.T. CELAYA I - APASEO | LineString | 115 kV |  | 16.63 km | 115 KV-1C-16.63 Km-PC/PM | [5 empty] | CONACYT 2024 (oficial) | {"type":"Feature","properties":{},"geometry":{"type":"LineString","coordinates":[[-100.80083,20.5175],[-100.80118,20.50632],[-100.67642,20.5131],[-100.69089,20.52766]]}}
L.T. CELAYA II - CELAYA PONIENTE | LineString | 115 kV |  | 7.73 km | 115 KV-1C-7.73 Km-PC | [5 empty] | CONACYT 2024 (oficial) | {"type":"Feature","properties":{},"geometry":{"type":"LineString","coordinates":[[-100.81986,20.5734],[-100.84027,20.54818],[-100.84886,20.51815]]}}
L.T. CELAYA II - POLIVIN | LineString | 115 kV |  | 9.2 km | 115 KV-1C-9.20 Km-PC | [5 empty] | CONACYT 2024 (oficial) | {"type":"Feature","properties":{},"geometry":{"type":"LineString","coordinates":[[-100.81983,20.57389],[-100.80872,20.57247],[-100.80832,20.57157],[-100.76372,20.5621],[-100.7553,20.53776]]}}
L.T. JILOTEPEC - VILLA DEL CARBON | LineString | 115 kV |  | 52.56 km | 115 KV-1C-52.54 Km-TA/PC | [5 empty] | CONACYT 2024 (oficial) | {"type":"Feature","properties":{},"geometry":{"type":"LineString","coordinates":[[-99.48248,19.96508],[-99.49153,19.95067],[-99.52145,19.93917],[-99.53119,19.93902],[-99.5819,19.92463],[-99.62383,19.89554],[-99.66621,19.8819],[-99.67601,19.88303],[-99.69819,19.87389],[-99.70166,19.86235],[-99.70333,19.7975],[-99.70558,19.79389],[-99.69031,19.74611],[-99.59612,19.73878],[-99.57943,19.72964]]}}
L.T. TEJUPILCO - MINA TIZAPA | LineString | 115 kV |  | 19.01 km | 115 KV-1C-19 Km-PM/TA | [5 empty] | CONACYT 2024 (oficial) | {"type":"Feature","properties":{},"geometry":{"type":"LineString","coordinates":[[-100.14788,18.91952],[-100.15477,18.91541],[-100.16124,18.94069],[-100.18338,18.96118],[-100.1901,18.98361],[-100.18252,18.99966],[-100.20251,19.00639],[-100.22439,19.02525],[-100.23342,19.03754]]}}
L.T. VOLCAN GORDO - TEJUPILCO | LineString | 115 kV |  | 7.85 km | 115 KV-2C/1C-7.85 Km-PA/TA/PM | [5 empty] | CONACYT 2024 (oficial) | {"type":"Feature","properties":{},"geometry":{"type":"LineString","coordinates":[[-100.14788,18.91952],[-100.15477,18.91541],[-100.16207,18.9061],[-100.1413,18.87833],[-100.13141,18.86815],[-100.13017,18.86942]]}}
L.T. ABASOLO - ABASOLO II | LineString | 115 kV |  | 2.19 km | 115 KV-1C-2.19 Km-477 ACSR-PC | [5 empty] | CONACYT 2024 (oficial) | {"type":"Feature","properties":{},"geometry":{"type":"LineString","coordinates":[[-101.5718,20.50743],[-101.58822,20.51861]]}}
L.T. SALAMANCA PV - PEMEX | LineString | 115 kV |  | 3.67 km | 115 KV-1C-3.66 Km-336 ACSR-TA/PM | [5 empty] | CONACYT 2024 (oficial) | {"type":"Feature","properties":{},"geometry":{"type":"LineString","coordinates":[[-101.16544,20.57049],[-101.16622,20.58797],[-101.1805,20.58882]]}}
L.T. SALAMANCA PV - VILLAGRAN | LineString | 115 kV |  | 21.51 km | 115 KV-1C-21.51 Km-336 ACSR-PC/PM | [5 empty] | CONACYT 2024 (oficial) | {"type":"Feature","properties":{},"geometry":{"type":"LineString","coordinates":[[-100.98895,20.5107],[-100.98901,20.51055],[-100.9895,20.50725],[-100.99951,20.50646],[-101.06158,20.51746],[-101.11626,20.53787],[-101.11941,20.54487],[-101.15918,20.57574],[-101.16608,20.5694]]}}
L.T. TURBO REACTORES TAP QUERETARO I - QUERETARO INDUSTRIAL | LineString | 115 kV |  | 0.3 km | 115 KV-1C-0.30 Km-336 ACSR-PC | [5 empty] | CONACYT 2024 (oficial) | {"type":"Feature","properties":{},"geometry":{"type":"LineString","coordinates":[[-100.43529,20.64022],[-100.43804,20.64078]]}}
L.T. DONATO GUERRA - ZITACUARO II | LineString | 115 kV |  | 35.12 km | 115 KV-1C-35.11 Km-477 ACSR-TA | [5 empty] | CONACYT 2024 (oficial) | {"type":"Feature","properties":{},"geometry":{"type":"LineString","coordinates":[[-100.39035,19.42811],[-100.39127,19.42068],[-100.35811,19.37032],[-100.32293,19.35953],[-100.24781,19.29441],[-100.17971,19.30482],[-100.16195,19.30491],[-100.14521,19.29895],[-100.13631,19.28772],[-100.14015,19.28394]]}}
L.T. LEON II LA JOYA | LineString | 115 kV |  | 8.63 km | 115 KV-1C/2C-8.63 Km-795 ACSR-TA | [5 empty] | CONACYT 2024 (oficial) | {"type":"Feature","properties":{},"geometry":{"type":"LineString","coordinates":[[-101.67966,21.07265],[-101.67998,21.07298],[-101.70933,21.09954],[-101.71267,21.10893],[-101.71726,21.10695],[-101.71763,21.1073],[-101.71733,21.10936],[-101.73269,21.12409],[-101.73196,21.12483]]}}
L.T. CASTRO DEL RIO ENTQ. IRAPUATO I - GUANAJUATO SUR | LineString | 115 kV |  | 0.03 km | 115 KV-2C-0.02 Km-PA | [5 empty] | CONACYT 2024 (oficial) | {"type":"Feature","properties":{},"geometry":{"type":"LineString","coordinates":[[-101.33502,20.77935],[-101.33525,20.77942]]}}
L.T. IRAPUATO I - GUANAJUATO SUR | LineString | 115 kV |  | 29.87 km | 115 KV-1C-29.88 Km-PC | [5 empty] | CONACYT 2024 (oficial) | {"type":"Feature","properties":{},"geometry":{"type":"LineString","coordinates":[[-101.28146,20.96033],[-101.28163,20.96041],[-101.30684,20.88623],[-101.32187,20.81739],[-101.33525,20.77942],[-101.33894,20.76956],[-101.34605,20.72264],[-101.36726,20.71043]]}}
L.T. GUANAJUATO- GUANAJUATO SUR L1 | LineString | 115 kV |  | 5.73 km | 115 KV-1C-5.73 Km-PC | [5 empty] | CONACYT 2024 (oficial) | {"type":"Feature","properties":{},"geometry":{"type":"LineString","coordinates":[[-101.25162,21.00087],[-101.27326,20.98353],[-101.27627,20.97573],[-101.28163,20.96041],[-101.28145,20.96039]]}}
L.T. GUANAJUATO- GUANAJUATO SUR L2 | LineString | 115 kV |  | 5.78 km | 115 KV-1C-5.78 Km-PC | [5 empty] | CONACYT 2024 (oficial) | {"type":"Feature","properties":{},"geometry":{"type":"LineString","coordinates":[[-101.28144,20.96045],[-101.28163,20.96041],[-101.27627,20.97573],[-101.25168,21.00094]]}}
L.T. SILAO II - GUANAJUATO SUR | LineString | 115 kV |  | 22.33 km | 115 KV-2C-22.33 Km-477 ACSR-TA (TENDIDO 1er. CIRCUITO) | [5 empty] | CONACYT 2024 (oficial) | {"type":"Feature","properties":{},"geometry":{"type":"LineString","coordinates":[[-101.28145,20.96021],[-101.28856,20.94071],[-101.31784,20.94633],[-101.38403,20.93952],[-101.41245,20.91375],[-101.44355,20.9016],[-101.46572,20.9065]]}}
L.T. CELAYA II - SANTA CRUZ | LineString | 115 kV |  | 15.29 km | 115 KV-1C-15.28 Km-PC | [5 empty] | CONACYT 2024 (oficial) | {"type":"Feature","properties":{},"geometry":{"type":"LineString","coordinates":[[-100.81981,20.57409],[-100.83254,20.58684],[-100.85493,20.58013],[-100.91855,20.60289],[-100.94696,20.61821]]}}
L.T. CHILPANCINGO - CHILPANCINGO II | LineString | 115 kV |  | 8.0 km | 115 KV-1C-7.96 Km-TA | [5 empty] | CONACYT 2024 (oficial) | {"type":"Feature","properties":{},"geometry":{"type":"LineString","coordinates":[[-99.52451,17.57346],[-99.51255,17.52272],[-99.50119,17.53597]]}}
L.T. CELAYA I - CELAYA PONIENTE | LineString | 115 kV |  | 7.45 km | 115 KV-1C-7.45 Km-PC | [5 empty] | CONACYT 2024 (oficial) | {"type":"Feature","properties":{},"geometry":{"type":"LineString","coordinates":[[-100.80139,20.51743],[-100.81177,20.5014],[-100.84776,20.50466],[-100.84828,20.50656],[-100.84876,20.51772]]}}
L.T. CELAYA SUR - OJO SECO | LineString | 115 kV |  | 13.18 km | 115 KV-1C-13.18 Km-PC | [5 empty] | CONACYT 2024 (oficial) | {"type":"Feature","properties":{},"geometry":{"type":"LineString","coordinates":[[-100.79724,20.37315],[-100.79323,20.39563],[-100.8114,20.46849],[-100.80584,20.47469],[-100.80892,20.47787],[-100.80882,20.47729]]}}
L.T. LAS FRESAS - IRAPUATO INDUSTRIAL | LineString | 115 kV |  | 17.33 km | 115 KV-1C-17.33 Km-795 ACSR-TA | [5 empty] | CONACYT 2024 (oficial) | {"type":"Feature","properties":{},"geometry":{"type":"LineString","coordinates":[[-101.28409,20.63727],[-101.28438,20.62602],[-101.30757,20.6231],[-101.335,20.6315],[-101.35105,20.62686],[-101.37225,20.63032],[-101.39245,20.63307],[-101.41383,20.64093],[-101.42695,20.64018]]}}
L.T. TIZAPA MANIOBRAS - MINA TIZAPA | LineString | 115 kV |  | 0.88 km | 115 KV-1C-0.88 Km-TA | [5 empty] | CONACYT 2024 (oficial) | {"type":"Feature","properties":{},"geometry":{"type":"LineString","coordinates":[[-100.23852,19.04356],[-100.23347,19.0379]]}}
L.T. CHILPANCINGO POTENCIA ENTQ. CHILPANCINGO - CHILAPA | LineString | 115 kV |  | 0.09 km | 115 KV-2C-14.6 Km-795 ACSR-TA | [5 empty] | CONACYT 2024 (oficial) | {"type":"Feature","properties":{},"geometry":{"type":"LineString","coordinates":[[-99.44441,17.5402],[-99.44479,17.5402],[-99.44473,17.53979]]}}
L.T. YAUTEPEC POTENCIA - LOMAS DE COCOYOC | LineString | 115 kV |  | 9.84 km | 115 KV-1C-9.87 Km-PC | [5 empty] | CONACYT 2024 (oficial) | {"type":"Feature","properties":{},"geometry":{"type":"LineString","coordinates":[[-98.9377,18.91253],[-98.94813,18.8959],[-99.00074,18.84955],[-99.00062,18.84919],[-98.99976,18.84936]]}}
L.T. TEJUPILCO - AMATEPEC | LineString | 115 kV |  | 26.61 km | 115 KV-2C/1C-26.59 Km- 477 ACSR -TA/PC | [5 empty] | CONACYT 2024 (oficial) | {"type":"Feature","properties":{},"geometry":{"type":"LineString","coordinates":[[-100.18259,18.69864],[-100.17246,18.74983],[-100.16513,18.76839],[-100.14232,18.84835],[-100.1413,18.87833],[-100.16207,18.9061],[-100.15477,18.91541],[-100.14788,18.91952]]}}
LT. MANUEL MORENO TORRES TAP-JUY JUY | LineString | 115 kV |  | 0.29 km | 115KV-1C-0.30KM-TA | [5 empty] | CONACYT 2024 (oficial) | {"type":"Feature","properties":{},"geometry":{"type":"LineString","coordinates":[[-93.10725,16.94101],[-93.10727,16.93843]]}}
LT. MEZCALAPA TAP-GIRALDAS | LineString | 115 kV |  | 0.3 km | 115KV-1C-0.30KM-TA | [5 empty] | CONACYT 2024 (oficial) | {"type":"Feature","properties":{},"geometry":{"type":"LineString","coordinates":[[-93.36195,17.66161],[-93.36097,17.65907]]}}
L.T. IGUALA - TAXCO | LineString | 115 kV |  | 25.85 km | 115 KV-1C/2C-225.83 Km-477 ACSR-TA | [5 empty] | CONACYT 2024 (oficial) | {"type":"Feature","properties":{},"geometry":{"type":"LineString","coordinates":[[-99.52931,18.35945],[-99.5296,18.35938],[-99.53765,18.37026],[-99.53152,18.38413],[-99.54242,18.41125],[-99.55349,18.42529],[-99.58273,18.44478],[-99.57704,18.4723],[-99.58144,18.48352],[-99.58646,18.51921],[-99.59569,18.54817],[-99.60261,18.5486],[-99.60827,18.55009],[-99.608,18.55026]]}}
L.T. CHILPANCINGO - TIERRA COLORADA | LineString | 115 kV |  | 46.48 km | 115 KV-1C-46.40 Km-477 ACSR-TA | [5 empty] | CONACYT 2024 (oficial) | {"type":"Feature","properties":{},"geometry":{"type":"LineString","coordinates":[[-99.54644,17.17166],[-99.55939,17.178],[-99.57404,17.18955],[-99.52738,17.22736],[-99.47715,17.34778],[-99.4666,17.42138],[-99.47237,17.44215],[-99.4714,17.48696],[-99.48178,17.50025],[-99.50033,17.52492],[-99.50095,17.53581],[-99.50106,17.53602]]}}
L.T. IXTAPANTONGO - SANTA BARBARA | LineString | 115 kV |  | 5.0 km | 115 KV-1C-4.99 Km-477 ACSR-TA | [5 empty] | CONACYT 2024 (oficial) | {"type":"Feature","properties":{},"geometry":{"type":"LineString","coordinates":[[-100.24234,19.1759],[-100.28835,19.17391]]}}
L.T. TIZAPA MANIOBRAS - IXTAPANTONGO | LineString | 115 kV |  | 19.13 km | 115 KV-1C-19.13 Km-477 ACSR-TA | [5 empty] | CONACYT 2024 (oficial) | {"type":"Feature","properties":{},"geometry":{"type":"LineString","coordinates":[[-100.23835,19.04397],[-100.25016,19.04825],[-100.2809,19.08843],[-100.28098,19.14883],[-100.24187,19.1746],[-100.24227,19.17591]]}}
L.T. IXTAPANTONGO - TINGAMBATO | LineString | 115 kV |  | 30.27 km | 115 KV-1C-30.11 Km-477 ACSR-PC | [5 empty] | CONACYT 2024 (oficial) | {"type":"Feature","properties":{},"geometry":{"type":"LineString","coordinates":[[-100.24205,19.17593],[-100.24187,19.1746],[-100.2657,19.1739],[-100.33056,19.1479],[-100.35395,19.1411],[-100.39288,19.09161],[-100.405,19.08214]]}}
L.T. TREJO - FIPASI | LineString | 115 kV |  | 11.19 km | 115 KV-1C-11.19 Km-336 ACSR-PM/PC | [5 empty] | CONACYT 2024 (oficial) | {"type":"Feature","properties":{},"geometry":{"type":"LineString","coordinates":[[-101.43188,20.82984],[-101.43207,20.85068],[-101.4273,20.87896],[-101.42922,20.89613],[-101.39384,20.90108]]}}
L.T. SILAO II - FIPASI | LineString | 115 kV |  | 8.71 km | 115 KV-1C-8.70 Km-336 ACSR-TA/PM/PC | [5 empty] | CONACYT 2024 (oficial) | {"type":"Feature","properties":{},"geometry":{"type":"LineString","coordinates":[[-101.4657,20.90664],[-101.43062,20.908],[-101.42925,20.89626],[-101.39388,20.90116]]}}
L.T. SILAO II - ROMITA | LineString | 115 kV |  | 17.36 km | 115 KV-2C-17.37 Km-336 ACSR-TA (TED. 1er. CIRCUITO) | [5 empty] | CONACYT 2024 (oficial) | {"type":"Feature","properties":{},"geometry":{"type":"LineString","coordinates":[[-101.58828,20.84411],[-101.53225,20.86971],[-101.51753,20.88899],[-101.49848,20.88678],[-101.48346,20.90921],[-101.46569,20.90693]]}}
L.T. ABASOLO II - CARAPAN II | LineString | 115 kV |  | 53.49 km | 115 KV-1C-53.52 Km-477 ACSR-TA/PC | [5 empty] | CONACYT 2024 (oficial) | {"type":"Feature","properties":{},"geometry":{"type":"LineString","coordinates":[[-101.97674,20.20592],[-101.83865,20.3225],[-101.73594,20.40531],[-101.71902,20.42121],[-101.59633,20.51717],[-101.58846,20.51844]]}}
L.T. CARAPAN II - PENJAMO | LineString | 115 kV |  | 36.13 km | 115 KV-1C-36.15 Km-477 ACSR-TA/PC | [5 empty] | CONACYT 2024 (oficial) | {"type":"Feature","properties":{},"geometry":{"type":"LineString","coordinates":[[-101.71749,20.42145],[-101.76125,20.38379],[-101.84712,20.31418],[-101.97666,20.20601]]}}
L.T. TACUBAYA TAP CARAPAN II - PENJAMO | LineString | 115 kV |  | 0.81 km | 115 KV-1C-0.81 Km-477 ACSR-TA/PM | [5 empty] | CONACYT 2024 (oficial) | {"type":"Feature","properties":{},"geometry":{"type":"LineString","coordinates":[[-101.84548,20.30703],[-101.84712,20.31418]]}}
L.T. LAGUNA LARGA TAP ABASOLO II - CARAPAN II | LineString | 115 kV |  | 9.05 km | 115 KV-1C-9.05 Km-477 ACSR-PC | [5 empty] | CONACYT 2024 (oficial) | {"type":"Feature","properties":{},"geometry":{"type":"LineString","coordinates":[[-101.88945,20.38557],[-101.86868,20.34438],[-101.83865,20.3225]]}}
L.T. CUAUTLA INDUSTRIAL - VIDRIOS DE MEXICO | LineString | 115 kV |  | 0.03 km | 115 KV-1C-0.32 Km-477 ACSR-PC | [5 empty] | CONACYT 2024 (oficial) | {"type":"Feature","properties":{},"geometry":{"type":"LineString","coordinates":[[-98.91182,18.74129],[-98.91182,18.74153]]}}
L.T. QUERETARO POTENCIA - ESTADIO | LineString | 115 kV |  | 14.66 km | 115 KV-1C-14.65 Km-795 ACSR-TA | [5 empty] | CONACYT 2024 (oficial) | {"type":"Feature","properties":{},"geometry":{"type":"LineString","coordinates":[[-100.36336,20.55581],[-100.38444,20.54643],[-100.41556,20.51895],[-100.44258,20.51372],[-100.46908,20.52239],[-100.48655,20.52306],[-100.48669,20.52273],[-100.48662,20.52213]]}}
L.T. IRAPUATO I - SALAMANCA NORTE | LineString | 115 kV |  | 18.18 km | 115 KV-1C-18.18 Km-336 ACSR-TA/PM | [5 empty] | CONACYT 2024 (oficial) | {"type":"Feature","properties":{},"geometry":{"type":"LineString","coordinates":[[-101.18115,20.59467],[-101.30545,20.68778],[-101.29887,20.69847],[-101.29841,20.69869]]}}
L.T. VELPOL TAP SALAMANCA PV - SALAMANCA NORTE | LineString | 115 kV |  | 0.15 km | 115 KV-1C-0.14 Km-336 ACSR-PC | [5 empty] | CONACYT 2024 (oficial) | {"type":"Feature","properties":{},"geometry":{"type":"LineString","coordinates":[[-101.17348,20.56658],[-101.17405,20.56536]]}}
L.T. REAL DEL MONTE 1 TAP SALAMANCA PV - SALAMANCA NORTE | LineString | 115 kV |  | 0.16 km | 115 KV-1C-0.15 Km-336 ACSR-PC | [5 empty] | CONACYT 2024 (oficial) | {"type":"Feature","properties":{},"geometry":{"type":"LineString","coordinates":[[-101.17156,20.5646],[-101.1711,20.56594]]}}
L.T. SALAMANCA NORTE TAP SALAMANCA PV - IRAPUATO II | LineString | 115 kV |  | 0.03 km | 115 KV-1C-0.32 Km-336 ACSR-PM | [5 empty] | CONACYT 2024 (oficial) | {"type":"Feature","properties":{},"geometry":{"type":"LineString","coordinates":[[-101.18093,20.59448],[-101.18097,20.59425]]}}
L.T. CRYOINFRA TAP SALAMANCA PV - SALAMANCA NORTE | LineString | 115 kV |  | 0.21 km | 115 KV-1C-0.21 Km-336 ACSR-PC | [5 empty] | CONACYT 2024 (oficial) | {"type":"Feature","properties":{},"geometry":{"type":"LineString","coordinates":[[-101.1081,20.54112],[-101.10832,20.53922]]}}
L.T. RESISTOL TAP SALAMANCA PV - SALAMANCA NORTE | LineString | 115 kV |  | 0.18 km | 115 KV-1C-0.18 Km-336 ACSR-PC | [5 empty] | CONACYT 2024 (oficial) | {"type":"Feature","properties":{},"geometry":{"type":"LineString","coordinates":[[-101.15116,20.55861],[-101.1501,20.55989]]}}
L.T. FERQUIMEX TAP SALAMANCA PV - SALAMANCA NORTE | LineString | 115 kV |  | 0.03 km | 115 KV-1C-0.28 Km-336 ACSR-PC | [5 empty] | CONACYT 2024 (oficial) | {"type":"Feature","properties":{},"geometry":{"type":"LineString","coordinates":[[-101.14286,20.5551],[-101.14294,20.55485]]}}
L.T. PEMSA TAP CELAYA PONIENTE - VILLAGRAN | LineString | 115 kV |  | 0.81 km | 115 KV-1C-0.81 Km-336 ACSR-PC | [5 empty] | CONACYT 2024 (oficial) | {"type":"Feature","properties":{},"geometry":{"type":"LineString","coordinates":[[-100.84964,20.51644],[-100.85631,20.51975]]}}
L.T. SALAMANCA PV - SALAMANCA NORTE | LineString | 115 kV |  | 5.34 km | 115 KV-1C-5.34 Km-336/397 ACSR-TA/PM | [5 empty] | CONACYT 2024 (oficial) | {"type":"Feature","properties":{},"geometry":{"type":"LineString","coordinates":[[-101.16636,20.56917],[-101.1651,20.56732],[-101.17156,20.5646],[-101.17405,20.56536],[-101.16893,20.58369],[-101.1808,20.59462]]}}
L.T. TEZOYUCA - JOJUTLA | LineString | 115 kV |  | 21.58 km | 115 KV-1C-21.57 Km-477 ACSR-TA | [5 empty] | CONACYT 2024 (oficial) | {"type":"Feature","properties":{},"geometry":{"type":"LineString","coordinates":[[-99.18499,18.63025],[-99.16848,18.66168],[-99.18116,18.73661],[-99.19015,18.74755],[-99.18477,18.77538],[-99.18783,18.80925],[-99.19561,18.80946],[-99.19585,18.80952]]}}
L.T. EMILIANO ZAPATA - TEZOYUCA | LineString | 115 kV |  | 5.46 km | 115 KV-1C-5.46 Km-477 ACSR-TA | [5 empty] | CONACYT 2024 (oficial) | {"type":"Feature","properties":{},"geometry":{"type":"LineString","coordinates":[[-99.19576,18.80962],[-99.19561,18.80946],[-99.18783,18.80925],[-99.19262,18.8336],[-99.20304,18.84589]]}}
L.T. YAUTEPEC POTENCIA - TEPALCINGO | LineString | 115 kV |  | 43.42 km | 115 KV-2C-43.45 Km- 477 ACSR - TA | [5 empty] | CONACYT 2024 (oficial) | {"type":"Feature","properties":{},"geometry":{"type":"LineString","coordinates":[[-98.84078,18.60266],[-98.89422,18.6318],[-98.97838,18.63468],[-98.99789,18.63419],[-98.99989,18.65027],[-98.99945,18.69492],[-99.01594,18.73918],[-99.0398,18.78325],[-99.01207,18.83609],[-99.00067,18.84893],[-98.99998,18.84883]]}}
L.T. EL QUEMADO - LOS AMATES | LineString | 115 kV |  | 9.46 km | 115 KV-1C-9.46 Km-795 ACSR-PA | [5 empty] | CONACYT 2024 (oficial) | {"type":"Feature","properties":{},"geometry":{"type":"LineString","coordinates":[[-99.81177,16.83944],[-99.81251,16.83971],[-99.8135,16.86264],[-99.83165,16.8884],[-99.83166,16.88851],[-99.83921,16.89253],[-99.84047,16.90049],[-99.83468,16.90953],[-99.83444,16.90976]]}}
L.T. ATLACOMULCO I - CANCHESDA | LineString | 115 kV |  | 25.7 km | 115 KV-1C-25.69 Km-477 ACSR-TA/PM | [5 empty] | CONACYT 2024 (oficial) | {"type":"Feature","properties":{},"geometry":{"type":"LineString","coordinates":[[-100.05062,19.85658],[-100.04445,19.85603],[-100.03681,19.83198],[-100.01777,19.80921],[-99.97223,19.80074],[-99.95598,19.80332],[-99.9433,19.797],[-99.91168,19.79024],[-99.90341,19.77672],[-99.86937,19.76342],[-99.85648,19.76378]]}}
L.T. SAN FRANSISCO DE LOS REYES - CANCHESDA | LineString | 115 kV |  | 28.03 km | 115 KV-1C-28.02 Km-477 ACSR-TA | [5 empty] | CONACYT 2024 (oficial) | {"type":"Feature","properties":{},"geometry":{"type":"LineString","coordinates":[[-100.23324,19.76551],[-100.23988,19.80847],[-100.19319,19.85758],[-100.13992,19.84391],[-100.08971,19.84876],[-100.07477,19.84493],[-100.05059,19.8568]]}}
NO DEFINIDO | LineString | 115 kV |  | 20.57 km | NO DEFINIDO | [5 empty] | CONACYT 2024 (oficial) | {"type":"Feature","properties":{},"geometry":{"type":"LineString","coordinates":[[-98.67897,16.61264],[-98.65908,16.6135],[-98.62067,16.63253],[-98.56197,16.64513],[-98.51809,16.64193],[-98.49864,16.65378]]}}
NO DEFINIDO | LineString | 115 kV |  | 55.01 km | NO DEFINIDO | [5 empty] | CONACYT 2024 (oficial) | {"type":"Feature","properties":{},"geometry":{"type":"LineString","coordinates":[[-99.13417,16.72389],[-99.09122,16.69024],[-99.00334,16.61057],[-98.96026,16.59327],[-98.90951,16.58882],[-98.87064,16.5741],[-98.84265,16.57532],[-98.78183,16.58298],[-98.75798,16.59957],[-98.74341,16.60535],[-98.679,16.61263]]}}
NO DEFINIDO | LineString | 115 kV |  | 46.63 km | NO DEFINIDO | [5 empty] | CONACYT 2024 (oficial) | {"type":"Feature","properties":{},"geometry":{"type":"LineString","coordinates":[[-99.13417,16.72389],[-99.3355,16.76616],[-99.43156,16.77293],[-99.55743,16.75932],[-99.56527,16.76093]]}}
NO DEFINIDO | LineString | 115 kV |  | 20.87 km | NO DEFINIDO | [5 empty] | CONACYT 2024 (oficial) | {"type":"Feature","properties":{},"geometry":{"type":"LineString","coordinates":[[-98.9316,18.84609],[-98.93189,18.84532],[-98.91769,18.84187],[-98.88666,18.81042],[-98.90006,18.77659],[-98.90562,18.78387],[-98.96326,18.80209],[-98.95512,18.82016]]}}
NO DEFINIDO | LineString | 115 kV |  | 15.63 km | NO DEFINIDO | [5 empty] | CONACYT 2024 (oficial) | {"type":"Feature","properties":{},"geometry":{"type":"LineString","coordinates":[[-98.91182,18.74165],[-98.91115,18.74175],[-98.8965,18.77173],[-98.90006,18.77659],[-98.88666,18.81042],[-98.91769,18.84187],[-98.93189,18.84532],[-98.93181,18.84603]]}}
NO DEFINIDO | LineString | 115 kV |  | 28.82 km | NO DEFINIDO | [5 empty] | CONACYT 2024 (oficial) | {"type":"Feature","properties":{},"geometry":{"type":"LineString","coordinates":[[-98.84076,18.60275],[-98.82572,18.65343],[-98.81256,18.70723],[-98.85144,18.72794],[-98.86183,18.75157],[-98.88402,18.75273],[-98.8965,18.77173],[-98.91115,18.74175],[-98.91182,18.74158]]}}
L.T. IRAPUATO PONIENTE - IRAPUATO CENTRO | LineString | 115 kV |  | 3.31 km | 115 KV-1C-3.31 Km-477/336 ACSR-PM/PMo/PA | [5 empty] | CONACYT 2024 (oficial) | {"type":"Feature","properties":{},"geometry":{"type":"LineString","coordinates":[[-101.38065,20.68472],[-101.36781,20.6579]]}}
L.T. IRAPUATO I - IRAPUATO CENTRO | LineString | 115 kV |  | 3.38 km | 115 KV-1C-3.37 Km-336 ACSR-TA/PA | [5 empty] | CONACYT 2024 (oficial) | {"type":"Feature","properties":{},"geometry":{"type":"LineString","coordinates":[[-101.36757,20.71013],[-101.38074,20.68486]]}}
L.T. TEJALPA - CIVAC | LineString | 115 kV |  | 8.41 km | 115 KV-1C/2C-8.41 Km-795 ACSR-TA | [5 empty] | CONACYT 2024 (oficial) | {"type":"Feature","properties":{},"geometry":{"type":"LineString","coordinates":[[-99.18027,18.91077],[-99.18022,18.91086],[-99.17972,18.90257],[-99.1973,18.88313],[-99.19834,18.88868],[-99.19935,18.91961],[-99.19936,18.91991]]}}
L.T. EMILIANO ZAPATA - TEJALPA | LineString | 115 kV |  | 8.52 km | 115 KV-1C/2C-8.53 Km-795 ACSR-TA | [5 empty] | CONACYT 2024 (oficial) | {"type":"Feature","properties":{},"geometry":{"type":"LineString","coordinates":[[-99.20342,18.84593],[-99.20333,18.84671],[-99.19813,18.88205],[-99.1973,18.88313],[-99.17972,18.90257],[-99.18022,18.91086],[-99.18032,18.91079]]}}
L.T. SAN FRANCISCO DEL RINCON - SAN ROQUE | LineString | 115 kV |  | 6.45 km | 115 KV-1C-6.45 Km-477 ACSR-PC | [5 empty] | CONACYT 2024 (oficial) | {"type":"Feature","properties":{},"geometry":{"type":"LineString","coordinates":[[-101.86376,20.97344],[-101.86383,20.97353],[-101.87028,21.00173],[-101.8686,21.02964],[-101.8686,21.02931]]}}
L.T. SAN ROQUE - EL TORO | LineString | 115 kV |  | 17.29 km | 115 KV-1C-17.29 Km-477 ACSR-PC | [5 empty] | CONACYT 2024 (oficial) | {"type":"Feature","properties":{},"geometry":{"type":"LineString","coordinates":[[-101.90386,20.82494],[-101.90427,20.82493],[-101.8843,20.87325],[-101.8867,20.9022],[-101.86335,20.96805],[-101.86362,20.97282],[-101.86376,20.97321]]}}
L.T. CUAUTLA INDUSTRIAL - SAINT-GOBAIN | LineString | 115 kV |  | 0.03 km | 115 KV-1C-0.31 Km-477 ACSR-PC | [5 empty] | CONACYT 2024 (oficial) | {"type":"Feature","properties":{},"geometry":{"type":"LineString","coordinates":[[-98.91169,18.74199],[-98.9118,18.74178]]}}
LT GUASAVE - SAN RAFAEL | LineString | 115 kV |  | 21.12 km | 115 KV - 1C - 21.13KM - 795 ACSR - TA | [5 empty] | CONACYT 2024 (oficial) | {"type":"Feature","properties":{},"geometry":{"type":"LineString","coordinates":[[-108.47935,25.58],[-108.47955,25.58039],[-108.47937,25.58423],[-108.44242,25.57492],[-108.43799,25.56579],[-108.40264,25.53707],[-108.31289,25.49797],[-108.30708,25.49675]]}}
LT MOCHIS II - EL FUERTE | LineString | 115 kV |  | 52.21 km | 115 KV - 1C - 52.22KM - 336 ACSR - TA | [5 empty] | CONACYT 2024 (oficial) | {"type":"Feature","properties":{},"geometry":{"type":"LineString","coordinates":[[-108.57469,26.50739],[-108.57271,26.48517],[-108.61801,26.39626],[-108.63314,26.37867],[-108.69692,26.29267],[-108.71103,26.225],[-108.73058,26.14584],[-108.74295,26.10937],[-108.75381,26.09328],[-108.75344,26.07633]]}}
LT SAN RAFAEL - LOMAS GUASAVE | LineString | 115 kV |  | 22.52 km | 115 KV - 1/2C - 22.53KM - 336 ACSR - TA | [5 empty] | CONACYT 2024 (oficial) | {"type":"Feature","properties":{},"geometry":{"type":"LineString","coordinates":[[-108.30727,25.4971],[-108.30769,25.49713],[-108.31705,25.48982],[-108.34251,25.48878],[-108.35021,25.49832],[-108.42196,25.5013],[-108.42886,25.52013],[-108.47068,25.53125],[-108.47583,25.5365],[-108.47125,25.54338]]}}
LT EL FUERTE - HORNILLOS | LineString | 115 kV |  | 7.62 km | 115 KV - 1C - 7.62KM - 795 ACSR - TA | [5 empty] | CONACYT 2024 (oficial) | {"type":"Feature","properties":{},"geometry":{"type":"LineString","coordinates":[[-108.57464,26.50746],[-108.55374,26.50826],[-108.50534,26.48545]]}}
L.T. METROPOLI POTENCIA - LA HERRADURA | LineString | 115 kV |  | 23.28 km | 115 KV - 2C - 23.28 KM - 795 ACSR - TA/PM (OP. INICIAL EN 69 KV) | [5 empty] | CONACYT 2024 (oficial) | {"type":"Feature","properties":{},"geometry":{"type":"LineString","coordinates":[[-116.87772,32.44596],[-116.8775,32.44602],[-116.87942,32.44694],[-116.8765,32.49021],[-116.87751,32.50208],[-116.78408,32.47319],[-116.77197,32.48189],[-116.76598,32.49897],[-116.74917,32.50682],[-116.74997,32.52342],[-116.75024,32.52381]]}}
LT LOMAS - ENSENADA | LineString | 115 kV |  | 8.16 km | 115 KV - 2C - 8.16 KM - 795 ACSR - TA/PA | [5 empty] | CONACYT 2024 (oficial) | {"type":"Feature","properties":{},"geometry":{"type":"LineString","coordinates":[[-116.56045,31.8746],[-116.56009,31.87466],[-116.57634,31.89545],[-116.61195,31.88268],[-116.61494,31.87894],[-116.61504,31.87912]]}}
LT LOMAS - ENSENADA | LineString | 115 kV |  | 8.15 km | 115 KV - 2C - 8.16 KM - 795 ACSR - TA/PA | [5 empty] | CONACYT 2024 (oficial) | {"type":"Feature","properties":{},"geometry":{"type":"LineString","coordinates":[[-116.56033,31.87442],[-116.56009,31.87466],[-116.57634,31.89545],[-116.61195,31.88268],[-116.61494,31.87894],[-116.61507,31.879]]}}
LT TECRA TAP LA HERRADURA - TECATE | LineString | 115 kV |  | 0.33 km | 115 KV - 1C - 0.03 KM - 477 ACSR - TA | [5 empty] | CONACYT 2024 (oficial) | {"type":"Feature","properties":{},"geometry":{"type":"LineString","coordinates":[[-116.64801,32.56237],[-116.64691,32.55952]]}}
LT LA TECATE - TECATE II | LineString | 115 kV |  | 12.26 km | 115 KV - 1C - 12.26 KM - 795 ACSR - TA/PA (OP. INICIAL EN 69 KV) | [5 empty] | CONACYT 2024 (oficial) | {"type":"Feature","properties":{},"geometry":{"type":"LineString","coordinates":[[-116.63584,32.57096],[-116.67599,32.53979],[-116.65277,32.52479],[-116.64226,32.52551],[-116.62859,32.54179],[-116.6278,32.54196]]}}
LT ACUEDUCTO TAP MISION - JATAY | LineString | 115 kV |  | 4.75 km | 115 KV - 1C - 4.75 KM - 477 ACSR - PM | [5 empty] | CONACYT 2024 (oficial) | {"type":"Feature","properties":{},"geometry":{"type":"LineString","coordinates":[[-116.80999,32.09845],[-116.81427,32.07079],[-116.82537,32.06179]]}}
L.T. CULIACÁN POTENCIA - COMEDERO | LineString | 115 kV |  | 60.88 km | 115KV-2C-60.89KM-900ACSR-TAPA | [5 empty] | CONACYT 2024 (oficial) | {"type":"Feature","properties":{},"geometry":{"type":"LineString","coordinates":[[-106.80652,24.56826],[-106.80742,24.569],[-106.83706,24.62066],[-106.85822,24.63631],[-106.9724,24.63461],[-107.08602,24.64515],[-107.33444,24.71772],[-107.3376,24.72428],[-107.34106,24.72974],[-107.3385,24.73171],[-107.33859,24.73216],[-107.33902,24.73199]]}}
L.T. CULIACÁN IV - CULIACÁN SUR | LineString | 115 kV |  | 3.46 km | 115KV-1C-3.46KM-795ACSR-TA | [5 empty] | CONACYT 2024 (oficial) | {"type":"Feature","properties":{},"geometry":{"type":"LineString","coordinates":[[-107.4181,24.75351],[-107.41836,24.75408],[-107.45084,24.75504],[-107.45136,24.75511]]}}
L.T. CULIACÁN IV - CULIACÁN V | LineString | 115 kV |  | 8.12 km | 115KV-1C-8.12KM-795ACSR-TA | [5 empty] | CONACYT 2024 (oficial) | {"type":"Feature","properties":{},"geometry":{"type":"LineString","coordinates":[[-107.45132,24.75519],[-107.45084,24.75504],[-107.41836,24.75408],[-107.39143,24.75551],[-107.39252,24.76896]]}}
L.T. CULIACÁN SUR - CULIACÁN POTENCIA | LineString | 115 kV |  | 12.41 km | 115KV-2C-12.42KM-795ACSR-TA | [5 empty] | CONACYT 2024 (oficial) | {"type":"Feature","properties":{},"geometry":{"type":"LineString","coordinates":[[-107.3391,24.7324],[-107.34975,24.77264],[-107.35688,24.7718],[-107.35725,24.77058],[-107.36241,24.76794],[-107.39143,24.75551],[-107.41836,24.75408],[-107.4181,24.75351]]}}
L.T. CULIACÁN II - CULIACÁN POTENCIA | LineString | 115 kV |  | 8.7 km | 115KV-1C-8.70KM-795CSR - TA | [5 empty] | CONACYT 2024 (oficial) | {"type":"Feature","properties":{},"geometry":{"type":"LineString","coordinates":[[-107.3391,24.7324],[-107.34975,24.77264],[-107.35688,24.7718],[-107.35546,24.77645],[-107.36971,24.78815],[-107.37074,24.78766]]}}
L.T. CULIACÁN II - CULIACÁN CENTRO | LineString | 115 kV |  | 5.17 km | 115KV-2C-5.17KM-795ACSR-PA | [5 empty] | CONACYT 2024 (oficial) | {"type":"Feature","properties":{},"geometry":{"type":"LineString","coordinates":[[-107.37077,24.78776],[-107.36971,24.78815],[-107.36113,24.80158],[-107.38432,24.80372],[-107.38433,24.80349]]}}
L.T. TRES RIOS - CULIACÁN 1 | LineString | 115 kV |  | 1.63 km | 115KV-2C-1.63KM-795ACSR-TAPA | [5 empty] | CONACYT 2024 (oficial) | {"type":"Feature","properties":{},"geometry":{"type":"LineString","coordinates":[[-107.4058,24.82234],[-107.40574,24.82251],[-107.41003,24.82163],[-107.41153,24.82233],[-107.41437,24.82336],[-107.41488,24.8231],[-107.41702,24.81907],[-107.41697,24.81857]]}}
L.T. MAZATLÁN II - MAZATLÁN I | LineString | 115 kV |  | 3.82 km | 115KV-2C-3.82KM-477ACSR-TA | [5 empty] | CONACYT 2024 (oficial) | {"type":"Feature","properties":{},"geometry":{"type":"LineString","coordinates":[[-106.35446,23.19225],[-106.35362,23.1932],[-106.37709,23.21633],[-106.37728,23.21656]]}}
L.T. VENADILLO - MAZATLÁN NORTE | LineString | 115 kV |  | 6.68 km | 115KV-2C-6.68KM-795ACSR-TA | [5 empty] | CONACYT 2024 (oficial) | {"type":"Feature","properties":{},"geometry":{"type":"LineString","coordinates":[[-106.45812,23.29517],[-106.45448,23.28638],[-106.42348,23.25557],[-106.4253,23.24966],[-106.4253,23.24951]]}}
L.T. VENADILLO - EL HABAL | LineString | 115 kV |  | 5.25 km | 115KV-1C-5.24KM-795ACSR-TA | [5 empty] | CONACYT 2024 (oficial) | {"type":"Feature","properties":{},"geometry":{"type":"LineString","coordinates":[[-106.4582,23.29527],[-106.43892,23.28536],[-106.41158,23.29136]]}}
L.T. EL HABAL - MAZATLÁN NORTE | LineString | 115 kV |  | 5.05 km | 115KV-2C-5.04KM-795ACSR-TA | [5 empty] | CONACYT 2024 (oficial) | {"type":"Feature","properties":{},"geometry":{"type":"LineString","coordinates":[[-106.41157,23.29116],[-106.42348,23.25557],[-106.4253,23.24966],[-106.42522,23.24953]]}}
L.T. MAZTLÁN ORIENTE - MAZATLÁN I | LineString | 115 kV |  | 7.33 km | 115KV-1C-7.32KM-266ACSR-TA/PM | [5 empty] | CONACYT 2024 (oficial) | {"type":"Feature","properties":{},"geometry":{"type":"LineString","coordinates":[[-106.37711,23.21676],[-106.377,23.21654],[-106.37828,23.23923],[-106.40472,23.25925],[-106.4012,23.26634]]}}
L.T. MAZATLÁN NORTE - MAZATLÁN ORIENTE | LineString | 115 kV |  | 4.35 km | 115KV-1C-4.34KM-477ACSR-TA/PM | [5 empty] | CONACYT 2024 (oficial) | {"type":"Feature","properties":{},"geometry":{"type":"LineString","coordinates":[[-106.42502,23.24955],[-106.42508,23.24964],[-106.42461,23.24973],[-106.42172,23.26287],[-106.40805,23.26175],[-106.40125,23.26625]]}}
L.T. MAZATLÁN NORTE - MAZATLÁN I | LineString | 115 kV |  | 9.57 km | 115KV-1C-9.57KM-795ACSR-TA | [5 empty] | CONACYT 2024 (oficial) | {"type":"Feature","properties":{},"geometry":{"type":"LineString","coordinates":[[-106.42507,23.24955],[-106.42508,23.24964],[-106.42461,23.24973],[-106.42172,23.26287],[-106.40805,23.26175],[-106.37828,23.23923],[-106.377,23.21654],[-106.37719,23.21665]]}}
LT GUAMUCHIL - PERICOS | LineString | 115 kV |  | 44.5 km | 115KV-1/2C-44.53KM-336ACSR-PM/TA | [5 empty] | CONACYT 2024 (oficial) | {"type":"Feature","properties":{},"geometry":{"type":"LineString","coordinates":[[-107.98726,25.36751],[-107.94469,25.33394],[-107.90589,25.26442],[-107.90354,25.24924],[-107.87281,25.20492],[-107.81207,25.1809],[-107.79967,25.1695],[-107.78509,25.14494],[-107.76378,25.12573],[-107.6982,25.0893],[-107.69658,25.09109],[-107.69608,25.09092]]}}
LT. KILOMETRO VEINTE TAP-TEAPA | LineString | 115 kV |  | 1.38 km | 115KV-1C-TA | [5 empty] | CONACYT 2024 (oficial) | {"type":"Feature","properties":{},"geometry":{"type":"LineString","coordinates":[[-92.96128,17.59356],[-92.96586,17.58192]]}}
LT PERICOS - CULIACAN I | LineString | 115 kV |  | 42.25 km | 115KV-1/2C-42.27KM-336ACSR-TA/PM | [5 empty] | CONACYT 2024 (oficial) | {"type":"Feature","properties":{},"geometry":{"type":"LineString","coordinates":[[-107.41712,24.81854],[-107.49217,24.89325],[-107.54241,24.94138],[-107.57082,24.9978],[-107.59028,25.00793],[-107.68431,25.0832],[-107.6982,25.0893],[-107.69658,25.09109],[-107.69619,25.09073]]}}
LT CULIACAN 4 - COSTA RICA | LineString | 115 kV |  | 32.48 km | 115KV-2C-32.49KM-477/795ACSR-TA | [5 empty] | CONACYT 2024 (oficial) | {"type":"Feature","properties":{},"geometry":{"type":"LineString","coordinates":[[-107.45163,24.75499],[-107.44016,24.74923],[-107.35692,24.65379],[-107.33372,24.61382],[-107.34103,24.60347],[-107.35913,24.6028],[-107.39482,24.60992],[-107.41461,24.59917],[-107.43328,24.59924],[-107.44239,24.59138]]}}
LT MAZATLAN II - VILLA UNION | LineString | 115 kV |  | 15.67 km | 115KV-1C-15.66KM-266ACSR-PM | [5 empty] | CONACYT 2024 (oficial) | {"type":"Feature","properties":{},"geometry":{"type":"LineString","coordinates":[[-106.35411,23.19243],[-106.35079,23.20069],[-106.32096,23.1972],[-106.259,23.19456],[-106.20827,23.19487]]}}
L.T. LA HIGUERA - CULIACÁN IV | LineString | 115 kV |  | 9.67 km | 115KV-2C-9.67KM-795ACSR-TA | [5 empty] | CONACYT 2024 (oficial) | {"type":"Feature","properties":{},"geometry":{"type":"LineString","coordinates":[[-107.45149,24.75558],[-107.45253,24.75522],[-107.47484,24.73399],[-107.5044,24.72497],[-107.50645,24.70097],[-107.50635,24.70007]]}}
LT EL ROSARIO - ESCUINAPA | LineString | 115 kV |  | 22.64 km | 115KV-1C-22.63KM-477ACSR-PM | [5 empty] | CONACYT 2024 (oficial) | {"type":"Feature","properties":{},"geometry":{"type":"LineString","coordinates":[[-105.78752,22.83817],[-105.79461,22.87165],[-105.81104,22.91501],[-105.83185,22.93523],[-105.83955,22.99881],[-105.87161,23.00557],[-105.87166,23.00524]]}}
LT CULIACAN IV - MILENIUM | LineString | 115 kV |  | 10.32 km | 115KV-1C-10.33KM-CS | [5 empty] | CONACYT 2024 (oficial) | {"type":"Feature","properties":{},"geometry":{"type":"LineString","coordinates":[[-107.43692,24.79868],[-107.4368,24.79882],[-107.42773,24.80134],[-107.43493,24.81502],[-107.44578,24.81094],[-107.4546,24.78429],[-107.45265,24.75606],[-107.4526,24.75547]]}}
LT CULIACAN NORTE - CULIACAN 3 | LineString | 115 kV |  | 6.64 km | 115KV-1C-6.65KM-795ACSR-PA/TA | [5 empty] | CONACYT 2024 (oficial) | {"type":"Feature","properties":{},"geometry":{"type":"LineString","coordinates":[[-107.3626,24.83009],[-107.36355,24.83051],[-107.38101,24.83842],[-107.39154,24.83611],[-107.39188,24.83622],[-107.39168,24.86186]]}}
LT CULIACAN II - CULIACAN ORIENTE | LineString | 115 kV |  | 5.23 km | 115KV-1C-5.23KM-795ACSR-PA | [5 empty] | CONACYT 2024 (oficial) | {"type":"Feature","properties":{},"geometry":{"type":"LineString","coordinates":[[-107.37083,24.78786],[-107.36971,24.78815],[-107.36113,24.80158],[-107.36127,24.80243],[-107.33844,24.80341]]}}
LT QUILA - COSTA RICA | LineString | 115 kV |  | 37.22 km | 115KV-1C-37.23KM-477/795ACSR-PM | [5 empty] | CONACYT 2024 (oficial) | {"type":"Feature","properties":{},"geometry":{"type":"LineString","coordinates":[[-107.21361,24.42477],[-107.21048,24.43459],[-107.29362,24.54584],[-107.33372,24.61382],[-107.34103,24.60347],[-107.35913,24.6028],[-107.39482,24.60992],[-107.41461,24.59916],[-107.43328,24.59924],[-107.44239,24.59138]]}}
LT CULIACAN 3 - CULIACAN ORIENTE | LineString | 115 kV |  | 5.7 km | 115KV-1C-5.70KM-795ACSR-PA/TA | [5 empty] | CONACYT 2024 (oficial) | {"type":"Feature","properties":{},"geometry":{"type":"LineString","coordinates":[[-107.36275,24.82986],[-107.36312,24.83012],[-107.36391,24.81845],[-107.36127,24.80243],[-107.33844,24.80341]]}}
LT UNIDAD DEPORTIVA - MAZATLAN CENTRO | LineString | 115 kV |  | 3.47 km | 115KV-1C-3.46KM-750 CS | [5 empty] | CONACYT 2024 (oficial) | {"type":"Feature","properties":{},"geometry":{"type":"LineString","coordinates":[[-106.42541,23.24948],[-106.42273,23.23129],[-106.42884,23.2285]]}}
LT UNIDAD DEPORTIVA - MAZATLAN NORTE | LineString | 115 kV |  | 4.34 km | 115KV-1C-4.34KM-750 CS | [5 empty] | CONACYT 2024 (oficial) | {"type":"Feature","properties":{},"geometry":{"type":"LineString","coordinates":[[-106.41404,23.20252],[-106.42273,23.23129],[-106.42884,23.2285]]}}
LT NAVOLATO - LA HIGUERA | LineString | 115 kV |  | 28.43 km | 115KV-2C-28.44KM-795ACSR-TA | [5 empty] | CONACYT 2024 (oficial) | {"type":"Feature","properties":{},"geometry":{"type":"LineString","coordinates":[[-107.50671,24.70007],[-107.5095,24.70571],[-107.50985,24.72042],[-107.53086,24.76884],[-107.5539,24.7665],[-107.58899,24.72903],[-107.64357,24.72277],[-107.67041,24.72292],[-107.69321,24.75158]]}}
L.T. LA HIGUERA - CULIACÁN I | LineString | 115 kV |  | 19.04 km | 115KV-2C-19.05KM-795ACSR-TA | [5 empty] | CONACYT 2024 (oficial) | {"type":"Feature","properties":{},"geometry":{"type":"LineString","coordinates":[[-107.41726,24.81844],[-107.41752,24.81873],[-107.44578,24.81094],[-107.4546,24.78429],[-107.45265,24.75606],[-107.45253,24.75522],[-107.47484,24.73399],[-107.5044,24.72497],[-107.50645,24.70097],[-107.50646,24.70007]]}}
LT CULIACAN 3 - HUMAYA | LineString | 115 kV |  | 29.81 km | 115KV-2C-29.82KM-795ACSR-TA | [5 empty] | CONACYT 2024 (oficial) | {"type":"Feature","properties":{},"geometry":{"type":"LineString","coordinates":[[-107.39236,25.09633],[-107.39238,25.09609],[-107.38707,25.07182],[-107.3816,25.02099],[-107.37842,24.94624],[-107.36677,24.83845],[-107.36294,24.83044],[-107.36249,24.83024]]}}
LT CULIACAN 3 - HUMAYA | LineString | 115 kV |  | 29.81 km | 115KV-2C-29.82KM-795ACSR-TA | [5 empty] | CONACYT 2024 (oficial) | {"type":"Feature","properties":{},"geometry":{"type":"LineString","coordinates":[[-107.3923,25.09633],[-107.39238,25.09609],[-107.38707,25.07182],[-107.3816,25.02099],[-107.37842,24.94624],[-107.36677,24.83845],[-107.36294,24.83044],[-107.36253,24.83019]]}}
L.T. LA HIGUERA - CULIACÁN IV | LineString | 115 kV |  | 9.67 km | 115KV-2C-9.67KM-795ACSR-TA | [5 empty] | CONACYT 2024 (oficial) | {"type":"Feature","properties":{},"geometry":{"type":"LineString","coordinates":[[-107.45149,24.75558],[-107.45253,24.75522],[-107.47484,24.73399],[-107.5044,24.72497],[-107.50645,24.70097],[-107.50618,24.70007]]}}
L.T. LA HIGUERA - CULIACÁN I | LineString | 115 kV |  | 19.04 km | 115KV-2C-19.05KM-795ACSR-TA | [5 empty] | CONACYT 2024 (oficial) | {"type":"Feature","properties":{},"geometry":{"type":"LineString","coordinates":[[-107.41719,24.8185],[-107.41752,24.81873],[-107.44578,24.81094],[-107.4546,24.78429],[-107.45265,24.75606],[-107.45253,24.75522],[-107.47484,24.73399],[-107.5044,24.72497],[-107.50645,24.70097],[-107.50654,24.70006]]}}
LT CULIACAN I - MILENIUM | LineString | 115 kV |  | 5.67 km | 115KV-1C-5.67KM-CS | [5 empty] | CONACYT 2024 (oficial) | {"type":"Feature","properties":{},"geometry":{"type":"LineString","coordinates":[[-107.43675,24.79875],[-107.4368,24.79882],[-107.42773,24.80134],[-107.43161,24.8087]]}}
L.T. CULIACÁN II - LIBRAMIENTO | LineString | 115 kV |  | 5.75 km | 115KV-1C-5.75KM-795ACSR-PA | [5 empty] | CONACYT 2024 (oficial) | {"type":"Feature","properties":{},"geometry":{"type":"LineString","coordinates":[[-107.3707,24.78758],[-107.36971,24.78815],[-107.35546,24.77645],[-107.35725,24.77058],[-107.36241,24.76794],[-107.35716,24.75284],[-107.35714,24.75259]]}}
LT CULIACAN 3 - SANALONA | LineString | 115 kV |  | 24.76 km | 115 KV-1C-24.76KM-266ACSR-TA/PM | [5 empty] | CONACYT 2024 (oficial) | {"type":"Feature","properties":{},"geometry":{"type":"LineString","coordinates":[[-107.14934,24.81318],[-107.23354,24.77148],[-107.24558,24.76949],[-107.29771,24.80161],[-107.3139,24.80404],[-107.36267,24.82946]]}}
L.T. CULIACÁN V - LIBRAMIENTO | LineString | 115 kV |  | 6.22 km | 115KV-1C-6.22KM-795ACSR-PA | [5 empty] | CONACYT 2024 (oficial) | {"type":"Feature","properties":{},"geometry":{"type":"LineString","coordinates":[[-107.35707,24.75262],[-107.35716,24.75284],[-107.36241,24.76794],[-107.38614,24.75605],[-107.39208,24.76934]]}}
L.T. CULIACÁN V - CULIACÁN POTENCIA | LineString | 115 kV |  | 10.83 km | 115 KV-2C-10.83KM-900ACSR-TA | [5 empty] | CONACYT 2024 (oficial) | {"type":"Feature","properties":{},"geometry":{"type":"LineString","coordinates":[[-107.39245,24.76902],[-107.39189,24.7686],[-107.37561,24.73337],[-107.3376,24.72428],[-107.34106,24.72974],[-107.3385,24.73171],[-107.33859,24.73216],[-107.33909,24.73231]]}}
L.T. CULIACÁN POTENCIA - COMEDERO | LineString | 115 kV |  | 60.87 km | 115KV-2C-60.88KM-900ACSR-TAPA | [5 empty] | CONACYT 2024 (oficial) | {"type":"Feature","properties":{},"geometry":{"type":"LineString","coordinates":[[-106.807,24.56798],[-106.80742,24.569],[-106.83706,24.62066],[-106.85822,24.63631],[-106.9724,24.63461],[-107.08602,24.64515],[-107.33444,24.71772],[-107.3376,24.72428],[-107.34106,24.72974],[-107.3385,24.73171],[-107.33859,24.73216],[-107.33904,24.73208]]}}
LT GUAMUCHIL II - BACURATO | LineString | 115 kV |  | 51.2 km | 115KV-2C-51.24KM-795ACSR-TA | [5 empty] | CONACYT 2024 (oficial) | {"type":"Feature","properties":{},"geometry":{"type":"LineString","coordinates":[[-107.94496,25.87825],[-107.94453,25.87886],[-107.93401,25.87693],[-107.89712,25.82575],[-107.92994,25.72066],[-108.08484,25.53007],[-108.08215,25.48777],[-108.08151,25.48728]]}}
LT GUAMUCHIL II - BACURATO | LineString | 115 kV |  | 51.2 km | 115KV-2C-51.24KM-795ACSR-TA | [5 empty] | CONACYT 2024 (oficial) | {"type":"Feature","properties":{},"geometry":{"type":"LineString","coordinates":[[-107.94509,25.87832],[-107.94453,25.87886],[-107.93401,25.87693],[-107.89712,25.82575],[-107.92994,25.72066],[-108.08484,25.53007],[-108.08215,25.48777],[-108.08164,25.48723]]}}
LT. LERMA-CHAMPOTON | LineString | 115 kV |  | 95.19 km | 115KV-1C-95.21KM-TA | [5 empty] | CONACYT 2024 (oficial) | {"type":"Feature","properties":{},"geometry":{"type":"LineString","coordinates":[[-90.61359,19.79381],[-90.61257,19.79343],[-90.6058,19.79087],[-90.50306,19.7828],[-90.49025,19.78479],[-90.45478,19.75043],[-90.41602,19.72146],[-90.35379,19.71424],[-90.34623,19.67321],[-90.38979,19.58888],[-90.43038,19.56524],[-90.48475,19.47931],[-90.53885,19.43174],[-90.5793,19.38464],[-90.69008,19.30264],[-90.69836,19.30355],[-90.72742,19.32479]]}}
LT. ANGOSTURA-MAPASTEPEC LINEA 1 | LineString | 115 kV |  | 113.18 km | 115KV-1C-112.84KM-TA | [5 empty] | CONACYT 2024 (oficial) | {"type":"Feature","properties":{},"geometry":{"type":"LineString","coordinates":[[-92.88705,15.45706],[-92.88423,15.4708],[-92.89432,15.47729],[-92.91747,15.54213],[-92.94236,15.61701],[-92.95964,15.64437],[-92.97275,15.68667],[-92.97232,15.7577],[-92.94124,15.79381],[-92.92195,15.90354],[-92.89014,15.93709],[-92.86882,15.95603],[-92.82268,16.06935],[-92.82427,16.1363],[-92.78256,16.27284],[-92.76092,16.30311],[-92.77068,16.3973],[-92.77659,16.4014]]}}
LT. ANGOSTURA-MAPASTEPEC | LineString | 115 kV |  | 159.07 km | 115KV-2C-158.05KM-TA | [5 empty] | CONACYT 2024 (oficial) | {"type":"Feature","properties":{},"geometry":{"type":"LineString","coordinates":[[-92.88713,15.45709],[-92.88472,15.47056],[-92.98385,15.53378],[-93.00243,15.55365],[-93.02302,15.56717],[-93.03663,15.56727],[-93.11848,15.62427],[-93.12139,15.64082],[-93.15091,15.66455],[-93.16897,15.67185],[-93.17789,15.6852],[-93.18818,15.72068],[-93.21947,15.88501],[-93.21246,15.89765],[-93.07309,15.93464],[-93.01795,15.91849],[-92.95692,15.8935],[-92.93411,15.89454],[-92.89126,15.93786],[-92.87001,15.95674],[-92.82395,16.06986],[-92.82554,16.13679],[-92.81183,16.1774],[-92.78379,16.27346],[-92.7622,16.30366],[-92.77089,16.39731],[-92.77643,16.40135]]}}
LT. ANGOSTURA TAP-PIJIJIAPAN | LineString | 115 kV |  | 0.29 km | 115KV-1C-0.30KM-TA | [5 empty] | CONACYT 2024 (oficial) | {"type":"Feature","properties":{},"geometry":{"type":"LineString","coordinates":[[-93.17743,15.67168],[-93.17584,15.6732]]}}
LT. MAPASTEPEC TAP-HUIXTLA | LineString | 115 kV |  | 1.03 km | 115KV-1C-1.0KM-TA | [5 empty] | CONACYT 2024 (oficial) | {"type":"Feature","properties":{},"geometry":{"type":"LineString","coordinates":[[-92.45225,15.14671],[-92.46173,15.1469]]}}
LT. LERMA-TICUL II | LineString | 115 kV |  | 93.59 km | 115KV-1C-142.96KM-TA | [5 empty] | CONACYT 2024 (oficial) | {"type":"Feature","properties":{},"geometry":{"type":"LineString","coordinates":[[-89.99549,20.28425],[-90.07196,20.2772],[-90.11922,20.18781],[-90.12613,20.17474],[-90.19277,20.10146],[-90.22015,20.036],[-90.38678,19.92222],[-90.44069,19.8977],[-90.47716,19.81436],[-90.48895,19.78499],[-90.49076,19.78517],[-90.50446,19.78338],[-90.60577,19.79114],[-90.61257,19.79343],[-90.61298,19.79412]]}}
LT. LERMA-MAXCANU | LineString | 115 kV |  | 122.86 km | 115KV-1C-115.93KM-TA | [5 empty] | CONACYT 2024 (oficial) | {"type":"Feature","properties":{},"geometry":{"type":"LineString","coordinates":[[-89.98333,20.59568],[-89.98294,20.59511],[-90.0224,20.51986],[-90.06786,20.37495],[-90.07287,20.35815],[-90.06236,20.2959],[-90.12628,20.17485],[-90.1931,20.10137],[-90.22037,20.03611],[-90.40591,19.91996],[-90.44191,19.90084],[-90.44075,19.8988],[-90.49076,19.78517],[-90.50446,19.78338],[-90.60592,19.79167],[-90.61254,19.79441]]}}
LT. CAYAL TAP-LERMA | LineString | 115 kV |  | 18.8 km | 115KV-1C-18.8KM-TA | [5 empty] | CONACYT 2024 (oficial) | {"type":"Feature","properties":{},"geometry":{"type":"LineString","coordinates":[[-90.17628,19.72725],[-90.18641,19.73112],[-90.34953,19.71375],[-90.35379,19.71424]]}}
LT. ESCARCEGA POTENCIA TAP.-CHICBUL | LineString | 115 kV |  | 0.06 km | 115KV-1C-.05KM-TA | [5 empty] | CONACYT 2024 (oficial) | {"type":"Feature","properties":{},"geometry":{"type":"LineString","coordinates":[[-90.95525,18.74861],[-90.95557,18.74821]]}}
LT. ANGOSTURA-SCHPOINA | LineString | 115 kV |  | 39.35 km | 115KV-1C-39.29KM-TA | [5 empty] | CONACYT 2024 (oficial) | {"type":"Feature","properties":{},"geometry":{"type":"LineString","coordinates":[[-92.42817,16.31373],[-92.57357,16.3247],[-92.69564,16.3755],[-92.74776,16.4031],[-92.77652,16.40169]]}}
LT. ANGOSTURA TAP.-FLORES MAGON | LineString | 115 kV |  | 1.04 km | 115KV-1C-1.03KM-TA | [5 empty] | CONACYT 2024 (oficial) | {"type":"Feature","properties":{},"geometry":{"type":"LineString","coordinates":[[-92.57357,16.3247],[-92.56868,16.31696]]}}
LT. SCHPOINA-COMITAN | LineString | 115 kV |  | 42.94 km | 115KV-1C-42.92KM-TA | [5 empty] | CONACYT 2024 (oficial) | {"type":"Feature","properties":{},"geometry":{"type":"LineString","coordinates":[[-92.1324,16.20512],[-92.18841,16.17067],[-92.21786,16.13237],[-92.27321,16.17479],[-92.28101,16.18697],[-92.30754,16.20126],[-92.34931,16.23303],[-92.37829,16.2694],[-92.42504,16.30884],[-92.42802,16.31381]]}}
LT PUNTO P - S 2 | LineString | 115 kV |  | 9.74 km | 115KV-1C-477ACSR-PM | [5 empty] | CONACYT 2024 (oficial) | {"type":"Feature","properties":{},"geometry":{"type":"LineString","coordinates":[[-111.47349,28.75364],[-111.47373,28.83928],[-111.47512,28.84043]]}}
LT. MANUEL MORENO TORRES TAP-BOCHIL | LineString | 115 kV |  | 13.1 km | LT115KV-1C-13.09KM-TA | [5 empty] | CONACYT 2024 (oficial) | {"type":"Feature","properties":{},"geometry":{"type":"LineString","coordinates":[[-92.91075,16.99671],[-92.90556,16.99056],[-92.91945,16.96305],[-92.91063,16.94807],[-92.91028,16.92472],[-92.92058,16.90451],[-92.93349,16.89356]]}}
LT. SAN CRISTOBAL OTE.-OCOSINGO | LineString | 115 kV |  | 69.95 km | 115KV-1C-70KM-TA | [5 empty] | CONACYT 2024 (oficial) | {"type":"Feature","properties":{},"geometry":{"type":"LineString","coordinates":[[-92.60036,16.73795],[-92.59626,16.73492],[-92.58618,16.69257],[-92.56207,16.67063],[-92.48675,16.6976],[-92.41524,16.74685],[-92.37745,16.75563],[-92.35162,16.76614],[-92.32421,16.80682],[-92.1736,16.81878],[-92.12423,16.81863],[-92.10674,16.8467],[-92.10028,16.89521]]}}
LT. ARRIAGA-TONALA | LineString | 115 kV |  | 32.16 km | 115KV-1C-32.15KM-TA | [5 empty] | CONACYT 2024 (oficial) | {"type":"Feature","properties":{},"geometry":{"type":"LineString","coordinates":[[-93.90967,16.24557],[-93.88332,16.24961],[-93.85808,16.23407],[-93.81176,16.12879],[-93.78614,16.10495],[-93.78097,16.08171],[-93.77156,16.07241],[-93.73467,16.05086],[-93.72807,16.05317]]}}
LT. CINTALAPA TAP.-LIBERACION MEXICANA | LineString | 115 kV |  | 1.71 km | 115KV-1C-1.70KM-TA | [5 empty] | CONACYT 2024 (oficial) | {"type":"Feature","properties":{},"geometry":{"type":"LineString","coordinates":[[-93.8275,16.42882],[-93.81319,16.42516]]}}
LT. OCOZOCOAUTLA TAP.-LA GARZA | LineString | 115 kV |  | 0.09 km | 115KV-1C-0.09KM-TA | [5 empty] | CONACYT 2024 (oficial) | {"type":"Feature","properties":{},"geometry":{"type":"LineString","coordinates":[[-93.32898,16.32366],[-93.32894,16.32437]]}}
LT. ANGOSTURA TAP.-INDEPENDENCIA | LineString | 115 kV |  | 0.81 km | 115KV-1C-0.11 | [5 empty] | CONACYT 2024 (oficial) | {"type":"Feature","properties":{},"geometry":{"type":"LineString","coordinates":[[-92.82295,16.0687],[-92.8278,16.07386]]}}
LT.MAPASTEPEC-BELISARIO DOMINGUEZ | LineString | 115 kV |  | 93.04 km | 115KV-2C-92.33KM-TA | [5 empty] | CONACYT 2024 (oficial) | {"type":"Feature","properties":{},"geometry":{"type":"LineString","coordinates":[[-92.88697,15.45701],[-92.88421,15.47032],[-92.77062,15.3984],[-92.65948,15.33601],[-92.63545,15.33474],[-92.51987,15.16362],[-92.4614,15.15974],[-92.34975,14.97878],[-92.32932,14.90712]]}}
LT. MAPASTEPEC TAP.-ACACOYAGUA | LineString | 115 kV |  | 0.51 km | 115KV-1C-0.51KM | [5 empty] | CONACYT 2024 (oficial) | {"type":"Feature","properties":{},"geometry":{"type":"LineString","coordinates":[[-92.68019,15.34454],[-92.68081,15.34877]]}}
LT. SALOYA-LA CHOCA | LineString | 115 kV |  | 1.54 km | 115KV-1C-1.54KM-TA | [5 empty] | CONACYT 2024 (oficial) | {"type":"Feature","properties":{},"geometry":{"type":"LineString","coordinates":[[-92.96438,18.01062],[-92.95922,18.001]]}}
LT. BELISARIO DOMINGUEZ-TAPACHULA AEROPUERTO | LineString | 115 kV |  | 6.43 km | 115KV-1C-6.42KM-TA | [5 empty] | CONACYT 2024 (oficial) | {"type":"Feature","properties":{},"geometry":{"type":"LineString","coordinates":[[-92.32915,14.90719],[-92.32402,14.88981],[-92.29086,14.87419]]}}
LT.TAPACHULA-TAPACHULA ORIENTE | LineString | 115 kV |  | 8.31 km | 115KV-1C-8.27KM-TA | [5 empty] | CONACYT 2024 (oficial) | {"type":"Feature","properties":{},"geometry":{"type":"LineString","coordinates":[[-92.21909,14.89981],[-92.22819,14.93082],[-92.25486,14.93545],[-92.25841,14.92302]]}}
LT. TAPACHULA AEROPUERTO-TAPACHULA ORIENTE | LineString | 115 kV |  | 12.76 km | 115KV-1C-12.74KM-TA | [5 empty] | CONACYT 2024 (oficial) | {"type":"Feature","properties":{},"geometry":{"type":"LineString","coordinates":[[-92.21914,14.89971],[-92.26281,14.85906],[-92.28627,14.85687],[-92.28688,14.86814],[-92.29078,14.87407]]}}
LT. SAN CRISTOBAL-SAN CRISTOBAL OTE | LineString | 115 kV |  | 14.46 km | 115KV-1C-14.46KM-TA | [5 empty] | CONACYT 2024 (oficial) | {"type":"Feature","properties":{},"geometry":{"type":"LineString","coordinates":[[-92.60036,16.73795],[-92.59626,16.73492],[-92.58618,16.69257],[-92.63439,16.69612],[-92.65302,16.7084],[-92.65345,16.71986]]}}
LT. TAPACHULA POTENCIA-TAPACHULA AEROPUERTO L2 | LineString | 115 kV |  | 10.24 km | 115KV-1C-TA/PM. | [5 empty] | CONACYT 2024 (oficial) | {"type":"Feature","properties":{},"geometry":{"type":"LineString","coordinates":[[-92.29078,14.87407],[-92.28688,14.86814],[-92.29405,14.84888],[-92.30422,14.84427],[-92.31398,14.85564],[-92.33161,14.85573],[-92.34538,14.86167],[-92.34797,14.86573]]}}
LT. TAPACHULA POTENCIA-PUERTO MADERO | LineString | 115 kV |  | 22.67 km | 115KV-1C-22.67KM-TA | [5 empty] | CONACYT 2024 (oficial) | {"type":"Feature","properties":{},"geometry":{"type":"LineString","coordinates":[[-92.39803,14.73361],[-92.39646,14.73938],[-92.34268,14.80472],[-92.32133,14.81281],[-92.30422,14.84427],[-92.31398,14.85564],[-92.33161,14.85573],[-92.34538,14.86167],[-92.34773,14.86534]]}}
LT. EL SABINO-TUXTLA SUR | LineString | 115 kV |  | 8.09 km | 115KV-1C-8.0KM-TA | [5 empty] | CONACYT 2024 (oficial) | {"type":"Feature","properties":{},"geometry":{"type":"LineString","coordinates":[[-93.19831,16.74302],[-93.20595,16.767],[-93.20571,16.76807],[-93.19547,16.8059],[-93.18964,16.81007]]}}
LT. MALPASO I-MEZCALAPA | LineString | 115 kV |  | 55.1 km | 115KV-1C-55.13KM-TA | [5 empty] | CONACYT 2024 (oficial) | {"type":"Feature","properties":{},"geometry":{"type":"LineString","coordinates":[[-93.48408,17.65423],[-93.48454,17.65391],[-93.48587,17.65147],[-93.50082,17.55197],[-93.51353,17.50507],[-93.5149,17.44669],[-93.53033,17.41812],[-93.53776,17.38483],[-93.55464,17.37256],[-93.56296,17.35124],[-93.56701,17.25224],[-93.58206,17.21835],[-93.58454,17.19504],[-93.59149,17.1788]]}}
LT. MALPASO I-PEÑITAS | LineString | 115 kV |  | 36.68 km | 115KV-1C-36.65KM-TA | [5 empty] | CONACYT 2024 (oficial) | {"type":"Feature","properties":{},"geometry":{"type":"LineString","coordinates":[[-93.46483,17.44553],[-93.46882,17.44414],[-93.47028,17.44526],[-93.51111,17.43297],[-93.52172,17.43407],[-93.53033,17.41812],[-93.53776,17.38483],[-93.55464,17.37256],[-93.56296,17.35124],[-93.56701,17.25224],[-93.58206,17.21835],[-93.58454,17.19504],[-93.59215,17.17914]]}}
LT. PEÑITAS-MEZCALAPA | LineString | 115 kV |  | 28.98 km | 115KV-1C-28.96KM-TA | [5 empty] | CONACYT 2024 (oficial) | {"type":"Feature","properties":{},"geometry":{"type":"LineString","coordinates":[[-93.48397,17.65431],[-93.48454,17.65391],[-93.48587,17.65147],[-93.50082,17.55197],[-93.51353,17.50507],[-93.5149,17.44669],[-93.5108,17.44291],[-93.47828,17.44761],[-93.47028,17.44526],[-93.46882,17.44414],[-93.46492,17.44569]]}}
LT. MANUEL MORENO TORRES-EL SABINO | LineString | 115 kV |  | 24.47 km | 115KV-1C-24.37KM-TA | [5 empty] | CONACYT 2024 (oficial) | {"type":"Feature","properties":{},"geometry":{"type":"LineString","coordinates":[[-93.09376,16.94021],[-93.0955,16.93678],[-93.11334,16.93315],[-93.16,16.93833],[-93.16604,16.93618],[-93.19167,16.89166],[-93.19834,16.87166],[-93.19834,16.80693],[-93.18964,16.81013]]}}
LT. CARDENAS I-COMACALCO | LineString | 115 kV |  | 35.12 km | 115KV-1C-35.10KM-TA | [5 empty] | CONACYT 2024 (oficial) | {"type":"Feature","properties":{},"geometry":{"type":"LineString","coordinates":[[-93.21084,18.2439],[-93.21344,18.24262],[-93.23266,18.18426],[-93.2754,18.14375],[-93.33684,18.1005],[-93.38596,18.05392],[-93.39347,18.01441],[-93.39335,17.9984]]}}
LT. EL ZOPO-LOS RIOS | LineString | 115 kV |  | 62.6 km | 115KV-1C-62.58KM-TA | [5 empty] | CONACYT 2024 (oficial) | {"type":"Feature","properties":{},"geometry":{"type":"LineString","coordinates":[[-91.86913,17.7595],[-91.87048,17.76071],[-91.87258,17.76081],[-92.0646,17.69564],[-92.24165,17.69997],[-92.40119,17.68284],[-92.43112,17.6669],[-92.4402,17.66967]]}}
LT. ZAPATA II-LOS RIOS | LineString | 115 kV |  | 0.17 km | 115KV-1C-0.20KM-PA | [5 empty] | CONACYT 2024 (oficial) | {"type":"Feature","properties":{},"geometry":{"type":"LineString","coordinates":[[-91.87017,17.76046],[-91.86924,17.75944]]}}
LT. VILLAHERMOSA NORTE-SALOYA | LineString | 115 kV |  | 6.18 km | 115KV-1C-6.15KM-TA | [5 empty] | CONACYT 2024 (oficial) | {"type":"Feature","properties":{},"geometry":{"type":"LineString","coordinates":[[-92.92552,18.04875],[-92.92559,18.04829],[-92.9375,18.04387],[-92.95914,18.02406],[-92.96397,18.01076]]}}
LT. VILLAHERMOSA NORTE-LA CHOCA | LineString | 115 kV |  | 7.76 km | 115KV-1C-7.73KM-TA | [5 empty] | CONACYT 2024 (oficial) | {"type":"Feature","properties":{},"geometry":{"type":"LineString","coordinates":[[-92.95922,18.001],[-92.96438,18.01062],[-92.96397,18.01076],[-92.95914,18.02406],[-92.9375,18.04387],[-92.92559,18.04829],[-92.92549,18.04873]]}}
LT. KILOMETRO VEINTE-TACOTALPA | LineString | 115 kV |  | 46.32 km | 115KV-1C-PC | [5 empty] | CONACYT 2024 (oficial) | {"type":"Feature","properties":{},"geometry":{"type":"LineString","coordinates":[[-92.8433,17.57417],[-92.8612,17.55636],[-92.93329,17.57858],[-92.95343,17.58198],[-92.96128,17.59356],[-92.97707,17.6162],[-92.984,17.64572],[-92.97847,17.65588],[-92.97906,17.67495],[-92.95552,17.71706],[-92.93521,17.72387],[-92.92124,17.74352],[-92.93138,17.77033],[-92.92491,17.8444]]}}
LT TRES VIRGENES - SANTA ROSALIA | LineString | 115 kV |  | 36.7 km | 115 KV - 1C - 477 ACSR - PM | [5 empty] | CONACYT 2024 (oficial) | {"type":"Feature","properties":{},"geometry":{"type":"LineString","coordinates":[[-112.27139,27.35382],[-112.29742,27.36328],[-112.32931,27.39055],[-112.35678,27.38312],[-112.39761,27.3787],[-112.43591,27.4045],[-112.46064,27.41828],[-112.52615,27.50197],[-112.53374,27.49765],[-112.5567,27.50696]]}}
LT NAVOJOA - PUEBLO NUEVO | LineString | 115 kV |  | 7.02 km | 115 KV - 1C - 795 ACSR - TA | [5 empty] | CONACYT 2024 (oficial) | {"type":"Feature","properties":{},"geometry":{"type":"LineString","coordinates":[[-109.37483,27.07056],[-109.37495,27.0712],[-109.38758,27.06997],[-109.41912,27.05145],[-109.4367,27.04949],[-109.43854,27.04951]]}}
LT NAVOJOA - NAVOJOA NORTE | LineString | 115 kV |  | 3.64 km | 115 KV - 2C - 795 ACSR - TA | [5 empty] | CONACYT 2024 (oficial) | {"type":"Feature","properties":{},"geometry":{"type":"LineString","coordinates":[[-109.46232,27.08212],[-109.4657,27.11429],[-109.46535,27.1142],[-109.46533,27.11401]]}}
LT NAVOJOA - HUATABAMPO | LineString | 115 kV |  | 32.15 km | 115 KV - 1C - 477 ACSR - PM | [5 empty] | CONACYT 2024 (oficial) | {"type":"Feature","properties":{},"geometry":{"type":"LineString","coordinates":[[-109.43909,27.04944],[-109.45477,27.03714],[-109.47545,27.03663],[-109.50209,27.01988],[-109.53744,26.99309],[-109.62327,26.93135],[-109.61894,26.9074],[-109.62883,26.9003],[-109.63789,26.85375]]}}
LT SAHUARO - 6 DE ABRIL | LineString | 115 kV |  | 38.19 km | 115KV-1C-477ACSR-TA | [5 empty] | CONACYT 2024 (oficial) | {"type":"Feature","properties":{},"geometry":{"type":"LineString","coordinates":[[-112.67851,30.80248],[-112.71228,30.80464],[-112.75099,30.82238],[-112.87767,30.84705],[-112.96919,30.89757],[-112.96965,30.96916]]}}
LT VALLE DEL MAYO TAP NAVOJOA - HUATABAMPO | LineString | 115 kV |  | 6.49 km | 115 KV - 1C - 477 ACSR - TA/PM | [5 empty] | CONACYT 2024 (oficial) | {"type":"Feature","properties":{},"geometry":{"type":"LineString","coordinates":[[-109.66441,26.96337],[-109.6379,26.95094],[-109.63196,26.935],[-109.62005,26.93379]]}}
LT OBREGON I - VALLE DEL YAQUI II | LineString | 115 kV |  | 27.86 km | 115 KV - 1C - 266 ACSR - TA/PM | [5 empty] | CONACYT 2024 (oficial) | {"type":"Feature","properties":{},"geometry":{"type":"LineString","coordinates":[[-109.9335,27.26341],[-109.93273,27.28067],[-109.91224,27.28089],[-109.9115,27.32087],[-109.91174,27.44568],[-109.89137,27.44577],[-109.88709,27.45332],[-109.90593,27.46741],[-109.90623,27.46774]]}}
LT OBREGON I - OBREGON III | LineString | 115 kV |  | 8.53 km | 115 KV - 2C - 795 ACSR - TA/PA | [5 empty] | CONACYT 2024 (oficial) | {"type":"Feature","properties":{},"geometry":{"type":"LineString","coordinates":[[-109.92539,27.52357],[-109.92505,27.52363],[-109.92303,27.52372],[-109.90529,27.52541],[-109.90564,27.46864],[-109.90609,27.46797]]}}
LT OBREGON I - GAMESA | LineString | 115 kV |  | 2.08 km | 115 KV - 1C - 266 ACSR - PM | [5 empty] | CONACYT 2024 (oficial) | {"type":"Feature","properties":{},"geometry":{"type":"LineString","coordinates":[[-109.91893,27.48016],[-109.90686,27.46718],[-109.90662,27.46756]]}}
LT OBREGON 4 - OBREGON I | LineString | 115 kV |  | 10.53 km | 115 KV - 1C - 795 ACSR - TA/PA | [5 empty] | CONACYT 2024 (oficial) | {"type":"Feature","properties":{},"geometry":{"type":"LineString","coordinates":[[-109.90655,27.46751],[-109.90686,27.46718],[-109.95294,27.46431],[-109.95652,27.44993],[-109.95095,27.43722],[-109.93414,27.42928]]}}
LT OBREGON 4 - OBREGON II | LineString | 115 kV |  | 9.2 km | 115 KV - 2C - 795 ACSR - TA | [5 empty] | CONACYT 2024 (oficial) | {"type":"Feature","properties":{},"geometry":{"type":"LineString","coordinates":[[-109.93424,27.42929],[-109.951,27.43724],[-109.95651,27.44992],[-109.95474,27.47255],[-109.97428,27.48889]]}}
LT COCORIT - SINATEX | LineString | 115 kV |  | 0.74 km | 115 KV - 1C - 266 ACSR - PA | [5 empty] | CONACYT 2024 (oficial) | {"type":"Feature","properties":{},"geometry":{"type":"LineString","coordinates":[[-109.95496,27.56172],[-109.94813,27.56113]]}}
LT OBREGON III - COCORIT | LineString | 115 kV |  | 7.44 km | 115 KV - 1/2C - 795 ACSR - TA/PA | [5 empty] | CONACYT 2024 (oficial) | {"type":"Feature","properties":{},"geometry":{"type":"LineString","coordinates":[[-109.92564,27.52398],[-109.92605,27.52395],[-109.9277,27.52357],[-109.94871,27.51958],[-109.94876,27.54806],[-109.95512,27.56147],[-109.95505,27.56171]]}}
L.T. OBREGON II - COCORIT | LineString | 115 kV |  | 9.96 km | 115 KV - 1/2C - 795 ACSR - TA/PA | [5 empty] | CONACYT 2024 (oficial) | {"type":"Feature","properties":{},"geometry":{"type":"LineString","coordinates":[[-109.97452,27.48925],[-109.97532,27.48916],[-109.97499,27.50265],[-109.94871,27.51958],[-109.94876,27.54806],[-109.95512,27.56147],[-109.95516,27.56173]]}}
LT VALLE DEL YAQUI TAP OBREGON II - EMPALME | LineString | 115 kV |  | 13.62 km | 115 KV - 1C - 4/0 - PM | [5 empty] | CONACYT 2024 (oficial) | {"type":"Feature","properties":{},"geometry":{"type":"LineString","coordinates":[[-110.03464,27.40894],[-110.035,27.51877],[-110.02682,27.52955]]}}
LT HERMOSILLO 5 - HERMOSILLO 8 | LineString | 115 kV |  | 8.62 km | 115 KV - 2C - 795 ACSR - TA | [5 empty] | CONACYT 2024 (oficial) | {"type":"Feature","properties":{},"geometry":{"type":"LineString","coordinates":[[-110.91899,29.03085],[-110.91881,29.03132],[-110.83437,29.03282],[-110.83446,29.03316]]}}
LT LOMA - LADRILLERAS | LineString | 115 kV |  | 7.12 km | 115 KV - 2C - 336 ACSR - PA | [5 empty] | CONACYT 2024 (oficial) | {"type":"Feature","properties":{},"geometry":{"type":"LineString","coordinates":[[-111.00406,29.14562],[-111.00377,29.14558],[-111.00347,29.14533],[-110.99631,29.14454],[-111.00193,29.19969],[-111.00302,29.19959],[-111.00307,29.19977]]}}
LT HERMOSILLO 1 - HERMOSILLO 9 | LineString | 115 kV |  | 1.81 km | 115 KV - 1C - 477 ACSR - TA/PA | [5 empty] | CONACYT 2024 (oficial) | {"type":"Feature","properties":{},"geometry":{"type":"LineString","coordinates":[[-110.96054,29.06359],[-110.96034,29.06341],[-110.96063,29.06305],[-110.95539,29.05846],[-110.95538,29.0588]]}}
LT LOMA - HERMOSILLO ESTADIO | LineString | 115 kV |  | 16.62 km | 115 KV - 1C - 336 ACSR - TA/PA/CS | [5 empty] | CONACYT 2024 (oficial) | {"type":"Feature","properties":{},"geometry":{"type":"LineString","coordinates":[[-111.00293,29.1998],[-111.00284,29.19965],[-111.00193,29.19969],[-110.99631,29.14454],[-110.99084,29.11554],[-110.99285,29.1145],[-110.9927,29.09351],[-110.99214,29.08543],[-111.0226,29.08166],[-111.02581,29.0815],[-111.02572,29.08089]]}}
LT HERMOSILLO VI (ESTADIO) - HERMOSILLO 2 | LineString | 115 kV |  | 5.66 km | 115 KV - 1C - 477 ACSR - TA/PA | [5 empty] | CONACYT 2024 (oficial) | {"type":"Feature","properties":{},"geometry":{"type":"LineString","coordinates":[[-110.98244,29.09295],[-110.98248,29.09309],[-110.9927,29.09351],[-110.99285,29.1145],[-110.99084,29.11554],[-110.97209,29.11319],[-110.97208,29.11294]]}}
LT HERMOSILLO 4 - HERMOSILLO 1 | LineString | 115 kV |  | 7.66 km | 115 KV - 1C - 336 ACSR - TA | [5 empty] | CONACYT 2024 (oficial) | {"type":"Feature","properties":{},"geometry":{"type":"LineString","coordinates":[[-110.95526,29.05879],[-110.95539,29.05846],[-110.96518,29.0598],[-110.98838,29.06271],[-111.01902,29.07251],[-111.02247,29.07415],[-111.02594,29.08012],[-111.02588,29.08059]]}}
LT HERMOSILLO 4 - HERMOSILLO 9 | LineString | 115 kV |  | 7.49 km | 115 KV - 1C - 477 ACSR - TA/PA | [5 empty] | CONACYT 2024 (oficial) | {"type":"Feature","properties":{},"geometry":{"type":"LineString","coordinates":[[-110.96055,29.06352],[-110.96034,29.06341],[-110.96063,29.06305],[-110.96518,29.0598],[-110.98838,29.06271],[-111.01902,29.07251],[-111.02247,29.07415],[-111.02594,29.08012],[-111.02599,29.08059]]}}
LT HERMOSILLO 1 - CERESO | LineString | 115 kV |  | 1.72 km | 115 KV - 1C - 477 ACSR - TA/PA | [5 empty] | CONACYT 2024 (oficial) | {"type":"Feature","properties":{},"geometry":{"type":"LineString","coordinates":[[-110.95493,29.05873],[-110.95508,29.05841],[-110.95451,29.05743],[-110.94716,29.05362],[-110.94153,29.05162],[-110.9413,29.05207],[-110.94161,29.05208]]}}
LT HERMOSILLO 1 - HERMOSILLO 8 | LineString | 115 kV |  | 6.16 km | 115 KV - 1C - 477 ACSR - TA | [5 empty] | CONACYT 2024 (oficial) | {"type":"Feature","properties":{},"geometry":{"type":"LineString","coordinates":[[-110.95504,29.05875],[-110.95508,29.05841],[-110.95451,29.05743],[-110.94716,29.05362],[-110.94153,29.05162],[-110.92947,29.04735],[-110.91148,29.04099],[-110.91937,29.03089]]}}
LT LADRILLERAS - HERMOSILLO 7 | LineString | 115 kV |  | 17.21 km | 115 KV - 1C - 795 ACSR - TA/PA | [5 empty] | CONACYT 2024 (oficial) | {"type":"Feature","properties":{},"geometry":{"type":"LineString","coordinates":[[-110.9172,29.10898],[-110.91724,29.10929],[-110.91856,29.11927],[-110.91717,29.12712],[-110.91496,29.15673],[-110.9197,29.17294],[-110.9399,29.16778],[-110.94623,29.1638],[-110.95559,29.1454],[-111.00347,29.14533],[-111.00375,29.14577],[-111.00409,29.14579]]}}
LT HERMOSILLO 2 - COLINAS | LineString | 115 kV |  | 2.84 km | 115 KV - 1C - 477 ACSR - TA | [5 empty] | CONACYT 2024 (oficial) | {"type":"Feature","properties":{},"geometry":{"type":"LineString","coordinates":[[-110.95994,29.13612],[-110.96605,29.12494],[-110.97191,29.11328],[-110.97182,29.11297]]}}
NO DEFINIDO | LineString | 115 kV |  | 0.12 km | NO DEFINIDO | [5 empty] | CONACYT 2024 (oficial) | {"type":"Feature","properties":{},"geometry":{"type":"LineString","coordinates":[[-112.55749,27.50677],[-112.55724,27.50652],[-112.55658,27.50699]]}}
LT HERMOSILLO 5 - FORD | LineString | 115 kV |  | 11.78 km | 115 KV - 2C - 477 ACSR - TA/PA | [5 empty] | CONACYT 2024 (oficial) | {"type":"Feature","properties":{},"geometry":{"type":"LineString","coordinates":[[-110.83431,29.03316],[-110.83419,29.03243],[-110.89293,29.03003],[-110.90924,29.00391],[-110.92013,29.01635],[-110.91988,29.01605]]}}
LT HERMOSILLO 7 - COLINAS | LineString | 115 kV |  | 13.53 km | 115 KV - 1C - 795 ACSR - TA/PA | [5 empty] | CONACYT 2024 (oficial) | {"type":"Feature","properties":{},"geometry":{"type":"LineString","coordinates":[[-110.9599,29.13628],[-110.95974,29.13726],[-110.95559,29.1454],[-110.94623,29.1638],[-110.9399,29.16778],[-110.9197,29.17294],[-110.91496,29.15673],[-110.91717,29.12712],[-110.91856,29.11927],[-110.91724,29.10929],[-110.91731,29.10897]]}}
LT HERMOSILLO 7 - HERMOSILLO 3 | LineString | 115 kV |  | 10.47 km | 115 KV - 2C - 795 ACSR - TA/PA | [5 empty] | CONACYT 2024 (oficial) | {"type":"Feature","properties":{},"geometry":{"type":"LineString","coordinates":[[-110.88714,29.17658],[-110.88823,29.17675],[-110.91881,29.17315],[-110.9148,29.15674],[-110.91706,29.10943],[-110.9171,29.10897]]}}
LT HERMOSILLO 5 - FORD | LineString | 115 kV |  | 11.78 km | 115 KV - 2C - 477 ACSR - TA/PA | [5 empty] | CONACYT 2024 (oficial) | {"type":"Feature","properties":{},"geometry":{"type":"LineString","coordinates":[[-110.83422,29.03317],[-110.83419,29.03243],[-110.89293,29.03003],[-110.90924,29.00391],[-110.92013,29.01635],[-110.91977,29.01614]]}}
LT HERMOSILLO 5 - HERMOSILLO 3 | LineString | 115 kV |  | 18.23 km | 115 KV - 2C - 795 ACSR - TA/PA | [5 empty] | CONACYT 2024 (oficial) | {"type":"Feature","properties":{},"geometry":{"type":"LineString","coordinates":[[-110.83409,29.03377],[-110.83418,29.03395],[-110.83423,29.05019],[-110.82472,29.10314],[-110.88818,29.17632],[-110.88715,29.17641]]}}
LT PLANTA GUAYMAS 2 - FATIMA | LineString | 115 kV |  | 1.35 km | 115 KV - 1C - 795 ACSR - TA | [5 empty] | CONACYT 2024 (oficial) | {"type":"Feature","properties":{},"geometry":{"type":"LineString","coordinates":[[-110.87441,27.9377],[-110.87373,27.93778],[-110.87253,27.938],[-110.8628,27.93817]]}}
LT HERMOSILLO 5 - CEMENTOS PORTLAND | LineString | 115 kV |  | 12.63 km | 115 KV - 1C - 477 ACSR - TA | [5 empty] | CONACYT 2024 (oficial) | {"type":"Feature","properties":{},"geometry":{"type":"LineString","coordinates":[[-110.83384,29.03317],[-110.8339,29.03287],[-110.8011,29.0332],[-110.73103,29.05384],[-110.71699,29.06194]]}}
LT NOGALES AEROPUERTO - NOGALES NORTE | LineString | 115 kV |  | 24.07 km | 115 KV - 2C - 1113 ACSR - TA/PA (TENDIDO DEL 1ER CIRCUITO) | [5 empty] | CONACYT 2024 (oficial) | {"type":"Feature","properties":{},"geometry":{"type":"LineString","coordinates":[[-110.96038,31.31095],[-110.96166,31.31043],[-110.99031,31.29065],[-111.01237,31.26208],[-111.03632,31.21932],[-111.02312,31.17888],[-110.99616,31.16905],[-110.97353,31.17149],[-110.97122,31.16155]]}}
LT GUAYMAS I - SAN CARLOS | LineString | 115 kV |  | 11.76 km | 115 KV - 1C - 477 ACSR - PM | [5 empty] | CONACYT 2024 (oficial) | {"type":"Feature","properties":{},"geometry":{"type":"LineString","coordinates":[[-111.02997,27.98091],[-110.96723,27.98415],[-110.93261,27.94745]]}}
LT GUAMUCHIL - GUAMUCHIL II | LineString | 115 kV |  | 7.3 km | 115 KV - 1C - 7.30KM - 795 ACSR - TA/PA | [5 empty] | CONACYT 2024 (oficial) | {"type":"Feature","properties":{},"geometry":{"type":"LineString","coordinates":[[-108.0816,25.48652],[-108.08048,25.48546],[-108.05477,25.46244],[-108.05061,25.44864],[-108.0684,25.44495],[-108.06868,25.44485]]}}
LT MOCHIS INDUSTRIAL - MOCHIS COLINAS | LineString | 115 kV |  | 11.31 km | 115 KV - 1C - 11.31KM - 795 ACSR - TA | [5 empty] | CONACYT 2024 (oficial) | {"type":"Feature","properties":{},"geometry":{"type":"LineString","coordinates":[[-108.96647,25.77166],[-108.96606,25.77238],[-108.9609,25.78135],[-108.95878,25.78089],[-108.95468,25.78028],[-108.94377,25.79882],[-108.94097,25.79948],[-108.91172,25.79177],[-108.90909,25.80297],[-108.90286,25.82073],[-108.90257,25.81999]]}}
LT TOPOLOBAMPO - MOCHIS I | LineString | 115 kV |  | 20.97 km | 115 KV - 2C -20.97KM - 795 ACSR - TA | [5 empty] | CONACYT 2024 (oficial) | {"type":"Feature","properties":{},"geometry":{"type":"LineString","coordinates":[[-108.96709,25.7716],[-108.96719,25.77126],[-108.97124,25.75699],[-109.02827,25.65788],[-109.04603,25.65289],[-109.05348,25.62559],[-109.05087,25.60931]]}}
LT GUASAVE - LOMAS GUASAVE | LineString | 115 kV |  | 7.72 km | 115 KV - 1C - 7.73KM - 336 ACSR - PM | [5 empty] | CONACYT 2024 (oficial) | {"type":"Feature","properties":{},"geometry":{"type":"LineString","coordinates":[[-108.47125,25.54338],[-108.47583,25.5365],[-108.49952,25.55306],[-108.47942,25.57999]]}}
LT GUAMUCHIL - GUAMUCHIL II | LineString | 115 kV |  | 7.3 km | 115 KV - 1C - 7.30KM - 795 ACSR - TA/PA | [5 empty] | CONACYT 2024 (oficial) | {"type":"Feature","properties":{},"geometry":{"type":"LineString","coordinates":[[-108.08147,25.4866],[-108.08048,25.48546],[-108.05477,25.46244],[-108.05061,25.44864],[-108.0684,25.44495],[-108.06869,25.44488]]}}
LT MOCHIS I - LAS VILLAS | LineString | 115 kV |  | 6.33 km | 115 KV - 2C - 6.33KM - 795 ACSR - PA | [5 empty] | CONACYT 2024 (oficial) | {"type":"Feature","properties":{},"geometry":{"type":"LineString","coordinates":[[-109.01804,25.76174],[-109.01783,25.76153],[-109.01797,25.76132],[-109.00186,25.75223],[-108.97728,25.75803],[-108.96743,25.77134],[-108.96717,25.77164]]}}
LT VILLA INSURGENTES - SANTO DOMINGO | LineString | 115 kV |  | 28.1 km | 115 KV - 1C - 28.09 KM - 795 ACSR -TA | [5 empty] | CONACYT 2024 (oficial) | {"type":"Feature","properties":{},"geometry":{"type":"LineString","coordinates":[[-111.85326,25.42048],[-111.86125,25.41765],[-111.86346,25.40971],[-111.78743,25.25112],[-111.76944,25.23392],[-111.75077,25.19742],[-111.75006,25.19771]]}}
LT VILLA INSURGENTES - VILLA CONSTITUCION | LineString | 115 kV |  | 25.97 km | 115 KV - 2C - 25.96 KM - 795 ACSR -TA | [5 empty] | CONACYT 2024 (oficial) | {"type":"Feature","properties":{},"geometry":{"type":"LineString","coordinates":[[-111.74998,25.19754],[-111.75032,25.19733],[-111.74216,25.17103],[-111.71784,25.12172],[-111.72481,25.02342],[-111.66915,25.0191],[-111.66759,25.01989]]}}
L.T. CENTRAL PUNTA PRIETA I - CENTRAL PUNTA PRIETA II | LineString | 115 kV |  | 0.3 km | 115 KV - 1C - 0.300 KM - 795 ACSR -TA | [5 empty] | CONACYT 2024 (oficial) | {"type":"Feature","properties":{},"geometry":{"type":"LineString","coordinates":[[-110.30925,24.22182],[-110.30837,24.22304]]}}
LT PLANTA GUAYMAS II - EMPALME | LineString | 115 kV |  | 12.92 km | 115 KV - 1C - 477 ACSR - TA/PA | [5 empty] | CONACYT 2024 (oficial) | {"type":"Feature","properties":{},"geometry":{"type":"LineString","coordinates":[[-110.863,27.93804],[-110.86774,27.95688],[-110.8619,27.97897],[-110.84098,27.98602],[-110.81911,27.9736],[-110.79983,27.9555],[-110.7972,27.95233]]}}
LT CRUZ DE PIEDRA TAP EMPALME - LA MISA | LineString | 115 kV |  | 0.07 km | 115 KV - 1C - 336 ACSR - PM | [5 empty] | CONACYT 2024 (oficial) | {"type":"Feature","properties":{},"geometry":{"type":"LineString","coordinates":[[-110.70942,28.01573],[-110.71015,28.01589]]}}
LT PLANTA GUAYMAS I - FATIMA | LineString | 115 kV |  | 1.47 km | 115 KV - 1C - 477 ACSR - PM | [5 empty] | CONACYT 2024 (oficial) | {"type":"Feature","properties":{},"geometry":{"type":"LineString","coordinates":[[-110.86707,27.92814],[-110.86753,27.92846],[-110.87091,27.93329],[-110.87253,27.938],[-110.87373,27.93778],[-110.87448,27.9379]]}}
LT GUAYMAS I - FATIMA | LineString | 115 kV |  | 10.67 km | 115 KV - 1C - 477 ACSR - PM | [5 empty] | CONACYT 2024 (oficial) | {"type":"Feature","properties":{},"geometry":{"type":"LineString","coordinates":[[-110.87447,27.93784],[-110.87373,27.93778],[-110.87253,27.938],[-110.86669,27.96004],[-110.88197,27.96938],[-110.91059,27.96141],[-110.92088,27.94903],[-110.93257,27.94759]]}}
LT PLANTA GUAYMAS I - EMPALME | LineString | 115 kV |  | 16.34 km | 115 KV - 1C - 477 ACSR - TA | [5 empty] | CONACYT 2024 (oficial) | {"type":"Feature","properties":{},"geometry":{"type":"LineString","coordinates":[[-110.79719,27.9524],[-110.79983,27.9555],[-110.81911,27.9736],[-110.85827,27.99548],[-110.87407,27.97164],[-110.86792,27.96234],[-110.87147,27.94888],[-110.8759,27.94595],[-110.87463,27.94157],[-110.87319,27.93672],[-110.86768,27.92833],[-110.8672,27.92792]]}}
LT OBREGON I - NAVOJOA NORTE | LineString | 115 kV |  | 59.34 km | 115 KV - 1C - 3/0 - PM | [5 empty] | CONACYT 2024 (oficial) | {"type":"Feature","properties":{},"geometry":{"type":"LineString","coordinates":[[-109.46524,27.11406],[-109.46535,27.1142],[-109.4657,27.11429],[-109.46651,27.12276],[-109.61133,27.23533],[-109.83801,27.41106],[-109.83837,27.41538],[-109.88709,27.45332],[-109.90593,27.46741],[-109.90633,27.46763]]}}
LT OBREGON 3 - EL OVIACHIC | LineString | 115 kV |  | 34.84 km | 115 KV - 1C - 4/0 - PM | [5 empty] | CONACYT 2024 (oficial) | {"type":"Feature","properties":{},"geometry":{"type":"LineString","coordinates":[[-109.92541,27.52382],[-109.92303,27.52372],[-109.9215,27.52442],[-109.91936,27.52501],[-109.91244,27.52633],[-109.90498,27.52769],[-109.90432,27.67638],[-109.90467,27.8063],[-109.89855,27.82076]]}}
LT ALAMOS TAP PUEBLO NUEVO - MOCUZARI | LineString | 115 kV |  | 22.26 km | 115 KV - 1C - 477 ACSR - PM | [5 empty] | CONACYT 2024 (oficial) | {"type":"Feature","properties":{},"geometry":{"type":"LineString","coordinates":[[-108.95542,27.03186],[-109.00408,27.06319],[-109.02821,27.06937],[-109.05027,27.06962],[-109.11253,27.09528],[-109.15425,27.10255]]}}
LT PUEBLO NUEVO - MOCUZARI | LineString | 115 kV |  | 37.2 km | 115 KV - 1C - 3/0 - PM | [5 empty] | CONACYT 2024 (oficial) | {"type":"Feature","properties":{},"geometry":{"type":"LineString","coordinates":[[-109.10587,27.22324],[-109.10447,27.21361],[-109.11798,27.19535],[-109.14589,27.13474],[-109.15425,27.10255],[-109.28015,27.08091],[-109.28786,27.07497],[-109.37455,27.0742],[-109.3747,27.0705]]}}
LT OBREGON I - OBREGON III | LineString | 115 kV |  | 8.64 km | 115 KV - 2C - 795 ACSR - TA/PA | [5 empty] | CONACYT 2024 (oficial) | {"type":"Feature","properties":{},"geometry":{"type":"LineString","coordinates":[[-109.90609,27.46784],[-109.90564,27.46864],[-109.90529,27.52541],[-109.92303,27.52372],[-109.92505,27.52363],[-109.9254,27.52367]]}}
NO DEFINIDO | LineString | 115 kV |  | 0.43 km | NO DEFINIDO | [5 empty] | CONACYT 2024 (oficial) | {"type":"Feature","properties":{},"geometry":{"type":"LineString","coordinates":[[-112.5603,27.50582],[-112.55724,27.50652],[-112.55658,27.50699]]}}
LT NAVOJOA - PUEBLO NUEVO | LineString | 115 kV |  | 7.13 km | 115 KV - 1C - 795 ACSR - TA | [5 empty] | CONACYT 2024 (oficial) | {"type":"Feature","properties":{},"geometry":{"type":"LineString","coordinates":[[-109.37493,27.07054],[-109.37495,27.0712],[-109.38758,27.06997],[-109.41912,27.05145],[-109.4367,27.04949],[-109.43858,27.04868],[-109.43861,27.0495]]}}
LT LOMA - LADRILLERAS | LineString | 115 kV |  | 7.12 km | 115 KV - 2C - 336 ACSR - PA | [5 empty] | CONACYT 2024 (oficial) | {"type":"Feature","properties":{},"geometry":{"type":"LineString","coordinates":[[-111.00402,29.14552],[-111.00377,29.14558],[-111.00347,29.14533],[-110.99631,29.14454],[-111.00193,29.19969],[-111.00302,29.19959],[-111.00315,29.19977]]}}
LT BIZANI - EL DESEO | LineString | 115 kV |  | 20.1 km | 115KV-1C-336ACSR-PM | [5 empty] | CONACYT 2024 (oficial) | {"type":"Feature","properties":{},"geometry":{"type":"LineString","coordinates":[[-112.25826,30.56961],[-112.25846,30.57698],[-112.28335,30.57722],[-112.3319,30.61875],[-112.36133,30.61895],[-112.36142,30.63147],[-112.40446,30.63174],[-112.40438,30.6499]]}}
LT CABORCA - INDUSTRIAL CABORCA | LineString | 115 kV |  | 6.97 km | 115KV - 2C - 795 ACSR - TA | [5 empty] | CONACYT 2024 (oficial) | {"type":"Feature","properties":{},"geometry":{"type":"LineString","coordinates":[[-112.15851,30.72552],[-112.15843,30.72627],[-112.15918,30.72739],[-112.17326,30.73746],[-112.21032,30.72179],[-112.20822,30.71333],[-112.208,30.71262]]}}
LT SONOYTA - AGRICOLA SONOYTA | LineString | 115 kV |  | 52.16 km | 115KV-1C-477ACSR-PM | [5 empty] | CONACYT 2024 (oficial) | {"type":"Feature","properties":{},"geometry":{"type":"LineString","coordinates":[[-112.41397,31.65618],[-112.44472,31.66229],[-112.45792,31.66139],[-112.56518,31.6974],[-112.60959,31.69742],[-112.64675,31.73261],[-112.66263,31.75557],[-112.69369,31.78837],[-112.82046,31.85026],[-112.85204,31.8468],[-112.86897,31.85233],[-112.86797,31.86312]]}}
LT SONOYTA - PUERTO PEÑASCO | LineString | 115 kV |  | 94.61 km | 115KV-1C-477ACSR-PM | [5 empty] | CONACYT 2024 (oficial) | {"type":"Feature","properties":{},"geometry":{"type":"LineString","coordinates":[[-113.5207,31.31116],[-113.52037,31.31116],[-113.50629,31.31311],[-113.50801,31.33468],[-113.48424,31.40186],[-113.31844,31.66288],[-113.19082,31.71902],[-113.12964,31.70551],[-112.96507,31.80992],[-112.86814,31.86329]]}}
LT PUERTO PEÑASCO - SAHUARO | LineString | 115 kV |  | 77.12 km | 115KV-1C-477ACSR-TA/PM | [5 empty] | CONACYT 2024 (oficial) | {"type":"Feature","properties":{},"geometry":{"type":"LineString","coordinates":[[-112.96987,30.96916],[-112.96965,30.96916],[-112.96956,30.98752],[-112.94227,31.04507],[-112.99868,31.12924],[-113.08283,31.21061],[-113.24707,31.29644],[-113.3852,31.3324],[-113.51383,31.30926],[-113.51966,31.31023],[-113.52037,31.31116],[-113.52071,31.31112]]}}
LT 6 DE ABRIL - ANTIMONIO | LineString | 115 kV |  | 20.31 km | 115KV-1C-477ACSR-PM | [5 empty] | CONACYT 2024 (oficial) | {"type":"Feature","properties":{},"geometry":{"type":"LineString","coordinates":[[-112.67848,30.80286],[-112.70803,30.8057],[-112.74407,30.82185],[-112.88244,30.84842]]}}
LT BIZANI - 6 DE ABRIL | LineString | 115 kV |  | 37.06 km | 115KV-1C-477ACSR-TA | [5 empty] | CONACYT 2024 (oficial) | {"type":"Feature","properties":{},"geometry":{"type":"LineString","coordinates":[[-112.40411,30.65005],[-112.40256,30.71844],[-112.42268,30.7359],[-112.54986,30.77337],[-112.57314,30.79197],[-112.61738,30.80199],[-112.65412,30.80567],[-112.67865,30.80227]]}}
LT BIZANI - 6 DE ABRIL | LineString | 115 kV |  | 39.66 km | 115KV-1C-795ACSR-TA | [5 empty] | CONACYT 2024 (oficial) | {"type":"Feature","properties":{},"geometry":{"type":"LineString","coordinates":[[-112.4042,30.65005],[-112.40415,30.72048],[-112.42237,30.7363],[-112.54956,30.7737],[-112.59017,30.80616],[-112.60464,30.82766],[-112.65424,30.80513],[-112.6787,30.80206]]}}
LT BIZANI - IND. CABORCA | LineString | 115 kV |  | 25.78 km | 115KV-1C-477ACSR-PM | [5 empty] | CONACYT 2024 (oficial) | {"type":"Feature","properties":{},"geometry":{"type":"LineString","coordinates":[[-112.40434,30.65005],[-112.40276,30.68201],[-112.38627,30.68323],[-112.34641,30.71512],[-112.26893,30.69211],[-112.24704,30.6973],[-112.21048,30.72125],[-112.20823,30.71259]]}}
L.T. CABO SAN LUCAS II - SAN JOSE DEL CABO | LineString | 115 kV |  | 14.23 km | 115 KV - 2C - 14.23 KM - 795/1113 ACSR-TA/PA | [5 empty] | CONACYT 2024 (oficial) | {"type":"Feature","properties":{},"geometry":{"type":"LineString","coordinates":[[-109.81757,23.01972],[-109.81787,23.01949],[-109.81877,23.01859],[-109.80884,23.01013],[-109.80741,23.00966],[-109.74103,23.05746],[-109.7236,23.06411],[-109.70479,23.06409]]}}
L.T. PALMILLA ENTQ. CABO SAN LUCAS II - SAN JOSÉ DEL CABO | LineString | 115 kV |  | 13.25 km | 115 KV - 1C - 13.25 KM -795/1113 ACSR-TA/PA | [5 empty] | CONACYT 2024 (oficial) | {"type":"Feature","properties":{},"geometry":{"type":"LineString","coordinates":[[-109.70479,23.06409],[-109.7236,23.06411],[-109.74103,23.05746],[-109.76807,23.0381],[-109.76926,23.03327],[-109.74779,23.01503],[-109.72624,23.01194]]}}
L.T. EL TRIUNFO - SANTIAGO | LineString | 115 kV |  | 68.82 km | 115 KV - 1C - 68.81 KM - 477 ACSR-TA/PA | [5 empty] | CONACYT 2024 (oficial) | {"type":"Feature","properties":{},"geometry":{"type":"LineString","coordinates":[[-109.69513,23.47272],[-109.69534,23.47974],[-109.66953,23.52819],[-109.68682,23.61762],[-109.80017,23.71442],[-109.81932,23.72365],[-110.04447,23.81776],[-110.12237,23.78553]]}}
LT VILLA INSURGENTES - SANTO DOMINGO | LineString | 115 kV |  | 28.05 km | 115 KV - 1C - 28.04 KM - 795 ACSR - TA | [5 empty] | CONACYT 2024 (oficial) | {"type":"Feature","properties":{},"geometry":{"type":"LineString","coordinates":[[-111.85504,25.42228],[-111.86125,25.41765],[-111.86346,25.40971],[-111.78743,25.25112],[-111.76944,25.23392],[-111.75077,25.19742],[-111.75,25.19764]]}}
L.T. BLEDALES -REFORMAS AGRARIAS | LineString | 115 kV |  | 46.08 km | 115 KV - 1/2C - 46.06 KM - 477 ACSR-TA | [5 empty] | CONACYT 2024 (oficial) | {"type":"Feature","properties":{},"geometry":{"type":"LineString","coordinates":[[-110.71198,24.08869],[-110.71182,24.08884],[-110.64365,24.09509],[-110.57703,24.04786],[-110.36425,24.02488],[-110.33993,24.03779],[-110.35027,24.06562],[-110.34116,24.08568],[-110.34165,24.0858]]}}
LT VILLA CONSTITUCION - PTO SAN CARLOS (AGUSTIN OLACHEA) | LineString | 115 kV |  | 52.66 km | 115 KV - 2C - 52.65 KM - 795 ACSR - TA | [5 empty] | CONACYT 2024 (oficial) | {"type":"Feature","properties":{},"geometry":{"type":"LineString","coordinates":[[-111.66696,25.01834],[-111.66836,25.01819],[-111.78849,25.02699],[-111.81846,25.01366],[-111.86607,24.96047],[-112.00262,24.90755],[-112.08727,24.847],[-112.09038,24.81781],[-112.09109,24.81606]]}}
L.T. CABO SAN LUCAS II - CABO BELLO | LineString | 115 kV |  | 7.56 km | 115 KV - 1C - 7.56 KM - 795/1113 ACSR - TA | [5 empty] | CONACYT 2024 (oficial) | {"type":"Feature","properties":{},"geometry":{"type":"LineString","coordinates":[[-109.8844,22.90357],[-109.88435,22.90372],[-109.87952,22.90929],[-109.8901,22.92322],[-109.91821,22.92007],[-109.9208,22.9123],[-109.92104,22.90415],[-109.92084,22.9039]]}}
L.T. PALMILLA ENTQ. CABO SAN LUCAS II - SAN JOSÉ DEL CABO | LineString | 115 kV |  | 14.76 km | 115 KV - 2C - 14.76 KM - 795/1113 ACSR - TAPA | [5 empty] | CONACYT 2024 (oficial) | {"type":"Feature","properties":{},"geometry":{"type":"LineString","coordinates":[[-109.77511,22.98056],[-109.77862,22.98083],[-109.80708,23.0083],[-109.77989,23.02963],[-109.76926,23.03327],[-109.74779,23.01503],[-109.72624,23.01194]]}}
L.T. EL PALMAR - CABO REAL | LineString | 115 kV |  | 6.41 km | 115 KV - 1C - 6.41 KM - 795 ACSR - TA | [5 empty] | CONACYT 2024 (oficial) | {"type":"Feature","properties":{},"geometry":{"type":"LineString","coordinates":[[-109.81839,23.01999],[-109.81841,23.01967],[-109.81877,23.01859],[-109.80884,23.01013],[-109.80741,23.00966],[-109.77511,22.98056]]}}
LT SANTIAGO - SAN JOSE DEL CABO | LineString | 115 kV |  | 49.69 km | 115 KV - 1C - 49.68 KM - 266 ACSR - TA/PM | [5 empty] | CONACYT 2024 (oficial) | {"type":"Feature","properties":{},"geometry":{"type":"LineString","coordinates":[[-109.70483,23.06428],[-109.71748,23.07202],[-109.70635,23.18451],[-109.75752,23.26411],[-109.76557,23.28954],[-109.76609,23.33627],[-109.74954,23.39831],[-109.69503,23.47256]]}}
LT EL PALMAR - CABO DEL SOL | LineString | 115 kV |  | 14.43 km | 115 KV - 1C - 14.43 KM - 795/1113 ACSR - TA | [5 empty] | CONACYT 2024 (oficial) | {"type":"Feature","properties":{},"geometry":{"type":"LineString","coordinates":[[-109.81781,23.01981],[-109.81787,23.01949],[-109.81877,23.01859],[-109.80884,23.01013],[-109.84729,22.96056],[-109.86268,22.95201],[-109.83273,22.92791],[-109.83228,22.92672],[-109.83216,22.92653]]}}
LT VILLA INSURGENTES - VILLA CONSTITUCION | LineString | 115 kV |  | 25.97 km | 115 KV - 2C - 25.96 KM - 795 ACSR - TA | [5 empty] | CONACYT 2024 (oficial) | {"type":"Feature","properties":{},"geometry":{"type":"LineString","coordinates":[[-111.74994,25.19743],[-111.75032,25.19733],[-111.74216,25.17103],[-111.71784,25.12172],[-111.72481,25.02342],[-111.66915,25.0191],[-111.66734,25.01944]]}}
LT CABO BELLO - CABO DEL SOL | LineString | 115 kV |  | 7.29 km | 115 KV - 1C - 7.28 KM - 795/113 ACSR - TA | [5 empty] | CONACYT 2024 (oficial) | {"type":"Feature","properties":{},"geometry":{"type":"LineString","coordinates":[[-109.83234,22.9265],[-109.83228,22.92672],[-109.83273,22.92791],[-109.84344,22.93654],[-109.87952,22.90929],[-109.88435,22.90372],[-109.88433,22.90357]]}}
L.T. CABO DEL SOL - CABO REAL | LineString | 115 kV |  | 9.86 km | 115 KV - 1C - 9.86 KM - 477/795 ACSR - TA/PM | [5 empty] | CONACYT 2024 (oficial) | {"type":"Feature","properties":{},"geometry":{"type":"LineString","coordinates":[[-109.77511,22.98056],[-109.77862,22.98083],[-109.78735,22.98926],[-109.84344,22.93654]]}}
L.T. BLEDALES - LA PAZ | LineString | 115 kV |  | 12.4 km | 115 KV - 1/2C - 12.39 KM - 477 ACSR - TA/PM | [5 empty] | CONACYT 2024 (oficial) | {"type":"Feature","properties":{},"geometry":{"type":"LineString","coordinates":[[-110.34155,24.08608],[-110.3411,24.08587],[-110.30957,24.07104],[-110.31276,24.09882],[-110.29992,24.13047],[-110.31172,24.1324],[-110.31306,24.13381]]}}
L.T. CENTRAL PUNTA PRIETA II - EL TRIUNFO | LineString | 115 kV |  | 61.87 km | 115 KV - 1/2C - 61.85 KM - 477/795 ACSR - TA/PM | [5 empty] | CONACYT 2024 (oficial) | {"type":"Feature","properties":{},"geometry":{"type":"LineString","coordinates":[[-110.30821,24.22485],[-110.30853,24.22479],[-110.29097,24.22747],[-110.26603,24.21611],[-110.23975,24.12737],[-110.26216,24.08348],[-110.29901,24.03668],[-110.27286,23.91584],[-110.12887,23.78323],[-110.12247,23.78547]]}}
L.T. OLAS ALTAS - CENTRAL PUNTA PRIETA II | LineString | 115 kV |  | 27.63 km | 115 KV - 2 C - 27.62 KM - 477 ACSR - TA | [5 empty] | CONACYT 2024 (oficial) | {"type":"Feature","properties":{},"geometry":{"type":"LineString","coordinates":[[-110.33706,24.03572],[-110.3373,24.03611],[-110.32868,24.03981],[-110.27238,24.10973],[-110.25184,24.1665],[-110.26645,24.21578],[-110.28833,24.22583],[-110.30766,24.22386],[-110.30826,24.22392]]}}
L.T. CENTRAL PUNTA PRIETA II - BLEDALES | LineString | 115 kV |  | 26.35 km | 115 KV - 1/2C - 26.34 KM - 795 ACSR - TA | [5 empty] | CONACYT 2024 (oficial) | {"type":"Feature","properties":{},"geometry":{"type":"LineString","coordinates":[[-110.34158,24.08598],[-110.3411,24.08587],[-110.30957,24.07104],[-110.29972,24.07668],[-110.27274,24.10991],[-110.25227,24.16649],[-110.26677,24.21554],[-110.28853,24.22543],[-110.30738,24.22336],[-110.30828,24.2233]]}}
LT ARROYO SECO - CABORCA | LineString | 115 kV |  | 40.8 km | 115KV-1C-477ACSR-PM | [5 empty] | CONACYT 2024 (oficial) | {"type":"Feature","properties":{},"geometry":{"type":"LineString","coordinates":[[-112.15836,30.72543],[-112.15499,30.73516],[-112.09098,30.72712],[-112.07316,30.76116],[-112.04914,30.79007],[-112.03037,30.80581],[-112.01793,30.82518],[-112.01754,30.8387],[-112.00145,30.8839],[-111.99942,30.91589],[-111.99361,30.93689],[-112.03199,30.99619]]}}
LT SANTA ANA - OCUCA | LineString | 115 kV |  | 30.92 km | 115KV-1C-477ACSR-PM | [5 empty] | CONACYT 2024 (oficial) | {"type":"Feature","properties":{},"geometry":{"type":"LineString","coordinates":[[-111.13243,30.52536],[-111.17105,30.55969],[-111.19328,30.56063],[-111.36458,30.57854],[-111.38907,30.58573],[-111.43433,30.5865]]}}
LT OCUCA - LLANO BLANCO | LineString | 115 kV |  | 52.65 km | 115KV-1C-795ACSR-PM | [5 empty] | CONACYT 2024 (oficial) | {"type":"Feature","properties":{},"geometry":{"type":"LineString","coordinates":[[-111.91774,30.63026],[-111.89705,30.68541],[-111.69409,30.65437],[-111.55066,30.59585],[-111.4644,30.58618],[-111.43508,30.58652]]}}
LT LLANO BLANCO - CABORCA | LineString | 115 kV |  | 32.45 km | 115KV-1C-795ACSR-TA/PM | [5 empty] | CONACYT 2024 (oficial) | {"type":"Feature","properties":{},"geometry":{"type":"LineString","coordinates":[[-112.15819,30.72544],[-112.15663,30.72868],[-112.08498,30.7229],[-112.0701,30.72392],[-111.98032,30.69284],[-111.89705,30.68541],[-111.91774,30.63026]]}}
LT HERMOSILLO 7 - HERMOSILLO 3 | LineString | 115 kV |  | 10.46 km | 115 KV - 2C - 795 ACSR - TA/PA | [5 empty] | CONACYT 2024 (oficial) | {"type":"Feature","properties":{},"geometry":{"type":"LineString","coordinates":[[-110.88712,29.17669],[-110.88823,29.17675],[-110.91881,29.17315],[-110.9148,29.15674],[-110.91706,29.10943],[-110.91702,29.10897]]}}
LT HERMOSILLO 5 - HERMOSILLO 3 | LineString | 115 kV |  | 18.22 km | 115 KV - 2C - 795 ACSR - TA/PA | [5 empty] | CONACYT 2024 (oficial) | {"type":"Feature","properties":{},"geometry":{"type":"LineString","coordinates":[[-110.83423,29.03378],[-110.83418,29.03395],[-110.83423,29.05019],[-110.82472,29.10314],[-110.88818,29.17632],[-110.88716,29.17627]]}}
L.T. NOGALES NORTE - NOGALES SUR | LineString | 115 kV |  | 4.78 km | 115KV-1C-795 ACSR-TAPA | [5 empty] | CONACYT 2024 (oficial) | {"type":"Feature","properties":{},"geometry":{"type":"LineString","coordinates":[[-110.94304,31.28578],[-110.94963,31.28709],[-110.96743,31.29473],[-110.96034,31.3111]]}}
L.T. NOGALES AEROPUERTO - NOGALES SUR | LineString | 115 kV |  | 16.1 km | 115KV-1/2C-477/795ACSR-TA/PA/PM | [5 empty] | CONACYT 2024 (oficial) | {"type":"Feature","properties":{},"geometry":{"type":"LineString","coordinates":[[-110.97068,31.16229],[-110.96943,31.16157],[-110.95599,31.16666],[-110.95594,31.16673],[-110.9702,31.18299],[-110.97486,31.21374],[-110.95355,31.25222],[-110.95187,31.26424],[-110.95042,31.2668],[-110.94414,31.2853],[-110.94307,31.28562]]}}
L.T. NUEVO NOGALES - ACCO PRESS | LineString | 115 kV |  | 0.58 km | 115KV-1C-477ACSR-PC | [5 empty] | CONACYT 2024 (oficial) | {"type":"Feature","properties":{},"geometry":{"type":"LineString","coordinates":[[-110.97007,31.26035],[-110.97101,31.25772]]}}
L.T. NUEVO NOGALES - NOGALES SUR | LineString | 115 kV |  | 5.33 km | 115KV-1C-477ACSR-TAPA | [5 empty] | CONACYT 2024 (oficial) | {"type":"Feature","properties":{},"geometry":{"type":"LineString","coordinates":[[-110.94307,31.28562],[-110.94414,31.2853],[-110.95042,31.2668],[-110.95132,31.26521],[-110.959,31.26582],[-110.96087,31.2656],[-110.97123,31.25765]]}}
LT OBREGON III - OBREGON II | LineString | 115 kV |  | 7.17 km | 115 KV - 1/2C - 795 ACSR - TA/PA | [5 empty] | CONACYT 2024 (oficial) | {"type":"Feature","properties":{},"geometry":{"type":"LineString","coordinates":[[-109.92564,27.5239],[-109.92605,27.52395],[-109.9277,27.52357],[-109.95427,27.51853],[-109.975,27.50265],[-109.97532,27.48916],[-109.97452,27.48915]]}}
LT NOGALES AEROPUERO - NUEVO NOGALES | LineString | 115 kV |  | 16.35 km | 115KV-1/2C-477/795ACSR-TA/PA/PM | [5 empty] | CONACYT 2024 (oficial) | {"type":"Feature","properties":{},"geometry":{"type":"LineString","coordinates":[[-110.97123,31.25765],[-110.96087,31.2656],[-110.959,31.26582],[-110.95132,31.26521],[-110.95187,31.26424],[-110.95355,31.25222],[-110.97486,31.21374],[-110.9702,31.18299],[-110.95594,31.16673],[-110.95599,31.16666],[-110.96943,31.16157],[-110.97064,31.16176]]}}
LT OASIS - HERMOSILLO 3 | LineString | 115 kV |  | 59.84 km | 115KV-1C-336ACSR-PM | [5 empty] | CONACYT 2024 (oficial) | {"type":"Feature","properties":{},"geometry":{"type":"LineString","coordinates":[[-111.04262,29.68878],[-111.01241,29.54634],[-110.99612,29.47783],[-110.93202,29.22859],[-110.92523,29.2045],[-110.89286,29.17716],[-110.88836,29.17702],[-110.88816,29.17695],[-110.88711,29.17681]]}}
LT KINO - S 3 | LineString | 115 kV |  | 30.76 km | 115KV-1C-477ACSR-PM | [5 empty] | CONACYT 2024 (oficial) | {"type":"Feature","properties":{},"geometry":{"type":"LineString","coordinates":[[-111.60396,28.83231],[-111.6039,28.83291],[-111.63052,28.83237],[-111.9183,28.82929]]}}
LT PUNTO P - S 3 | LineString | 115 kV |  | 12.7 km | 115KV-1C-477ACSR-PM | [5 empty] | CONACYT 2024 (oficial) | {"type":"Feature","properties":{},"geometry":{"type":"LineString","coordinates":[[-111.47549,28.84059],[-111.47595,28.84059],[-111.53538,28.83936],[-111.56187,28.83337],[-111.6039,28.83291],[-111.60396,28.83231]]}}
LT PUNTO P - S 7 | LineString | 115 kV |  | 14.64 km | 115KV-1C-477ACSR-PM | [5 empty] | CONACYT 2024 (oficial) | {"type":"Feature","properties":{},"geometry":{"type":"LineString","coordinates":[[-111.34669,28.87908],[-111.3442,28.87696],[-111.38823,28.84149],[-111.47384,28.84086],[-111.47506,28.84081]]}}
LT S 10 TAP PUNTO P - S 7 | LineString | 115 kV |  | 15.26 km | 115KV-1C-477ACSR-PM | [5 empty] | CONACYT 2024 (oficial) | {"type":"Feature","properties":{},"geometry":{"type":"LineString","coordinates":[[-111.31078,28.77218],[-111.30994,28.87319],[-111.33231,28.88473],[-111.3442,28.87696]]}}
LT PUNTO P - S 1 | LineString | 115 kV |  | 30.35 km | 115KV-1C-477ACSR-PM | [5 empty] | CONACYT 2024 (oficial) | {"type":"Feature","properties":{},"geometry":{"type":"LineString","coordinates":[[-111.71364,28.92999],[-111.70782,28.9308],[-111.56344,28.92226],[-111.54275,28.91709],[-111.47723,28.90329],[-111.47595,28.84059],[-111.47549,28.84059]]}}
LT S 11 TAP PUNTO P - S 1 | LineString | 115 kV |  | 0.1 km | 115KV-1C-477ACSR-PM | [5 empty] | CONACYT 2024 (oficial) | {"type":"Feature","properties":{},"geometry":{"type":"LineString","coordinates":[[-111.54254,28.91798],[-111.54275,28.91709]]}}
LT S 1 - S 8 | LineString | 115 kV |  | 18.56 km | 115KV-1C-477ACSR-PM | [5 empty] | CONACYT 2024 (oficial) | {"type":"Feature","properties":{},"geometry":{"type":"LineString","coordinates":[[-111.73446,29.09255],[-111.74505,29.04975],[-111.71368,28.92989]]}}
LT S 5 TAP KINO - S 3 | LineString | 115 kV |  | 8.88 km | 115KV-1C-477ACSR-PM | [5 empty] | CONACYT 2024 (oficial) | {"type":"Feature","properties":{},"geometry":{"type":"LineString","coordinates":[[-111.63187,28.75282],[-111.63052,28.83237]]}}
LT COSTA 5 - COSTA 6 | LineString | 115 kV |  | 14.34 km | 115KV-1C-477ACSR-PM | [5 empty] | CONACYT 2024 (oficial) | {"type":"Feature","properties":{},"geometry":{"type":"LineString","coordinates":[[-111.63239,28.62398],[-111.63186,28.75277]]}}
L.T. CENTRAL PUNTA PRIETA II - PALMIRA | LineString | 115 kV |  | 15.45 km | 115 KV - 2C - 15.45 KM - 795 ACSR - TA/PA/PM | [5 empty] | CONACYT 2024 (oficial) | {"type":"Feature","properties":{},"geometry":{"type":"LineString","coordinates":[[-110.30829,24.2234],[-110.30738,24.22336],[-110.28853,24.22543],[-110.26776,24.21551],[-110.25556,24.16191],[-110.27564,24.17087],[-110.29575,24.16307],[-110.29589,24.1633]]}}
L.T. OLAS ALTAS - BLEDALES | LineString | 115 kV |  | 6.32 km | 115 KV - 1C - 6.31 KM - 477 ACSR - TA/PM | [5 empty] | CONACYT 2024 (oficial) | {"type":"Feature","properties":{},"geometry":{"type":"LineString","coordinates":[[-110.33724,24.03567],[-110.35027,24.06562],[-110.34116,24.08568],[-110.34161,24.08589]]}}
L.T. EL PALMAR - CABO SAN LUCAS II | LineString | 115 kV |  | 18.9 km | 115 KV - 1C - 18.90 KM - 1113 ACSR - TAPA (AISLADA EN 230KV) | [5 empty] | CONACYT 2024 (oficial) | {"type":"Feature","properties":{},"geometry":{"type":"LineString","coordinates":[[-109.81818,23.0199],[-109.81841,23.01967],[-109.81877,23.01859],[-109.80884,23.01013],[-109.84729,22.96056],[-109.92006,22.92007],[-109.9208,22.9123],[-109.92104,22.90415],[-109.9209,22.90386]]}}
L.T. REFORMAS AGRARIAS - VILLA CONSTITUCION | LineString | 115 kV |  | 155.9 km | 115 KV - 1C - 155.84 KM - 477 ACSR - TA | [5 empty] | CONACYT 2024 (oficial) | {"type":"Feature","properties":{},"geometry":{"type":"LineString","coordinates":[[-110.71198,24.08871],[-110.71182,24.08884],[-110.75782,24.13089],[-110.79921,24.14537],[-110.89767,24.15681],[-110.94778,24.18168],[-110.95824,24.26644],[-110.99394,24.33534],[-111.01853,24.36231],[-111.09323,24.3782],[-111.18103,24.45433],[-111.34312,24.50135],[-111.3675,24.53815],[-111.46904,24.58903],[-111.59825,24.86633],[-111.61534,24.87321],[-111.67886,25.01268],[-111.66645,25.01697]]}}
L.T. OLAS ALTAS - CENTRAL PUNTA PRIETA II | LineString | 115 kV |  | 27.78 km | 115 KV - 2C - 27.77 KM - 795 ACSR - TA | [5 empty] | CONACYT 2024 (oficial) | {"type":"Feature","properties":{},"geometry":{"type":"LineString","coordinates":[[-110.33716,24.03569],[-110.3373,24.03611],[-110.32491,24.04525],[-110.27238,24.10973],[-110.25184,24.1665],[-110.26645,24.21578],[-110.28833,24.22583],[-110.30766,24.22386],[-110.30826,24.2238]]}}
L.T. C.D. LOS CABOS - CABO SAN LUCAS II | LineString | 115 kV |  | 14.28 km | 115 KV - 2C - 14.28 KM - 795 ACSR - PM | [5 empty] | CONACYT 2024 (oficial) | {"type":"Feature","properties":{},"geometry":{"type":"LineString","coordinates":[[-109.92106,22.90378],[-109.94895,22.90735],[-109.98667,22.92979],[-109.99088,22.94205],[-110.02077,22.9728]]}}
L.T. C.D. LOS CABOS - CABO SAN LUCAS II | LineString | 115 kV |  | 14.28 km | 115 KV - 2C - 14.28 KM - 795 ACSR - PM | [5 empty] | CONACYT 2024 (oficial) | {"type":"Feature","properties":{},"geometry":{"type":"LineString","coordinates":[[-109.92095,22.90384],[-109.94894,22.90735],[-109.98667,22.92979],[-109.99088,22.94205],[-110.02077,22.97277]]}}
LT LOMAS - CIPRES | LineString | 115 kV |  | 13.06 km | 115 KV - 1C - 13.05 KM - 795 ACSR - TA | [5 empty] | CONACYT 2024 (oficial) | {"type":"Feature","properties":{},"geometry":{"type":"LineString","coordinates":[[-116.56108,31.87484],[-116.56166,31.87453],[-116.56031,31.87246],[-116.54154,31.85456],[-116.54094,31.85309],[-116.57887,31.77834],[-116.57969,31.77814],[-116.58302,31.77754],[-116.58425,31.77709],[-116.58469,31.77713]]}}
L.T. PRESIDENTE JUAREZ - PANAMERICANA FRACCIONAMIENTO | LineString | 115 kV |  | 12.69 km | 115 KV - 2C - 12.68 KM - 795 ACSR - PM | [5 empty] | CONACYT 2024 (oficial) | {"type":"Feature","properties":{},"geometry":{"type":"LineString","coordinates":[[-117.06628,32.37148],[-117.06554,32.37155],[-117.06053,32.39614],[-117.01218,32.43567],[-116.98906,32.43462],[-116.99205,32.44567]]}}
L.T. EL GALLO - CEMENTOS CALIFORNIA | LineString | 115 kV |  | 1.63 km | 115 KV - 1C - 1.63 KM - 795 ACSR - TA | [5 empty] | CONACYT 2024 (oficial) | {"type":"Feature","properties":{},"geometry":{"type":"LineString","coordinates":[[-116.58282,31.84716],[-116.59047,31.84832],[-116.59261,31.85292]]}}
LT PRESIDENTE JUAREZ - POPOTLA | LineString | 115 kV |  | 9.73 km | 115 KV - 1C - 9.73 KM - 795 ACSR - TA | [5 empty] | CONACYT 2024 (oficial) | {"type":"Feature","properties":{},"geometry":{"type":"LineString","coordinates":[[-117.06622,32.37119],[-117.06592,32.37119],[-117.06399,32.36898],[-117.05503,32.36082],[-117.04832,32.32307],[-117.03695,32.29503]]}}
LT MISION - JATAY | LineString | 115 kV |  | 13.27 km | 115 KV - 1C - 13.27 KM - 795 ACSR - PM | [5 empty] | CONACYT 2024 (oficial) | {"type":"Feature","properties":{},"geometry":{"type":"LineString","coordinates":[[-116.87474,32.10045],[-116.85334,32.07957],[-116.81846,32.05739],[-116.82877,32.05635],[-116.85451,32.02458],[-116.86088,32.02412]]}}
LT POPOTLA - EL SAUZAL | LineString | 115 kV |  | 64.36 km | 115 KV - 1C - 63.33 KM - 795 ACSR - TA | [5 empty] | CONACYT 2024 (oficial) | {"type":"Feature","properties":{},"geometry":{"type":"LineString","coordinates":[[-116.70301,31.90682],[-116.70324,31.90696],[-116.67439,31.95068],[-116.71432,31.96757],[-116.87637,32.16518],[-116.88745,32.2019],[-116.89012,32.2247],[-116.8846,32.24677],[-116.92695,32.29616],[-116.98641,32.28066],[-117.0145,32.29207],[-117.03695,32.29497]]}}
LT CIPRES - EL GALLO | LineString | 115 kV |  | 8.91 km | 115 KV - 1C - 8.91 KM - 795 ACSR - TA/PA | [5 empty] | CONACYT 2024 (oficial) | {"type":"Feature","properties":{},"geometry":{"type":"LineString","coordinates":[[-116.59274,31.85292],[-116.59319,31.84233],[-116.5905,31.8108],[-116.58402,31.77767],[-116.58477,31.7776]]}}
LT CIPRES - CEMENTOS CALIFORNIA | LineString | 115 kV |  | 9.32 km | 115 KV - 1C - 9.32 KM - 795 ACSR - TA | [5 empty] | CONACYT 2024 (oficial) | {"type":"Feature","properties":{},"geometry":{"type":"LineString","coordinates":[[-116.58282,31.84716],[-116.59047,31.84832],[-116.59319,31.84233],[-116.5905,31.8108],[-116.58402,31.77767],[-116.58478,31.7775]]}}
L.T. LOS AMATES - PLAYA DIAMANTE | LineString | 115 kV |  | 0.94 km | TRAMO SUBTERRANEO 0.93 Km | [5 empty] | CONACYT 2024 (oficial) | {"type":"Feature","properties":{},"geometry":{"type":"LineString","coordinates":[[-99.79555,16.78318],[-99.79975,16.78887]]}}
L.T. ACAPULCO - GARITA | LineString | 115 kV |  | 1.15 km | TRAMO SUBTERRANEO 1.14 Km | [5 empty] | CONACYT 2024 (oficial) | {"type":"Feature","properties":{},"geometry":{"type":"LineString","coordinates":[[-99.88532,16.86771],[-99.87783,16.86326]]}}
L.T. LOMAS DEL MAR - COSTA AZUL | LineString | 115 kV |  | 1.99 km | TRAMO SUBTERRANEO 1.97 Km | [5 empty] | CONACYT 2024 (oficial) | {"type":"Feature","properties":{},"geometry":{"type":"LineString","coordinates":[[-99.84686,16.83863],[-99.84796,16.85593]]}}
L.T. LEON ALFARO - LEON CENTRO | LineString | 115 kV |  | 2.73 km | TRAMO SUBTERRANEO 2.72 Km | [5 empty] | CONACYT 2024 (oficial) | {"type":"Feature","properties":{},"geometry":{"type":"LineString","coordinates":[[-101.66752,21.15055],[-101.66765,21.15023],[-101.66915,21.15039],[-101.67323,21.13343],[-101.67456,21.12976],[-101.67357,21.12928]]}}
LT GUAYMAS I - CENTINELA | LineString | 115 kV |  | 8.79 km | 115KV-2C-CS | [5 empty] | CONACYT 2024 (oficial) | {"type":"Feature","properties":{},"geometry":{"type":"LineString","coordinates":[[-110.93256,27.94751],[-110.91903,27.92375],[-110.92187,27.90628],[-110.91247,27.87728]]}}
LT EL NOVILLO - HERMOSILLO 5 | LineString | 115 kV |  | 123.11 km | 115 KV - 2C - 795 ACSR - TA | [5 empty] | CONACYT 2024 (oficial) | {"type":"Feature","properties":{},"geometry":{"type":"LineString","coordinates":[[-110.83394,29.03316],[-110.8339,29.03287],[-110.8342,29.03153],[-110.76849,29.03123],[-110.60332,29.05537],[-110.5815,29.05297],[-110.51034,29.05053],[-110.42004,29.03342],[-110.30076,29.01551],[-110.09565,28.96646],[-109.99793,28.92653],[-109.85831,28.88454],[-109.83835,28.87685],[-109.81646,28.8842],[-109.77351,28.91467],[-109.75594,28.9386],[-109.72699,28.94408],[-109.65583,28.97538],[-109.64579,28.97369]]}}
LT HERMOSILLO 5 - HERMOSILLO 8 | LineString | 115 kV |  | 8.62 km | 115 KV - 2C - 795 ACSR - TA | [5 empty] | CONACYT 2024 (oficial) | {"type":"Feature","properties":{},"geometry":{"type":"LineString","coordinates":[[-110.91881,29.03083],[-110.91881,29.03132],[-110.83437,29.03282],[-110.83436,29.03316]]}}
LT EMPALME - LA MISA | LineString | 115 kV |  | 30.72 km | 115KV - 1C - 366 ACSR - PM | [5 empty] | CONACYT 2024 (oficial) | {"type":"Feature","properties":{},"geometry":{"type":"LineString","coordinates":[[-110.79699,27.95226],[-110.7111,27.95023],[-110.71767,27.98541],[-110.70892,28.01705],[-110.70236,28.08105],[-110.68905,28.09561],[-110.69048,28.14443]]}}
LT CANANEA - MINERA MARIA | LineString | 115 kV |  | 9.0 km | 115KV-1C-477ACSR-PM | [5 empty] | CONACYT 2024 (oficial) | {"type":"Feature","properties":{},"geometry":{"type":"LineString","coordinates":[[-110.37174,31.03441],[-110.33683,31.03026],[-110.33043,31.01874],[-110.29191,31.00487]]}}
LT IMURIS - MAGDALENA | LineString | 115 kV |  | 22.49 km | 115KV-1C-477ACSR-PM | [5 empty] | CONACYT 2024 (oficial) | {"type":"Feature","properties":{},"geometry":{"type":"LineString","coordinates":[[-110.95282,30.62505],[-110.9178,30.66772],[-110.8604,30.71858],[-110.83938,30.7818],[-110.84253,30.79486]]}}
LT - IMURIS - NOGALES AEROPUERTO | LineString | 115 kV |  | 45.97 km | 115KV-1/2C-477/900ACSR-PM | [5 empty] | CONACYT 2024 (oficial) | {"type":"Feature","properties":{},"geometry":{"type":"LineString","coordinates":[[-110.97048,31.16179],[-110.96943,31.16157],[-110.95599,31.16666],[-110.95594,31.16673],[-110.95545,31.16735],[-110.90493,31.12077],[-110.8708,30.98239],[-110.85474,30.95275],[-110.85883,30.90693],[-110.83833,30.85797],[-110.84252,30.79501]]}}
LT HERMOSILLO 4 - PUNTO P | LineString | 115 kV |  | 54.88 km | 115KV-1C-336 ACSR-TA | [5 empty] | CONACYT 2024 (oficial) | {"type":"Feature","properties":{},"geometry":{"type":"LineString","coordinates":[[-111.02618,29.08058],[-111.02612,29.08012],[-111.02538,29.06779],[-111.07824,29.07396],[-111.17652,29.00186],[-111.29121,28.92021],[-111.3881,28.8407],[-111.47508,28.84072]]}}
LT HERMOSILLO CINCO - CERESO | LineString | 115 kV |  | 11.06 km | 115KV-1C-477ACSR-PM | [5 empty] | CONACYT 2024 (oficial) | {"type":"Feature","properties":{},"geometry":{"type":"LineString","coordinates":[[-110.8345,29.03316],[-110.88501,29.03166],[-110.92947,29.04735],[-110.94153,29.05162],[-110.9413,29.05207],[-110.94154,29.05224]]}}
LT MAGDALENA - SANTA ANA | LineString | 115 kV |  | 21.68 km | 115 KV - 1C - 477 ACSR - TA | [5 empty] | CONACYT 2024 (oficial) | {"type":"Feature","properties":{},"geometry":{"type":"LineString","coordinates":[[-111.13253,30.52557],[-111.11718,30.53061],[-111.06805,30.58495],[-111.00539,30.61289],[-110.95751,30.61828],[-110.95296,30.62482]]}}
LT FATIMA - PUNTO P | LineString | 115 kV |  | 136.2 km | 115KV-1C-795ACSR-PM | [5 empty] | CONACYT 2024 (oficial) | {"type":"Feature","properties":{},"geometry":{"type":"LineString","coordinates":[[-111.47507,28.84057],[-111.47358,28.84057],[-111.47282,28.55605],[-111.47284,28.55495],[-111.35553,28.40392],[-111.09482,28.40938],[-111.00565,28.19433],[-110.97866,28.15326],[-110.94807,28.05821],[-110.92012,27.99418],[-110.87017,27.96438],[-110.87628,27.94608],[-110.87373,27.93778],[-110.87436,27.93761]]}}
LT PLANTA GUAYMAS I - PUNTO P | LineString | 115 kV |  | 136.82 km | 115 KV - 1C - 477 ACSR - TA | [5 empty] | CONACYT 2024 (oficial) | {"type":"Feature","properties":{},"geometry":{"type":"LineString","coordinates":[[-110.86732,27.92778],[-110.87628,27.94608],[-110.87017,27.96438],[-110.88816,27.97542],[-110.95521,28.08899],[-110.97901,28.15924],[-111.00943,28.20474],[-111.09425,28.41011],[-111.35487,28.40438],[-111.47282,28.55605],[-111.47358,28.84057],[-111.47506,28.84064]]}}
LT EL NOVILLO - HERMOSILLO 5 | LineString | 115 kV |  | 123.1 km | 115 KV - 2C - 795 ACSR - TA | [5 empty] | CONACYT 2024 (oficial) | {"type":"Feature","properties":{},"geometry":{"type":"LineString","coordinates":[[-110.83403,29.03315],[-110.83419,29.03243],[-110.8342,29.03153],[-110.76849,29.03123],[-110.60332,29.05537],[-110.5815,29.05297],[-110.51034,29.05053],[-110.42004,29.03342],[-110.30076,29.01551],[-110.09565,28.96646],[-109.99793,28.92653],[-109.85831,28.88454],[-109.83835,28.87685],[-109.81646,28.8842],[-109.77351,28.91467],[-109.75594,28.9386],[-109.72699,28.94408],[-109.65583,28.97538],[-109.64579,28.97369]]}}
LT COSTA 4 - COSTA 9 | LineString | 115 kV |  | 30.05 km | 115 KV - 1C - 477 ACSR - PM | [5 empty] | CONACYT 2024 (oficial) | {"type":"Feature","properties":{},"geometry":{"type":"LineString","coordinates":[[-111.32154,28.33459],[-111.47337,28.55484],[-111.47306,28.56807]]}}
LT HERMOSILLO 4 - HERMOSILLO VI (ESTADIO) | LineString | 115 kV |  | 5.34 km | 115 KV - 1C - 477 ACSR - TA/PA | [5 empty] | CONACYT 2024 (oficial) | {"type":"Feature","properties":{},"geometry":{"type":"LineString","coordinates":[[-110.98254,29.09294],[-110.98248,29.09309],[-110.9927,29.09351],[-110.99214,29.08542],[-111.0226,29.08166],[-111.02581,29.0815],[-111.02582,29.0809]]}}
LT OASIS - SANTA ANA | LineString | 115 kV |  | 95.42 km | 115KV-1C-336 ACSR-PM | [5 empty] | CONACYT 2024 (oficial) | {"type":"Feature","properties":{},"geometry":{"type":"LineString","coordinates":[[-111.04264,29.68892],[-111.05474,29.74281],[-111.05412,29.80278],[-111.07696,29.87269],[-111.10953,29.91227],[-111.09963,30.36344],[-111.09066,30.45899],[-111.1258,30.50784],[-111.13225,30.52501]]}}
LT PRESIDENTE JUAREZ - PUERTO NUEVO | LineString | 115 kV |  | 28.44 km | 115 KV - 1C - 28.43 KM - 795 ACSR - TA | [5 empty] | CONACYT 2024 (oficial) | {"type":"Feature","properties":{},"geometry":{"type":"LineString","coordinates":[[-117.06622,32.37112],[-117.06592,32.37119],[-117.06399,32.36898],[-117.06274,32.3687],[-117.04012,32.35309],[-117.02198,32.29656],[-116.98627,32.28098],[-116.9268,32.29634],[-116.89551,32.25962],[-116.93556,32.24778]]}}
LT MINERA SAN FELIPE - SAN FELIPE | LineString | 115 kV |  | 105.71 km | 115 KV - 1C - 105.74 KM - 477 ACSR - PM | [5 empty] | CONACYT 2024 (oficial) | {"type":"Feature","properties":{},"geometry":{"type":"LineString","coordinates":[[-115.1222,31.58635],[-115.07431,31.58542],[-115.07557,31.56193],[-115.0687,31.4556],[-115.07683,31.4145],[-115.13063,31.39677],[-115.14528,31.39631],[-115.1727,31.37968],[-115.21289,31.32431],[-115.22099,31.30075],[-115.30575,31.24641],[-115.17761,31.1911],[-115.13181,31.17344],[-115.10214,31.15848],[-114.95572,31.07009],[-114.9474,31.05943],[-114.9285,31.05365],[-114.89176,31.03139],[-114.85601,31.02157],[-114.84792,31.02784]]}}
LT TRINIDAD TAP MINERA SAN FELIPE - SAN FELIPE | LineString | 115 kV |  | 44.17 km | 115 KV - 1C - 44.52 KM - 477 ACSR - PM | [5 empty] | CONACYT 2024 (oficial) | {"type":"Feature","properties":{},"geometry":{"type":"LineString","coordinates":[[-115.30575,31.24641],[-115.41244,31.29207],[-115.51444,31.31527],[-115.58523,31.33663],[-115.65263,31.36172],[-115.74193,31.37602]]}}
LT ENSENADA EL GALLO | LineString | 115 kV |  | 5.74 km | 115 KV - 2C - 5.73 KM - 795 ACSR - TA | [5 empty] | CONACYT 2024 (oficial) | {"type":"Feature","properties":{},"geometry":{"type":"LineString","coordinates":[[-116.61517,31.87886],[-116.61494,31.87894],[-116.61195,31.88268],[-116.5955,31.87106],[-116.59237,31.8527],[-116.59252,31.85296]]}}
LT ENSENADA EL GALLO | LineString | 115 kV |  | 5.73 km | 115 KV - 2C - 5.73 KM - 795 ACSR - TA | [5 empty] | CONACYT 2024 (oficial) | {"type":"Feature","properties":{},"geometry":{"type":"LineString","coordinates":[[-116.61511,31.87892],[-116.61494,31.87894],[-116.61195,31.88268],[-116.5955,31.87106],[-116.59237,31.8527],[-116.59242,31.85296]]}}
FINCA MONTERREY TAP - EL GALLO - ENSENADA | LineString | 115 kV |  | 0.01 km | 115 KV - 1C - 0.07 KM - 795 ACSR - PA | [5 empty] | CONACYT 2024 (oficial) | {"type":"Feature","properties":{},"geometry":{"type":"LineString","coordinates":[[-116.60526,31.8756],[-116.60519,31.87561]]}}
LT MANEADERO - SAN VICENTE | LineString | 115 kV |  | 56.98 km | 115 KV - 1C - 56.96 KM - 477 ACSR - PM | [5 empty] | CONACYT 2024 (oficial) | {"type":"Feature","properties":{},"geometry":{"type":"LineString","coordinates":[[-116.24897,31.32412],[-116.26836,31.33685],[-116.30148,31.37163],[-116.33632,31.38551],[-116.39805,31.51182],[-116.43454,31.60212],[-116.52094,31.64324],[-116.52078,31.66951],[-116.56346,31.7194],[-116.56683,31.71956],[-116.57103,31.71853],[-116.5716,31.71838]]}}
LT MANEADERO - CIPRES | LineString | 115 kV |  | 8.42 km | 115 KV - 1C - 8.42 KM - 477/795 ACSR - PA/PM | [5 empty] | CONACYT 2024 (oficial) | {"type":"Feature","properties":{},"geometry":{"type":"LineString","coordinates":[[-116.58462,31.77673],[-116.58425,31.77685],[-116.58302,31.77754],[-116.57969,31.77814],[-116.57772,31.77734],[-116.57082,31.76813],[-116.56352,31.73351],[-116.56683,31.71956],[-116.57103,31.71853],[-116.57164,31.71848]]}}
LT PUNTA CHINA TAP CIPRES - EL CAÑON | LineString | 115 kV |  | 22.98 km | 115 KV - 1C - 22.98 KM - 477 ACSR - PA | [5 empty] | CONACYT 2024 (oficial) | {"type":"Feature","properties":{},"geometry":{"type":"LineString","coordinates":[[-116.62336,31.51758],[-116.62758,31.54497],[-116.6126,31.55384],[-116.57977,31.55187],[-116.52857,31.56567],[-116.47059,31.57416],[-116.42714,31.58436]]}}
LT EL CAÑON - SAN VICENTE | LineString | 115 kV |  | 14.51 km | 115 KV - 1C - 14.5 KM - 266.8 ACSR - PM | [5 empty] | CONACYT 2024 (oficial) | {"type":"Feature","properties":{},"geometry":{"type":"LineString","coordinates":[[-116.16197,31.22301],[-116.18299,31.274],[-116.2411,31.31471],[-116.24888,31.32405]]}}
LT EL CAÑON - SAN QUINTIN | LineString | 115 kV |  | 67.01 km | 115 KV - 1C - 67.00 KM - 477 ACSR - PA | [5 empty] | CONACYT 2024 (oficial) | {"type":"Feature","properties":{},"geometry":{"type":"LineString","coordinates":[[-116.16194,31.2229],[-116.14103,31.16996],[-116.12451,31.13667],[-116.18416,31.10086],[-116.18506,31.08533],[-116.19543,31.07643],[-116.20206,31.04218],[-116.06571,30.85418],[-116.05149,30.83822],[-116.00623,30.77661],[-115.97909,30.74829],[-115.98737,30.71558]]}}
LT EL CAÑON - TRINIDAD | LineString | 115 kV |  | 43.58 km | 115 KV - 1C - 43.57 KM - 477 ACSR - PA | [5 empty] | CONACYT 2024 (oficial) | {"type":"Feature","properties":{},"geometry":{"type":"LineString","coordinates":[[-116.16181,31.22295],[-115.96974,31.27027],[-115.93654,31.28619],[-115.74271,31.37529]]}}
LT SAN QUINTIN - SAN SIMON | LineString | 115 kV |  | 25.99 km | 115 KV - 1C - 25.98 KM - 477 ACSR - PA | [5 empty] | CONACYT 2024 (oficial) | {"type":"Feature","properties":{},"geometry":{"type":"LineString","coordinates":[[-115.90857,30.50821],[-115.89877,30.51239],[-115.9097,30.55173],[-115.91693,30.61374],[-115.93932,30.62838],[-115.98299,30.70061],[-115.98736,30.71554]]}}
L.T. PRESIDENTE JUAREZ - PANAMERICANA FRACCIONAMIENTO | LineString | 115 kV |  | 12.69 km | 115 KV - 2C - 12.68 KM - 795 ACSR - PM | [5 empty] | CONACYT 2024 (oficial) | {"type":"Feature","properties":{},"geometry":{"type":"LineString","coordinates":[[-117.06626,32.37138],[-117.06554,32.37155],[-117.06053,32.39614],[-117.01218,32.43567],[-116.98906,32.43462],[-116.99205,32.44567]]}}
L.T. TIJUANA I - LA HERRADURA | LineString | 115 kV |  | 15.33 km | 115 KV - 1/2C - 15.32 KM - 795 ACSR - TA | [5 empty] | CONACYT 2024 (oficial) | {"type":"Feature","properties":{},"geometry":{"type":"LineString","coordinates":[[-116.75031,32.52426],[-116.75077,32.52483],[-116.7851,32.50663],[-116.79629,32.50609],[-116.84087,32.48643],[-116.88459,32.51421],[-116.88439,32.51436]]}}
L.T. FRANCISCO VILLA (MATAMOROS) - LA HERRADURA | LineString | 115 kV |  | 9.96 km | 115 KV - 1/2C - 9.96 KM - 795 ACSR - TA | [5 empty] | CONACYT 2024 (oficial) | {"type":"Feature","properties":{},"geometry":{"type":"LineString","coordinates":[[-116.75022,32.52432],[-116.75077,32.52483],[-116.7851,32.50663],[-116.79629,32.50609],[-116.84087,32.48643],[-116.84153,32.48702],[-116.84128,32.48706]]}}
L.T. FRANCISCO VILLA (MATAMOROS) - TIJUANA I | LineString | 115 kV |  | 5.59 km | 115 KV - 1/2C - 5.59 KM - 795 ACSR - TA | [5 empty] | CONACYT 2024 (oficial) | {"type":"Feature","properties":{},"geometry":{"type":"LineString","coordinates":[[-116.84145,32.4872],[-116.84153,32.48702],[-116.84087,32.48643],[-116.88459,32.51421],[-116.8844,32.51425]]}}
LT VICAM - OBREGON II | LineString | 115 kV |  | 36.95 km | 115 KV - 1C - 4/0 - TA/PM | [5 empty] | CONACYT 2024 (oficial) | {"type":"Feature","properties":{},"geometry":{"type":"LineString","coordinates":[[-109.97451,27.48896],[-109.9756,27.48899],[-109.97836,27.49119],[-110.1198,27.60263],[-110.28604,27.63245],[-110.295,27.63783],[-110.29516,27.63765]]}}
LT OBREGON II - EMPALME | LineString | 115 kV |  | 102.13 km | 115 KV - 1C - 477 ACSR - TA/PM | [5 empty] | CONACYT 2024 (oficial) | {"type":"Feature","properties":{},"geometry":{"type":"LineString","coordinates":[[-110.797,27.95216],[-110.6767,27.94908],[-110.65668,27.94522],[-110.5931,27.924],[-110.4992,27.88367],[-110.49012,27.87636],[-110.34709,27.66803],[-110.28727,27.63246],[-110.11989,27.60244],[-109.97836,27.49119],[-109.9756,27.48899],[-109.97451,27.48906]]}}
LT EL ESFUERZO - TUXPAN II | LineString | 115 kV |  | 11.95 km | 115KV-1C/2C-11.9KM-477ACSR-TA | [5 empty] | CONACYT 2024 (oficial) | {"type":"Feature","properties":{},"geometry":{"type":"LineString","coordinates":[[-97.45178,20.95779],[-97.45173,20.95802],[-97.45152,20.96269],[-97.46436,20.94808],[-97.43373,20.93695],[-97.4268,20.93079],[-97.40261,20.93049],[-97.38315,20.93564],[-97.3832,20.93612]]}}
LT VICAM - EMPALME | LineString | 115 kV |  | 65.22 km | 115 KV - 1C - 477 ACSR - TA/PM | [5 empty] | CONACYT 2024 (oficial) | {"type":"Feature","properties":{},"geometry":{"type":"LineString","coordinates":[[-110.29516,27.63765],[-110.295,27.63783],[-110.34801,27.66975],[-110.48995,27.87651],[-110.49903,27.8838],[-110.59301,27.92419],[-110.6566,27.9454],[-110.67662,27.94925],[-110.7111,27.95023],[-110.79699,27.95226]]}}
LT INDUSTRIAL CABORCA - SANTA ANA | LineString | 115 kV |  | 6.97 km | 115KV - 2C - 795 ACSR - TA | [5 empty] | CONACYT 2024 (oficial) | {"type":"Feature","properties":{},"geometry":{"type":"LineString","coordinates":[[-112.15844,30.72553],[-112.15843,30.72627],[-112.15918,30.72739],[-112.17326,30.73746],[-112.21032,30.72179],[-112.20822,30.71333],[-112.2081,30.71261]]}}
LT LOUISIANA (MOCHIS NORTE) - MOCHIS 3 | LineString | 115 kV |  | 12.51 km | 115 KV - 2C - 12.52KM - 795 ACSR - TA/PA | [5 empty] | CONACYT 2024 (oficial) | {"type":"Feature","properties":{},"geometry":{"type":"LineString","coordinates":[[-109.07567,25.78465],[-109.07459,25.78397],[-109.04022,25.83285],[-109.01836,25.83443],[-108.99507,25.81808],[-108.9945,25.81765]]}}
LT MOCHIS COLINAS - MOCHIS I | LineString | 115 kV |  | 4.07 km | 115 KV - 1C - 4.07KM - 477 ACSR - TA | [5 empty] | CONACYT 2024 (oficial) | {"type":"Feature","properties":{},"geometry":{"type":"LineString","coordinates":[[-108.94921,25.80436],[-108.94877,25.80354],[-108.94898,25.80204],[-108.96606,25.77238],[-108.96653,25.77168]]}}
LT LOUSIANA (MOCHIS NORTE) - LAS VILLAS | LineString | 115 kV |  | 7.51 km | 115 KV - 2C - 7.51KM - 795 ACSR - PA | [5 empty] | CONACYT 2024 (oficial) | {"type":"Feature","properties":{},"geometry":{"type":"LineString","coordinates":[[-109.01812,25.76166],[-109.01783,25.76153],[-109.01833,25.76078],[-109.03302,25.75849],[-109.07551,25.78407],[-109.07592,25.78421]]}}
LT MOCHIS 3 - LAS VILLAS | LineString | 115 kV |  | 8.56 km | 115 KV - 2C - 8.56KM - 795 ACSR - TA/PA | [5 empty] | CONACYT 2024 (oficial) | {"type":"Feature","properties":{},"geometry":{"type":"LineString","coordinates":[[-108.99449,25.81758],[-109.00473,25.82203],[-109.0255,25.78956],[-109.01801,25.76182]]}}
LT MOCHIS I - LOUSIANA (MOCHIS NORTE) | LineString | 115 kV |  | 13.72 km | 115 KV - 2C - 13.72KM - 795 ACSR - PA | [5 empty] | CONACYT 2024 (oficial) | {"type":"Feature","properties":{},"geometry":{"type":"LineString","coordinates":[[-109.07597,25.78414],[-109.07551,25.78407],[-109.03302,25.75849],[-109.01833,25.76078],[-109.01797,25.76132],[-109.00186,25.75223],[-108.97728,25.75803],[-108.96743,25.77134],[-108.96727,25.7717]]}}
LT MOCHIS 3 - MOCHIS COLINAS | LineString | 115 kV |  | 10.25 km | 115 KV - 2C - 10.25KM - 795 ACSR - TA | [5 empty] | CONACYT 2024 (oficial) | {"type":"Feature","properties":{},"geometry":{"type":"LineString","coordinates":[[-108.94902,25.80455],[-108.94136,25.82062],[-108.9655,25.83751],[-108.98256,25.84237],[-108.99655,25.82223],[-108.99425,25.81782]]}}
LT MOCHIS COLINAS - MOCHIS INDUSTRIAL | LineString | 115 kV |  | 12.98 km | 115 KV - 2C - 12.98KM - 795 ACSR - TA | [5 empty] | CONACYT 2024 (oficial) | {"type":"Feature","properties":{},"geometry":{"type":"LineString","coordinates":[[-108.902,25.82048],[-108.90286,25.82073],[-108.90909,25.80297],[-108.91172,25.79177],[-108.94097,25.79948],[-108.94377,25.79882],[-108.95468,25.78028],[-108.95878,25.78089],[-108.9609,25.78135],[-108.94898,25.80204],[-108.94877,25.80354],[-108.94887,25.80427],[-108.94915,25.80442]]}}
LT TOPOLOBAMPO - PEMEX | LineString | 115 kV |  | 0.53 km | 115 KV - 1C - 0.53KM - 477 ACSR - PM | [5 empty] | CONACYT 2024 (oficial) | {"type":"Feature","properties":{},"geometry":{"type":"LineString","coordinates":[[-109.04853,25.61332],[-109.05082,25.60926]]}}
LT LA BARRA - PANTEPEC | LineString | 115 kV |  | 46.32 km | 115KV-1C-46.3KM-477/795-TA | [5 empty] | CONACYT 2024 (oficial) | {"type":"Feature","properties":{},"geometry":{"type":"LineString","coordinates":[[-97.33332,21.01167],[-97.33353,21.0115],[-97.3891,20.98838],[-97.41008,20.98324],[-97.45152,20.96269],[-97.46436,20.94808],[-97.49471,20.95585],[-97.53541,20.95996],[-97.57148,20.95277],[-97.58185,20.94451],[-97.608,20.94618],[-97.64104,20.93768],[-97.66448,20.94533],[-97.70715,20.9458],[-97.70879,20.9506],[-97.71911,20.98178],[-97.71941,20.98236]]}}
LT TOPOLOBAMPO - MOCHIS I | LineString | 115 kV |  | 20.97 km | 115 KV - 2C - 20.97KM - 795 ACSR - TA | [5 empty] | CONACYT 2024 (oficial) | {"type":"Feature","properties":{},"geometry":{"type":"LineString","coordinates":[[-108.96699,25.77156],[-108.96719,25.77126],[-108.97124,25.75699],[-109.02827,25.65788],[-109.04603,25.65289],[-109.05348,25.62559],[-109.05087,25.60931]]}}
LT MOCHIS INDUSTRIAL - JUAN JOSE RIOS | LineString | 115 kV |  | 13.12 km | 115 KV - 1C - 13.12KM - 795 ACSR - PM | [5 empty] | CONACYT 2024 (oficial) | {"type":"Feature","properties":{},"geometry":{"type":"LineString","coordinates":[[-108.82452,25.76637],[-108.82402,25.76707],[-108.91172,25.79177],[-108.90909,25.80297],[-108.90286,25.82073],[-108.90216,25.82037]]}}
LT MOCHIS 3 - MOCHIS INDUSTRIAL | LineString | 115 kV |  | 14.65 km | 115 KV - 1C - 14.65KM - 795 ACSR - TA | [5 empty] | CONACYT 2024 (oficial) | {"type":"Feature","properties":{},"geometry":{"type":"LineString","coordinates":[[-108.99441,25.81779],[-108.99507,25.81808],[-108.99655,25.82223],[-108.98256,25.84237],[-108.9655,25.83751],[-108.94136,25.82062],[-108.93006,25.81802],[-108.90909,25.80297],[-108.90286,25.82073],[-108.90241,25.82011]]}}
L.T. LOS RIOS-TENOSIQUE | LineString | 115 kV |  | 63.59 km | 115KV-1C-63.60KM-PC | [5 empty] | CONACYT 2024 (oficial) | {"type":"Feature","properties":{},"geometry":{"type":"LineString","coordinates":[[-91.45558,17.45705],[-91.46294,17.45842],[-91.47629,17.47885],[-91.5078,17.48353],[-91.5436,17.49682],[-91.56893,17.50119],[-91.58723,17.51175],[-91.59484,17.54455],[-91.59245,17.6068],[-91.62318,17.6637],[-91.65881,17.685],[-91.68002,17.70695],[-91.71203,17.71142],[-91.73866,17.72524],[-91.77942,17.71806],[-91.82225,17.75172],[-91.86899,17.75954]]}}
LT. LERMA-CHAMPOTON (LINEA 1) | LineString | 115 kV |  | 56.59 km | 115KV-1C-56.60KM-TA | [5 empty] | CONACYT 2024 (oficial) | {"type":"Feature","properties":{},"geometry":{"type":"LineString","coordinates":[[-90.6138,19.79378],[-90.64963,19.75707],[-90.68223,19.68707],[-90.67556,19.62094],[-90.69353,19.54819],[-90.69895,19.50132],[-90.70133,19.44565],[-90.71699,19.39383],[-90.71662,19.36916],[-90.69982,19.35707],[-90.72742,19.32499]]}}
LT.ESCARCEGA POTENCIA-CHAMPOTON | LineString | 115 kV |  | 81.84 km | 115KV-1C-81.86KM-TA | [5 empty] | CONACYT 2024 (oficial) | {"type":"Feature","properties":{},"geometry":{"type":"LineString","coordinates":[[-90.72744,19.32465],[-90.73211,19.28259],[-90.72888,19.20153],[-90.72483,19.14404],[-90.72939,19.12463],[-90.72135,19.07441],[-90.72467,19.0622],[-90.72366,18.96768],[-90.71691,18.9342],[-90.73362,18.91043],[-90.74124,18.85908],[-90.75602,18.82831],[-90.74492,18.8039],[-90.73743,18.73502],[-90.73736,18.69954],[-90.74422,18.61964],[-90.76162,18.60992]]}}
LT TIHUATLAN II - TUXPAN II | LineString | 115 kV |  | 35.95 km | 115KV-1C/2C-35.9KM-477ACSR-TA | [5 empty] | CONACYT 2024 (oficial) | {"type":"Feature","properties":{},"geometry":{"type":"LineString","coordinates":[[-97.38311,20.93612],[-97.38315,20.93564],[-97.40261,20.93049],[-97.4268,20.93079],[-97.43373,20.93695],[-97.46436,20.94808],[-97.49471,20.95585],[-97.53541,20.95996],[-97.57148,20.95277],[-97.58185,20.94451],[-97.608,20.94618],[-97.64104,20.93768],[-97.66448,20.94533],[-97.70715,20.9458],[-97.7101,20.9442]]}}
LT. MANUEL MORENO TORRES-TUXTLA SUR | LineString | 115 kV |  | 36.25 km | 115KV-1C-35.73KM-TA | [5 empty] | CONACYT 2024 (oficial) | {"type":"Feature","properties":{},"geometry":{"type":"LineString","coordinates":[[-93.19879,16.74261],[-93.20609,16.7461],[-93.20659,16.76806],[-93.19826,16.80118],[-93.2177,16.84062],[-93.23076,16.87702],[-93.20409,16.94173],[-93.19492,16.94396],[-93.14881,16.94062],[-93.11798,16.93535],[-93.09369,16.94003]]}}
LT. PARRILLA-VILLAHERMOSA II | LineString | 115 kV |  | 12.57 km | 115KV-1C-12.56KM-TA | [5 empty] | CONACYT 2024 (oficial) | {"type":"Feature","properties":{},"geometry":{"type":"LineString","coordinates":[[-92.92767,17.97309],[-92.92257,17.96185],[-92.91978,17.9551],[-92.92064,17.91864],[-92.92708,17.9058],[-92.92353,17.88619],[-92.92621,17.86289]]}}
LT. LA CHOCA-TAMULTE | LineString | 115 kV |  | 8.93 km | 115KV-1C-8.93KM-TA | [5 empty] | CONACYT 2024 (oficial) | {"type":"Feature","properties":{},"geometry":{"type":"LineString","coordinates":[[-92.9727,17.958],[-92.97296,17.96003],[-92.96553,17.96452],[-92.99207,17.98742],[-92.95942,18.00107],[-92.9591,18.00085]]}}
LT SAN MARTIN POT. - HUEJOTZINGO | LineString | 115 kV |  | 16.88 km | 115KV-1C-16.8KM-795ACSR 73640 | [5 empty] | CONACYT 2024 (oficial) | {"type":"Feature","properties":{},"geometry":{"type":"LineString","coordinates":[[-98.41924,19.30232],[-98.41852,19.30223],[-98.41757,19.3019],[-98.41191,19.29292],[-98.41147,19.29292],[-98.41116,19.29249],[-98.4108,19.29158],[-98.4167,19.27225],[-98.41929,19.26367],[-98.41544,19.26001],[-98.41714,19.25556],[-98.42144,19.25261],[-98.42173,19.25204],[-98.41529,19.2484],[-98.42011,19.2191],[-98.41736,19.20431],[-98.41723,19.20404],[-98.41599,19.20156],[-98.39423,19.18523],[-98.3945,19.1854]]}}
LT TONANTZINTLA(UNIVERSIDAD) - AGUA SANTA | LineString | 115 kV |  | 11.19 km | 115KV-1C/2C-11.1KM-795ACSR 73340 | [5 empty] | CONACYT 2024 (oficial) | {"type":"Feature","properties":{},"geometry":{"type":"LineString","coordinates":[[-98.24929,18.98617],[-98.25,18.98591],[-98.27249,18.99491],[-98.2905,18.98114],[-98.29689,18.98943],[-98.30043,18.99407],[-98.29843,19.02937],[-98.29868,19.02925]]}}
LT. VILLAHERMOSA NORTE-FRONTERA | LineString | 115 kV |  | 75.11 km | 115KV-1C-75.06KM-TA | [5 empty] | CONACYT 2024 (oficial) | {"type":"Feature","properties":{},"geometry":{"type":"LineString","coordinates":[[-92.92517,18.04865],[-92.9245,18.04799],[-92.91627,18.04544],[-92.88585,18.07204],[-92.87147,18.08107],[-92.85842,18.08],[-92.83879,18.0994],[-92.85924,18.16243],[-92.82304,18.20173],[-92.8201,18.22316],[-92.82979,18.23077],[-92.83258,18.24913],[-92.83069,18.27988],[-92.80397,18.29901],[-92.78832,18.33965],[-92.79645,18.38567],[-92.79845,18.43853],[-92.74602,18.46784],[-92.74122,18.47894],[-92.68144,18.51707],[-92.64524,18.51067],[-92.63647,18.52345]]}}
LT. MACUSPANA II-CD. PEMEX | LineString | 115 kV |  | 15.27 km | 115KV-2C-15.46KM-TA | [5 empty] | CONACYT 2024 (oficial) | {"type":"Feature","properties":{},"geometry":{"type":"LineString","coordinates":[[-92.49252,17.88312],[-92.49296,17.87117],[-92.50526,17.84792],[-92.59954,17.83911],[-92.60717,17.83371]]}}
LT HUMEROS II - ZACAPOAXTLA | LineString | 115 kV |  | 16.7 km | 115KV-1C-16.7KM-336ACSR-TA/PC 73470 | [5 empty] | CONACYT 2024 (oficial) | {"type":"Feature","properties":{},"geometry":{"type":"LineString","coordinates":[[-97.56694,19.83864],[-97.54976,19.81859],[-97.49524,19.78089],[-97.4787,19.72868],[-97.47363,19.72464]]}}
LT MARTINEZ DE LA TORRE - SAN RAFAEL II | LineString | 115 kV |  | 22.48 km | 115KV-1C-22.4KM-477ACSR-TA 73420 | [5 empty] | CONACYT 2024 (oficial) | {"type":"Feature","properties":{},"geometry":{"type":"LineString","coordinates":[[-96.91174,20.17375],[-96.94985,20.15914],[-96.95949,20.14677],[-96.99844,20.12351],[-97.0139,20.10869],[-97.02526,20.08092],[-97.06525,20.0696],[-97.07581,20.06046]]}}
LT TIHUATLAN - IXHUATLAN | LineString | 115 kV |  | 45.91 km | 115KV-1C-45.9KM-795ACSR-TA/PM | [5 empty] | CONACYT 2024 (oficial) | {"type":"Feature","properties":{},"geometry":{"type":"LineString","coordinates":[[-98.01077,20.73423],[-98.00367,20.76023],[-97.92029,20.84097],[-97.89841,20.85468],[-97.87774,20.91083],[-97.84974,20.95158],[-97.83308,20.96585],[-97.81966,20.97012],[-97.79149,20.9669],[-97.74471,20.95693],[-97.71064,20.94414]]}}
LT OJO DE AGUA - FERMEX | LineString | 115 kV |  | 3.69 km | 115KV-1C-3.6KM-PM | [5 empty] | CONACYT 2024 (oficial) | {"type":"Feature","properties":{},"geometry":{"type":"LineString","coordinates":[[-97.07041,18.86751],[-97.07086,18.86729],[-97.05049,18.88804],[-97.04863,18.89012],[-97.04821,18.89072]]}}
LT LA GRANJA III - BOCA DEL RIO | LineString | 115 kV |  | 91.92 km | 115KV-2C-91.9KM-795-TA 73590 | [5 empty] | CONACYT 2024 (oficial) | {"type":"Feature","properties":{},"geometry":{"type":"LineString","coordinates":[[-96.11014,19.11747],[-96.11908,19.10975],[-96.11988,19.09406],[-96.13698,19.08269],[-96.12575,19.07353],[-96.12339,19.02885],[-96.11075,18.95308],[-96.11129,18.94343],[-96.11149,18.93997],[-96.11201,18.93048],[-96.11286,18.91553],[-96.14191,18.82533],[-96.15843,18.82002],[-96.16535,18.77594],[-96.16932,18.7655],[-96.21972,18.65074],[-96.22865,18.61329],[-96.24029,18.58769],[-96.24742,18.53481],[-96.27391,18.48797],[-96.26586,18.4331],[-96.25616,18.35606],[-96.26171,18.3538],[-96.26153,18.35392]]}}
LT TEMASCAL I - ZONGOLICA | LineString | 115 kV |  | 110.88 km | 115KV-1C-110.9KM-TA 73610 | [5 empty] | CONACYT 2024 (oficial) | {"type":"Feature","properties":{},"geometry":{"type":"LineString","coordinates":[[-96.99339,18.67611],[-96.97797,18.68447],[-96.95286,18.71369],[-96.93771,18.74176],[-96.9548,18.76365],[-96.96,18.78536],[-96.9428,18.81694],[-96.85795,18.77407],[-96.81212,18.761],[-96.79555,18.73073],[-96.75449,18.66482],[-96.70379,18.62528],[-96.68358,18.61362],[-96.67124,18.60096],[-96.62248,18.55091],[-96.57616,18.53422],[-96.5173,18.46559],[-96.50691,18.40528],[-96.44049,18.32773],[-96.4077,18.27861],[-96.406,18.24246],[-96.40834,18.23185]]}}
LT SAN LORENZO ALMECATLA - TONANTZINTLA(UNIVERSIDA | LineString | 115 kV |  | 20.56 km | 115KV-1C/2C/4C-20.5KM-795 | [5 empty] | CONACYT 2024 (oficial) | {"type":"Feature","properties":{},"geometry":{"type":"LineString","coordinates":[[-98.29889,19.02959],[-98.29875,19.02969],[-98.29849,19.03959],[-98.29085,19.03969],[-98.27906,19.04616],[-98.27827,19.04659],[-98.27724,19.06791],[-98.29005,19.08019],[-98.27186,19.135],[-98.2495,19.11238],[-98.24241,19.11972],[-98.24314,19.11367],[-98.24308,19.11393]]}}
L.T. ACAPULCO - GARITA | LineString | 115 kV |  | 3.79 km | 115 KV-1C-3.78 Km-TA | [5 empty] | CONACYT 2024 (oficial) | {"type":"Feature","properties":{},"geometry":{"type":"LineString","coordinates":[[-99.88532,16.86771],[-99.88373,16.8743],[-99.86203,16.877],[-99.8606,16.87817]]}}
L.T. JILOTEPEC - ACULCO | LineString | 115 kV |  | 45.87 km | 115 KV-2C-45.7 Km-795 ACSR-TA (TENDIDO 1er. CIRCUITO) | [5 empty] | CONACYT 2024 (oficial) | {"type":"Feature","properties":{},"geometry":{"type":"LineString","coordinates":[[-99.48207,19.96511],[-99.50201,19.95585],[-99.50595,19.97391],[-99.50597,19.97434],[-99.50679,19.98656],[-99.57883,20.03182],[-99.60249,20.03091],[-99.63118,20.03988],[-99.66214,20.06069],[-99.70568,20.05254],[-99.73306,20.06858],[-99.80329,20.07473],[-99.81956,20.07978],[-99.83085,20.07681],[-99.83477,20.09322]]}}
L.T. LEON II - LEON PONIENTE | LineString | 115 kV |  | 6.04 km | 115 KV- 1C- 6.18 Km-477 ACSR-PC | [5 empty] | CONACYT 2024 (oficial) | {"type":"Feature","properties":{},"geometry":{"type":"LineString","coordinates":[[-101.67978,21.07243],[-101.70911,21.09748],[-101.70849,21.11346]]}}
L.T. LEON II - LEON III | LineString | 115 kV |  | 11.04 km | 115 KV- 2C-11.69 Km-900 ACSR-TA | [5 empty] | CONACYT 2024 (oficial) | {"type":"Feature","properties":{},"geometry":{"type":"LineString","coordinates":[[-101.72688,21.14328],[-101.72617,21.14353],[-101.73205,21.12578],[-101.73269,21.12409],[-101.71763,21.1073],[-101.71726,21.10695],[-101.71267,21.10893],[-101.70933,21.09954],[-101.67998,21.07298],[-101.6796,21.07278]]}}
L.T. IRAPUATO I - IRAPUATO II | LineString | 115 kV |  | 9.05 km | 115 KV-1C-8.93 Km - 477 ACSR - PC | [5 empty] | CONACYT 2024 (oficial) | {"type":"Feature","properties":{},"geometry":{"type":"LineString","coordinates":[[-101.29886,20.69917],[-101.3077,20.68899],[-101.34991,20.71934],[-101.36709,20.71019]]}}
L.T. MORELIA II - CAMPESTRE 73340 | LineString | 115 kV |  | 9.8 km | 115kV - 8.7km - 477 ACSR | [5 empty] | CONACYT 2024 (oficial) | {"type":"Feature","properties":{},"geometry":{"type":"LineString","coordinates":[[-101.15393,19.68456],[-101.15371,19.68365],[-101.15586,19.65657],[-101.17268,19.65345],[-101.20292,19.66001],[-101.20996,19.67216],[-101.2103,19.6723]]}}
L.T. OCOTLÁN - VISTA HERMOSA 73410 | LineString | 115 kV |  | 28.5 km | 115kV - 25.5km - 266 ACSR | [5 empty] | CONACYT 2024 (oficial) | {"type":"Feature","properties":{},"geometry":{"type":"LineString","coordinates":[[-102.47654,20.25763],[-102.48595,20.23615],[-102.50901,20.22385],[-102.53649,20.23581],[-102.56481,20.24082],[-102.5832,20.2504],[-102.59332,20.29042],[-102.66749,20.29227],[-102.68462,20.29121],[-102.68579,20.29539]]}}
L.T. SPITCER FORJAS DANA TAP QUERETARO I - QUERETARO INDUSTRIAL | LineString | 115 kV |  | 0.3 km | 115 KV-1C-0.29 Km-477 ACSR-PM | [5 empty] | CONACYT 2024 (oficial) | {"type":"Feature","properties":{},"geometry":{"type":"LineString","coordinates":[[-100.43558,20.62374],[-100.4371,20.62227]]}}
L.T. VALLE DE SANTIAGO - JOYUELA | LineString | 115 kV |  | 17.19 km | 115 KV-1C-17.20 Km-477 ACSR-PC/PM | [5 empty] | CONACYT 2024 (oficial) | {"type":"Feature","properties":{},"geometry":{"type":"LineString","coordinates":[[-101.20778,20.24387],[-101.20786,20.24433],[-101.19098,20.28762],[-101.19165,20.3427],[-101.19961,20.3864],[-101.20473,20.39392],[-101.20471,20.3941]]}}
LT GUAMUCHIL - SAN RAFAEL | LineString | 115 kV |  | 26.71 km | 115 KV - 1C - 26.73KM - 336 ACSR - TA | [5 empty] | CONACYT 2024 (oficial) | {"type":"Feature","properties":{},"geometry":{"type":"LineString","coordinates":[[-108.06871,25.44493],[-108.07125,25.46327],[-108.08035,25.47192],[-108.12479,25.46979],[-108.19567,25.48302],[-108.21921,25.49047],[-108.26111,25.48687],[-108.30671,25.49666]]}}
LT EL CARRIZO - EL FUERTE | LineString | 115 kV |  | 56.71 km | 115 KV - 1C - 56.72KM - 795 ACSR - TA | [5 empty] | CONACYT 2024 (oficial) | {"type":"Feature","properties":{},"geometry":{"type":"LineString","coordinates":[[-108.57478,26.50722],[-108.58104,26.4733],[-108.59736,26.44789],[-108.60801,26.42167],[-108.61982,26.4035],[-108.64818,26.39888],[-108.6892,26.40311],[-108.71046,26.37954],[-108.73856,26.3856],[-108.82709,26.35239],[-108.88938,26.35697],[-108.99159,26.41251],[-109.00938,26.39978],[-109.00992,26.39921]]}}
LT LOUISIANA (MOCHIS NORTE) - MOCHIS 3 | LineString | 115 kV |  | 12.51 km | 115 KV - 2C - 12.51KM - 795 ACSR - TA/PA | [5 empty] | CONACYT 2024 (oficial) | {"type":"Feature","properties":{},"geometry":{"type":"LineString","coordinates":[[-109.07578,25.78443],[-109.07459,25.78397],[-109.04022,25.83285],[-109.01836,25.83443],[-108.99507,25.81808],[-108.99446,25.81773]]}}
L.T. METROPOLI POTENCIA - LA HERRADURA | LineString | 115 kV |  | 23.31 km | 115 KV - 2C - 23.3 KM - 795 ACSR - TA/PM (OP. INICIAL EN 69 KV) | [5 empty] | CONACYT 2024 (oficial) | {"type":"Feature","properties":{},"geometry":{"type":"LineString","coordinates":[[-116.87773,32.44604],[-116.8775,32.44602],[-116.87942,32.44694],[-116.8765,32.49021],[-116.87751,32.50208],[-116.78408,32.47319],[-116.77197,32.48189],[-116.76598,32.49897],[-116.74917,32.50682],[-116.74997,32.52342],[-116.75037,32.52374]]}}
LT LA HERRADURA - TECATE | LineString | 115 kV |  | 14.74 km | 115 KV - 1C - 14.74 KM - 795 ACSR - TA/PA (OP. INICIAL EN 69 KV) | [5 empty] | CONACYT 2024 (oficial) | {"type":"Feature","properties":{},"geometry":{"type":"LineString","coordinates":[[-116.62783,32.54179],[-116.62859,32.54179],[-116.64226,32.52551],[-116.65277,32.52479],[-116.67599,32.53979],[-116.72388,32.52766],[-116.74641,32.53547],[-116.75067,32.5249],[-116.75008,32.52442]]}}
L.T. CULIACÁN V - CULIACÁN POTENCIA | LineString | 115 kV |  | 10.82 km | 115KV-2C-10.83KM-900ACSR-TA | [5 empty] | CONACYT 2024 (oficial) | {"type":"Feature","properties":{},"geometry":{"type":"LineString","coordinates":[[-107.39239,24.76907],[-107.39189,24.7686],[-107.37561,24.73337],[-107.3376,24.72428],[-107.34106,24.72974],[-107.3385,24.73171],[-107.33859,24.73216],[-107.33906,24.73219]]}}
L.T. CULIACÁN CENTRO - CULIACÁN 3 | LineString | 115 kV |  | 5.82 km | 115KV-2C-5.83KM-795ACSR-TAPA | [5 empty] | CONACYT 2024 (oficial) | {"type":"Feature","properties":{},"geometry":{"type":"LineString","coordinates":[[-107.36269,24.82996],[-107.36312,24.83012],[-107.36391,24.81845],[-107.36113,24.80158],[-107.38432,24.80372],[-107.38429,24.8035]]}}
L.T. MAZATLÁN CENTRO - MAZATLÁN I | LineString | 115 kV |  | 5.1 km | 115KV-1C-5.10KM-477ACSR-PA/TA-CS | [5 empty] | CONACYT 2024 (oficial) | {"type":"Feature","properties":{},"geometry":{"type":"LineString","coordinates":[[-106.41389,23.20257],[-106.4042,23.21656],[-106.37753,23.21638]]}}
L.T. TRES RIOS - CULIACÁN 3 | LineString | 115 kV |  | 7.29 km | 115KV-1C-7.29KM-795ACSR-TA/PA | [5 empty] | CONACYT 2024 (oficial) | {"type":"Feature","properties":{},"geometry":{"type":"LineString","coordinates":[[-107.4057,24.82234],[-107.40574,24.82251],[-107.41003,24.82163],[-107.41153,24.82233],[-107.41437,24.82336],[-107.41488,24.8231],[-107.41054,24.8319],[-107.39237,24.83592],[-107.39154,24.83611],[-107.38101,24.83842],[-107.36355,24.83051],[-107.36266,24.83002]]}}
LT PIAXTLA - EL HABAL | LineString | 115 kV |  | 67.23 km | 115KV-1C-67.22KM-477ACSR-TA | [5 empty] | CONACYT 2024 (oficial) | {"type":"Feature","properties":{},"geometry":{"type":"LineString","coordinates":[[-106.41155,23.29165],[-106.42656,23.30536],[-106.4206,23.32437],[-106.41676,23.35931],[-106.43859,23.39225],[-106.44799,23.4009],[-106.46061,23.43572],[-106.47528,23.46625],[-106.47656,23.488],[-106.48631,23.49596],[-106.50073,23.52904],[-106.50875,23.53626],[-106.56167,23.61425],[-106.59619,23.70693],[-106.59744,23.72799],[-106.5904,23.74498],[-106.60083,23.76388],[-106.61462,23.79904],[-106.6102,23.81405],[-106.61798,23.8371]]}}
LT GUAMUCHIL - PERICOS | LineString | 115 kV |  | 12.4 km | 115KV-1C-12.41KM-336ACSR-PM | [5 empty] | CONACYT 2024 (oficial) | {"type":"Feature","properties":{},"geometry":{"type":"LineString","coordinates":[[-108.06864,25.44481],[-108.0684,25.44495],[-108.06621,25.43727],[-108.02862,25.38958],[-107.98726,25.36751]]}}
LT VILLA UNION - EL ROSARIO | LineString | 115 kV |  | 42.77 km | 115KV-1C-42.75KM-266ACSR-PM | [5 empty] | CONACYT 2024 (oficial) | {"type":"Feature","properties":{},"geometry":{"type":"LineString","coordinates":[[-105.87175,23.00523],[-105.87161,23.00557],[-105.90585,23.02055],[-105.94141,23.02897],[-105.94998,23.04459],[-105.98073,23.05941],[-106.00091,23.0846],[-106.02779,23.10889],[-106.06199,23.12669],[-106.07873,23.15662],[-106.11613,23.16704],[-106.14857,23.19092],[-106.20788,23.19487]]}}
LT CULIACAN I - CULIACAN NORTE | LineString | 115 kV |  | 6.97 km | 115KV-1C-6.97KM-795ACSR-PA | [5 empty] | CONACYT 2024 (oficial) | {"type":"Feature","properties":{},"geometry":{"type":"LineString","coordinates":[[-107.41694,24.81881],[-107.41702,24.81907],[-107.41488,24.8231],[-107.41054,24.8319],[-107.39237,24.83592],[-107.39188,24.83622],[-107.39168,24.86186]]}}
LT. TAMULTE-CACTUS PEMEX | LineString | 115 kV |  | 31.13 km | 115KV-1C-31.13KM-TA | [5 empty] | CONACYT 2024 (oficial) | {"type":"Feature","properties":{},"geometry":{"type":"LineString","coordinates":[[-93.19627,17.90087],[-93.18,17.91052],[-93.15773,17.91195],[-93.12406,17.87198],[-93.11534,17.87118],[-93.09517,17.88882],[-93.09381,17.89575],[-93.07517,17.91329],[-93.02158,17.95061],[-92.99027,17.96019],[-92.97286,17.95758]]}}
L.T. MAZATLÁN II - MAZATLÁN I | LineString | 115 kV |  | 3.82 km | 115KV-2C-3.82KM-477ACSR-TA | [5 empty] | CONACYT 2024 (oficial) | {"type":"Feature","properties":{},"geometry":{"type":"LineString","coordinates":[[-106.35459,23.19233],[-106.35362,23.1932],[-106.37709,23.21633],[-106.37738,23.21647]]}}
LT. LERMA-KALA | LineString | 115 kV |  | 36.95 km | 115KV-1C-36.96KM-TA | [5 empty] | CONACYT 2024 (oficial) | {"type":"Feature","properties":{},"geometry":{"type":"LineString","coordinates":[[-90.61323,19.79404],[-90.61306,19.79318],[-90.57777,19.80028],[-90.54624,19.81011],[-90.54271,19.82024],[-90.54255,19.82063],[-90.54005,19.81563],[-90.50499,19.7843],[-90.49068,19.78633],[-90.48507,19.79939],[-90.44075,19.8988],[-90.44191,19.90084],[-90.46612,19.88832],[-90.47795,19.8511]]}}
LT.ESCARCEGA-SABANCUY LINEA 1 | LineString | 115 kV |  | 63.24 km | 115KV-1C-63.25KM-TA | [5 empty] | CONACYT 2024 (oficial) | {"type":"Feature","properties":{},"geometry":{"type":"LineString","coordinates":[[-91.1925,18.96241],[-91.19316,18.96244],[-91.15553,18.95898],[-91.08634,18.92937],[-91.01029,18.86732],[-90.98439,18.81327],[-90.95525,18.74861],[-90.77428,18.62659],[-90.76187,18.61041]]}}
LT. MANUEL MORENO TORRES(CHICOASEN)-SAN CRISTOBAL | LineString | 115 kV |  | 58.54 km | 115KV-1C-58.64KM-TA | [5 empty] | CONACYT 2024 (oficial) | {"type":"Feature","properties":{},"geometry":{"type":"LineString","coordinates":[[-92.65353,16.7199],[-92.67366,16.72258],[-92.69705,16.72004],[-92.81054,16.78495],[-92.83026,16.79163],[-92.85573,16.79079],[-92.88615,16.7965],[-92.9062,16.861],[-92.93349,16.89356],[-92.97222,16.91556],[-93.02306,16.94944],[-93.0936,16.94024]]}}
LT VILLA INSURGENTES - LORETO | LineString | 115 kV |  | 115.27 km | 115 KV - 1C - 115.23 KM - 477 ACSR -TA | [5 empty] | CONACYT 2024 (oficial) | {"type":"Feature","properties":{},"geometry":{"type":"LineString","coordinates":[[-111.75014,25.19787],[-111.76897,25.23408],[-111.76691,25.25742],[-111.65077,25.3199],[-111.60173,25.35593],[-111.56741,25.38325],[-111.52949,25.41869],[-111.48244,25.46911],[-111.40664,25.55856],[-111.34709,25.59513],[-111.30964,25.61229],[-111.23868,25.67126],[-111.2448,25.70882],[-111.26036,25.72593],[-111.31651,25.76974],[-111.33607,25.82082],[-111.33645,25.83246],[-111.34921,25.87867],[-111.36181,25.90728],[-111.38012,25.93091],[-111.37577,25.96087],[-111.36943,25.96066]]}}
LT PLANTA GUAYMAS I - PLANTA GUAYMAS II | LineString | 115 kV |  | 1.8 km | 115 KV - 1C - 795 ACSR - TA | [5 empty] | CONACYT 2024 (oficial) | {"type":"Feature","properties":{},"geometry":{"type":"LineString","coordinates":[[-110.86706,27.92796],[-110.86753,27.92846],[-110.87091,27.93329],[-110.86315,27.93797]]}}
L.T. LA PAZ - PALMIRA | LineString | 115 kV |  | 12.05 km | 115 KV - 1/2C - 12.05 KM - 795 ACSR - TA/PM | [5 empty] | CONACYT 2024 (oficial) | {"type":"Feature","properties":{},"geometry":{"type":"LineString","coordinates":[[-110.31298,24.13373],[-110.31172,24.1324],[-110.29992,24.13047],[-110.25556,24.16191],[-110.27564,24.17087],[-110.29575,24.16307],[-110.29599,24.16318]]}}
L.T. CENTRAL PUNTA PRIETA II - EL TRIUNFO | LineString | 115 kV |  | 64.44 km | 115 KV - 1/2C - 64.42 KM - 477/795 ACSR - TA/PM | [5 empty] | CONACYT 2024 (oficial) | {"type":"Feature","properties":{},"geometry":{"type":"LineString","coordinates":[[-110.12201,23.78537],[-110.13039,23.77576],[-110.19303,23.83821],[-110.28071,23.92116],[-110.31171,24.02427],[-110.29901,24.03668],[-110.26216,24.08348],[-110.23975,24.12737],[-110.26603,24.21611],[-110.29097,24.22747],[-110.30853,24.22479],[-110.30821,24.22475]]}}
LT NOGALES NORTE - NUEVO NOGALES | LineString | 115 kV |  | 9.97 km | 115KV-1C-795 ACSR-TAPA | [5 empty] | CONACYT 2024 (oficial) | {"type":"Feature","properties":{},"geometry":{"type":"LineString","coordinates":[[-110.96034,31.3111],[-110.96743,31.29473],[-110.94963,31.28709],[-110.94414,31.2853],[-110.95042,31.2668],[-110.95132,31.26521],[-110.959,31.26582],[-110.96087,31.2656],[-110.97123,31.25765]]}}
L.T. OLAS ALTAS - VILLA CONSTITUCIÓN | LineString | 115 kV |  | 196.47 km | 115 KV - 2C - 196.39 KM - 477 ACSR - TA | [5 empty] | CONACYT 2024 (oficial) | {"type":"Feature","properties":{},"geometry":{"type":"LineString","coordinates":[[-111.66674,25.01774],[-111.67954,25.0129],[-111.61579,24.87288],[-111.59869,24.86602],[-111.46946,24.5887],[-111.36786,24.5378],[-111.34343,24.50093],[-111.18134,24.45384],[-111.0936,24.37776],[-111.01888,24.36196],[-110.99447,24.33507],[-110.95879,24.26635],[-110.94826,24.18149],[-110.89796,24.15632],[-110.79931,24.14489],[-110.75811,24.13047],[-110.71097,24.08723],[-110.64376,24.09464],[-110.57732,24.04746],[-110.36404,24.02439],[-110.33746,24.03555]]}}
LT CIPRES - EL CAÑON | LineString | 115 kV |  | 83.02 km | 115 KV - 1C - 83.0 KM - 795 ACSR - TA | [5 empty] | CONACYT 2024 (oficial) | {"type":"Feature","properties":{},"geometry":{"type":"LineString","coordinates":[[-116.58464,31.77683],[-116.58425,31.77685],[-116.58302,31.77754],[-116.57969,31.77814],[-116.57772,31.77734],[-116.57609,31.76939],[-116.55281,31.76417],[-116.54368,31.71662],[-116.54129,31.68417],[-116.52716,31.65392],[-116.47558,31.62681],[-116.43448,31.60262],[-116.39445,31.57126],[-116.37951,31.53914],[-116.3423,31.52502],[-116.30863,31.51707],[-116.28951,31.47871],[-116.3013,31.44188],[-116.32311,31.4245],[-116.31393,31.39814],[-116.28508,31.37643],[-116.23813,31.35048],[-116.21361,31.31014],[-116.19267,31.28612],[-116.18534,31.26453],[-116.16201,31.22308]]}}
LT JATAY - LOMAS | LineString | 115 kV |  | 49.21 km | 115 KV - 1C - 49.19 KM - 795 ACSR - TA | [5 empty] | CONACYT 2024 (oficial) | {"type":"Feature","properties":{},"geometry":{"type":"LineString","coordinates":[[-116.56102,31.87475],[-116.56166,31.87453],[-116.56031,31.87246],[-116.54154,31.85456],[-116.54027,31.85418],[-116.53123,31.87131],[-116.53962,31.89088],[-116.60266,31.92008],[-116.67432,31.95077],[-116.71405,31.96774],[-116.80147,32.07437],[-116.81846,32.05739],[-116.82877,32.05635],[-116.85451,32.02458],[-116.86088,32.02412]]}}
LT LA HERRADURA - TECATE | LineString | 115 kV |  | 14.22 km | 115 KV - 1C - 14.21 KM - 795 ACSR - TA/PA (OP. INICIAL EN 69 KV) | [5 empty] | CONACYT 2024 (oficial) | {"type":"Feature","properties":{},"geometry":{"type":"LineString","coordinates":[[-116.63588,32.57098],[-116.65345,32.5465],[-116.67599,32.53979],[-116.72388,32.52766],[-116.74641,32.53547],[-116.75067,32.5249],[-116.74998,32.52448]]}}
LT JUAN JOSE RIOS - LEYVA SOLANO | LineString | 115 kV |  | 22.49 km | 115 KV - 1C - 22.49KM - 336 ACSR - PM | [5 empty] | CONACYT 2024 (oficial) | {"type":"Feature","properties":{},"geometry":{"type":"LineString","coordinates":[[-108.63293,25.66418],[-108.65917,25.6793],[-108.82402,25.76707],[-108.82452,25.76637]]}}
LT GUASAVE - LEYVA SOLANO | LineString | 115 kV |  | 18.87 km | 115 KV - 1C - 18.88KM - 336 ACSR - PM | [5 empty] | CONACYT 2024 (oficial) | {"type":"Feature","properties":{},"geometry":{"type":"LineString","coordinates":[[-108.63288,25.66413],[-108.48712,25.58725],[-108.47937,25.58423],[-108.47955,25.58039],[-108.47929,25.58002]]}}
NO DEFINIDO | LineString | 115 kV |  | 26.97 km | NO DEFINIDO | [5 empty] | CONACYT 2024 (oficial) | {"type":"Feature","properties":{},"geometry":{"type":"LineString","coordinates":[[-109.63766,26.85405],[-109.62169,26.85734],[-109.54691,26.85765],[-109.54486,26.86251],[-109.46955,26.8659],[-109.41858,26.87163],[-109.37917,26.86375]]}}
NO DEFINIDO | LineString | 115 kV |  | 19.55 km | NO DEFINIDO | [5 empty] | CONACYT 2024 (oficial) | {"type":"Feature","properties":{},"geometry":{"type":"LineString","coordinates":[[-109.41858,26.87163],[-109.43159,26.93968],[-109.43807,26.95686],[-109.44775,26.95692],[-109.44414,26.97699],[-109.43057,26.99364],[-109.43347,27.02954]]}}
LT MINA PIEDRAS VERDES | LineString | 115 kV |  | 13.65 km | NO DEFINIDO | [5 empty] | CONACYT 2024 (oficial) | {"type":"Feature","properties":{},"geometry":{"type":"LineString","coordinates":[[-109.13446,27.15914],[-109.10751,27.17132],[-109.09405,27.15336],[-109.08291,27.15986],[-109.05788,27.15805],[-109.04561,27.16335],[-109.02381,27.15985]]}}
NO DEFINIDO | LineString | 115 kV |  | 51.71 km | NO DEFINIDO | [5 empty] | CONACYT 2024 (oficial) | {"type":"Feature","properties":{},"geometry":{"type":"LineString","coordinates":[[-111.00504,29.20532],[-111.03128,29.20558],[-111.04163,29.21173],[-111.07369,29.25321],[-111.08446,29.27214],[-111.11771,29.27185],[-111.15311,29.29222],[-111.16686,29.29643],[-111.24571,29.31027],[-111.2557,29.31797],[-111.28366,29.32898],[-111.30389,29.35288],[-111.3356,29.37975],[-111.38504,29.37006],[-111.4456,29.36977],[-111.45148,29.36788]]}}
NO DEFINIDO | LineString | 115 kV |  | 15.52 km | NO DEFINIDO | [5 empty] | CONACYT 2024 (oficial) | {"type":"Feature","properties":{},"geometry":{"type":"LineString","coordinates":[[-99.18605,19.63785],[-99.18452,19.65477],[-99.18828,19.68791],[-99.1975,19.68784],[-99.20884,19.69991],[-99.21767,19.7615]]}}
NO DEFINIDO | LineString | 115 kV |  | 16.78 km | NO DEFINIDO | [5 empty] | CONACYT 2024 (oficial) | {"type":"Feature","properties":{},"geometry":{"type":"LineString","coordinates":[[-99.11318,19.80966],[-99.11754,19.8636],[-99.11347,19.94495],[-99.10188,19.95663]]}}
NO DEFINIDO | LineString | 115 kV |  | 82.65 km | NO DEFINIDO | [5 empty] | CONACYT 2024 (oficial) | {"type":"Feature","properties":{},"geometry":{"type":"LineString","coordinates":[[-96.30231,19.10543],[-96.32463,19.10198],[-96.33176,19.11652],[-96.39119,19.15499],[-96.40617,19.15938],[-96.4042,19.16982],[-96.45749,19.29581],[-96.47671,19.34788],[-96.52324,19.51077],[-96.50854,19.55241],[-96.50914,19.58615],[-96.49712,19.59513],[-96.48717,19.61906],[-96.45876,19.66742],[-96.45176,19.69543],[-96.43063,19.7163],[-96.41111,19.72127]]}}
NO DEFINIDO | LineString | 115 kV |  | 28.36 km | NO DEFINIDO | [5 empty] | CONACYT 2024 (oficial) | {"type":"Feature","properties":{},"geometry":{"type":"LineString","coordinates":[[-96.4904,19.33104],[-96.49848,19.33477],[-96.57486,19.34695],[-96.63744,19.40421],[-96.6496,19.39594],[-96.68027,19.3659],[-96.69112,19.36406],[-96.70607,19.34525]]}}
NO DEFINIDO | LineString | 115 kV |  | 6.1 km | NO DEFINIDO | [5 empty] | CONACYT 2024 (oficial) | {"type":"Feature","properties":{},"geometry":{"type":"LineString","coordinates":[[-94.95695,16.44465],[-94.97105,16.42817],[-94.9737,16.39958]]}}
NO DEFINIDO | LineString | 115 kV |  | 25.96 km | NO DEFINIDO | [5 empty] | CONACYT 2024 (oficial) | {"type":"Feature","properties":{},"geometry":{"type":"LineString","coordinates":[[-94.95695,16.44465],[-94.95987,16.45626],[-94.97493,16.46091],[-94.9952,16.47627],[-95.01317,16.47933],[-95.02277,16.49917],[-95.01052,16.50886],[-95.02086,16.57316],[-95.00875,16.61113]]}}
NO DEFINIDO | LineString | 115 kV |  | 8.63 km | NO DEFINIDO | [5 empty] | CONACYT 2024 (oficial) | {"type":"Feature","properties":{},"geometry":{"type":"LineString","coordinates":[[-95.01555,16.53712],[-95.01819,16.56528],[-95.02327,16.57605],[-95.00897,16.60992]]}}
NO DEFINIDO | LineString | 115 kV |  | 0.29 km | NO DEFINIDO | [5 empty] | CONACYT 2024 (oficial) | {"type":"Feature","properties":{},"geometry":{"type":"LineString","coordinates":[[-94.99048,16.53793],[-94.99309,16.53864]]}}
NO DEFINIDO | LineString | 115 kV |  | 2.53 km | NO DEFINIDO | [5 empty] | CONACYT 2024 (oficial) | {"type":"Feature","properties":{},"geometry":{"type":"LineString","coordinates":[[-94.99309,16.53864],[-95.01555,16.53712]]}}
NO DEFINIDO | LineString | 115 kV |  | 1.84 km | NO DEFINIDO | [5 empty] | CONACYT 2024 (oficial) | {"type":"Feature","properties":{},"geometry":{"type":"LineString","coordinates":[[-95.01642,16.59624],[-95.00905,16.61048]]}}
NO DEFINIDO | LineString | 115 kV |  | 0.29 km | NO DEFINIDO | [5 empty] | CONACYT 2024 (oficial) | {"type":"Feature","properties":{},"geometry":{"type":"LineString","coordinates":[[-94.99051,16.53922],[-94.99309,16.53864]]}}
NO DEFINIDO | LineString | 115 kV |  | 23.47 km | NO DEFINIDO | [5 empty] | CONACYT 2024 (oficial) | {"type":"Feature","properties":{},"geometry":{"type":"LineString","coordinates":[[-89.3076,20.22215],[-89.29572,20.22497],[-89.17988,20.20994],[-89.10529,20.21967],[-89.10112,20.23304]]}}
LT PARQUE EOLICO TIZIMIN-S.E. TIZIMIN | LineString | 115 kV |  | 47.61 km | NO DEFINIDO | [5 empty] | CONACYT 2024 (oficial) | {"type":"Feature","properties":{},"geometry":{"type":"LineString","coordinates":[[-87.99611,21.45993],[-87.99954,21.43853],[-87.99447,21.41446],[-87.98485,21.40208],[-87.98452,21.38499],[-87.99062,21.30117],[-87.99464,21.28604],[-88.00881,21.26348],[-88.02855,21.24626],[-88.04121,21.2233],[-88.03518,21.2067],[-88.04029,21.19838],[-88.07273,21.18585],[-88.08337,21.16972],[-88.11164,21.14215],[-88.11708,21.12667],[-88.15591,21.1243]]}}
NO DEFINIDO | LineString | 115 kV |  | 9.41 km | NO DEFINIDO | [5 empty] | CONACYT 2024 (oficial) | {"type":"Feature","properties":{},"geometry":{"type":"LineString","coordinates":[[-90.69988,19.49957],[-90.65064,19.49018],[-90.61361,19.49547]]}}
LT Azufres | LineString | 115 kV |  | 4.66 km | NO DEFINIDO | [5 empty] | CONACYT 2024 (oficial) | {"type":"Feature","properties":{},"geometry":{"type":"LineString","coordinates":[[-100.6648,19.79134],[-100.65512,19.8174],[-100.66191,19.82691]]}}
NO DEFINIDO | LineString | 115 kV |  | 25.82 km | NO DEFINIDO | [5 empty] | CONACYT 2024 (oficial) | {"type":"Feature","properties":{},"geometry":{"type":"LineString","coordinates":[[-98.49845,16.65398],[-98.40372,16.67103],[-98.37868,16.7008],[-98.30863,16.74567],[-98.3046,16.76587]]}}
NO DEFINIDO | LineString | 115 kV |  | 25.82 km | NO DEFINIDO | [5 empty] | CONACYT 2024 (oficial) | {"type":"Feature","properties":{},"geometry":{"type":"LineString","coordinates":[[-98.49845,16.65398],[-98.40372,16.67103],[-98.37868,16.7008],[-98.30863,16.74567],[-98.3046,16.76587]]}}
NO DEFINIDO | LineString | 115 kV |  | 6.43 km | NO DEFINIDO | [5 empty] | CONACYT 2024 (oficial) | {"type":"Feature","properties":{},"geometry":{"type":"LineString","coordinates":[[-96.75062,17.11356],[-96.74272,17.10652],[-96.70084,17.10826],[-96.69385,17.10526]]}}
NO DEFINIDO | LineString | 115 kV |  | 45.17 km | NO DEFINIDO | [5 empty] | CONACYT 2024 (oficial) | {"type":"Feature","properties":{},"geometry":{"type":"LineString","coordinates":[[-90.75488,16.61819],[-90.77669,16.63674],[-90.88035,16.7053],[-90.93292,16.73173],[-90.97709,16.73698],[-91.00076,16.7588],[-91.02491,16.76565],[-91.05086,16.81303],[-91.0853,16.80799],[-91.09787,16.80003]]}}
NO DEFINIDO | LineString | 115 kV |  | 1.69 km | NO DEFINIDO | [5 empty] | CONACYT 2024 (oficial) | {"type":"Feature","properties":{},"geometry":{"type":"LineString","coordinates":[[-98.90311,19.25055],[-98.89017,19.24204]]}}
NO DEFINIDO | LineString | 115 kV |  | 3.91 km | NO DEFINIDO | [5 empty] | CONACYT 2024 (oficial) | {"type":"Feature","properties":{},"geometry":{"type":"LineString","coordinates":[[-98.87693,19.20836],[-98.89007,19.24122]]}}
NO DEFINIDO | LineString | 115 kV |  | 15.72 km | NO DEFINIDO | [5 empty] | CONACYT 2024 (oficial) | {"type":"Feature","properties":{},"geometry":{"type":"LineString","coordinates":[[-98.89065,19.24204],[-98.90311,19.25055],[-98.97678,19.33317],[-98.97232,19.35189]]}}
NO DEFINIDO | LineString | 115 kV |  | 16.54 km | NO DEFINIDO | [5 empty] | CONACYT 2024 (oficial) | {"type":"Feature","properties":{},"geometry":{"type":"LineString","coordinates":[[-99.25162,19.48597],[-99.253,19.46011],[-99.2711,19.4486],[-99.25768,19.42456],[-99.23088,19.40271],[-99.19114,19.39383]]}}
NO DEFINIDO | LineString | 115 kV |  | 20.75 km | NO DEFINIDO | [5 empty] | CONACYT 2024 (oficial) | {"type":"Feature","properties":{},"geometry":{"type":"LineString","coordinates":[[-98.88966,19.24208],[-98.88104,19.22319],[-98.87196,19.18433],[-98.86333,19.16852],[-98.83263,19.1437],[-98.79588,19.13181],[-98.76903,19.151]]}}
LT Mina Peñasquito | LineString | 115 kV |  | 5.37 km | NO DEFINIDO | [5 empty] | CONACYT 2024 (oficial) | {"type":"Feature","properties":{},"geometry":{"type":"LineString","coordinates":[[-101.69514,24.63393],[-101.69046,24.62362],[-101.66018,24.62384],[-101.65333,24.62783]]}}
LT Minas Los Filos | LineString | 115 kV |  | 8.98 km | NO DEFINIDO | [5 empty] | CONACYT 2024 (oficial) | {"type":"Feature","properties":{},"geometry":{"type":"LineString","coordinates":[[-99.66928,17.89739],[-99.65265,17.89564],[-99.62499,17.92135],[-99.60082,17.92612]]}}
NO DEFINIDO | LineString | 115 kV |  | 25.52 km | NO DEFINIDO | [5 empty] | CONACYT 2024 (oficial) | {"type":"Feature","properties":{},"geometry":{"type":"LineString","coordinates":[[-100.23843,19.04378],[-100.22288,19.04212],[-100.2082,19.00974],[-100.18398,19.00187],[-100.17453,18.99449],[-100.16193,18.9566],[-100.1592,18.92565],[-100.16207,18.90603],[-100.13832,18.87446],[-100.13046,18.86927]]}}
NO DEFINIDO | LineString | 115 kV |  | 90.58 km | NO DEFINIDO | [5 empty] | CONACYT 2024 (oficial) | {"type":"Feature","properties":{},"geometry":{"type":"LineString","coordinates":[[-107.44158,28.39213],[-107.4477,28.38885],[-107.55662,28.41097],[-107.59569,28.40181],[-107.64063,28.38141],[-107.67433,28.38921],[-107.72289,28.38349],[-107.74005,28.39093],[-107.78276,28.38882],[-107.82954,28.35835],[-107.84918,28.35955],[-107.87136,28.37124],[-107.90667,28.36778],[-107.91831,28.3626],[-107.95567,28.35814],[-108.01172,28.34093],[-108.0225,28.32915],[-108.03871,28.30059],[-108.06234,28.279],[-108.06577,28.25326],[-108.08741,28.22293],[-108.11238,28.2196],[-108.1365,28.20371],[-108.15858,28.19881],[-108.20041,28.20963],[-108.22788,28.22025]]}}
NO DEFINIDO | LineString | 115 kV |  | 8.6 km | NO DEFINIDO | [5 empty] | CONACYT 2024 (oficial) | {"type":"Feature","properties":{},"geometry":{"type":"LineString","coordinates":[[-108.22822,28.2202],[-108.23378,28.21481],[-108.25722,28.22602],[-108.27694,28.25727],[-108.28736,28.26201]]}}
NO DEFINIDO | LineString | 115 kV |  | 16.78 km | NO DEFINIDO | [5 empty] | CONACYT 2024 (oficial) | {"type":"Feature","properties":{},"geometry":{"type":"LineString","coordinates":[[-108.37088,28.18616],[-108.34105,28.18668],[-108.31348,28.21171],[-108.29194,28.20041],[-108.25794,28.20138],[-108.22788,28.22025]]}}
NO DEFINIDO | LineString | 115 kV |  | 55.76 km | NO DEFINIDO | [5 empty] | CONACYT 2024 (oficial) | {"type":"Feature","properties":{},"geometry":{"type":"LineString","coordinates":[[-106.34135,25.04539],[-106.3276,25.05563],[-106.31315,25.05677],[-106.30126,25.04929],[-106.27329,25.05072],[-106.25141,25.03699],[-106.20222,25.0672],[-106.20338,25.09424],[-106.19674,25.10966],[-106.17493,25.11941],[-106.15831,25.1145],[-106.12726,25.09659],[-106.10116,25.09822],[-106.08507,25.09428],[-106.07512,25.07792],[-106.04012,25.07508],[-106.01216,25.04833],[-105.93622,25.02524],[-105.90534,25.01823]]}}
LT Museo - Rio Verde | LineString | 115 kV |  | 104.17 km | NO DEFINIDO | [5 empty] | CONACYT 2024 (oficial) | {"type":"Feature","properties":{},"geometry":{"type":"LineString","coordinates":[[-99.02207,21.97087],[-99.12367,21.98561],[-99.23736,21.93872],[-99.33543,21.93038],[-99.34744,21.91355],[-99.35995,21.90799],[-99.43117,21.86733],[-99.4858,21.86964],[-99.70518,21.85101],[-99.74944,21.87629],[-99.87262,21.88898],[-99.90337,21.90057],[-99.9525,21.91125],[-99.95983,21.92051]]}}
LT PGDSP - Chapalilla | LineString | 115 kV |  | 9.3 km | NO DEFINIDO | [5 empty] | CONACYT 2024 (oficial) | {"type":"Feature","properties":{},"geometry":{"type":"LineString","coordinates":[[-104.71958,21.18564],[-104.71496,21.18843],[-104.67859,21.18265],[-104.65871,21.18233],[-104.63694,21.19715]]}}
LT Agua Nueva-Concepción del Oro | LineString | 115 kV |  | 85.28 km | NO DEFINIDO | [5 empty] | CONACYT 2024 (oficial) | {"type":"Feature","properties":{},"geometry":{"type":"LineString","coordinates":[[-101.09224,25.21748],[-101.10556,25.21026],[-101.11504,25.09535],[-101.06437,25.043],[-101.08558,24.99082],[-101.08384,24.95376],[-101.0863,24.9299],[-101.08095,24.85581],[-101.16866,24.74814],[-101.1898,24.74071],[-101.31856,24.65198],[-101.35971,24.64936],[-101.38572,24.62378]]}}
LT SE Concepción del Oro - SE Terminal | LineString | 115 kV |  | 12.4 km | NO DEFINIDO | [5 empty] | CONACYT 2024 (oficial) | {"type":"Feature","properties":{},"geometry":{"type":"LineString","coordinates":[[-101.38562,24.62375],[-101.38653,24.65165],[-101.4152,24.68321],[-101.43995,24.69171],[-101.45938,24.69395]]}}
LT SE El Salero - SE Concepción de Oro | LineString | 115 kV |  | 13.82 km | NO DEFINIDO | [5 empty] | CONACYT 2024 (oficial) | {"type":"Feature","properties":{},"geometry":{"type":"LineString","coordinates":[[-101.31759,24.52346],[-101.353,24.60173],[-101.37138,24.61887],[-101.38572,24.62378]]}}
LT Manuel - Mante | LineString | 115 kV |  | 72.51 km | NO DEFINIDO | [5 empty] | CONACYT 2024 (oficial) | {"type":"Feature","properties":{},"geometry":{"type":"LineString","coordinates":[[-98.9592,22.7371],[-98.91697,22.73334],[-98.86265,22.72416],[-98.69391,22.72221],[-98.67392,22.71887],[-98.60801,22.68513],[-98.43749,22.65563],[-98.41555,22.65315],[-98.4047,22.67174],[-98.34849,22.70735],[-98.30422,22.71664],[-98.30246,22.7193]]}}
LT Xoxocolta | LineString | 115 kV |  | 3.35 km | NO DEFINIDO | [5 empty] | CONACYT 2024 (oficial) | {"type":"Feature","properties":{},"geometry":{"type":"LineString","coordinates":[[-99.0524,18.75776],[-99.02256,18.75926]]}}
LT GUERREO NEGRO II-BAHIA ASUNCION | LineString | 115 kV |  | 110.22 km | NO DEFINIDO | [5 empty] | CONACYT 2024 (oficial) | {"type":"Feature","properties":{},"geometry":{"type":"LineString","coordinates":[[-113.41318,27.64097],[-113.47109,27.64098],[-113.49239,27.63317],[-113.53254,27.57541],[-113.77881,27.4906],[-113.77984,27.49149],[-113.93889,27.43625],[-114.0379,27.42819],[-114.06651,27.43027],[-114.16234,27.27309],[-114.19803,27.23687],[-114.20747,27.21291],[-114.23047,27.1852],[-114.28339,27.15102],[-114.28984,27.15083]]}}
LT GUERRERO NEGRO II - MEZQUITAL | LineString | 115 kV |  | 134.12 km | NO DEFINIDO | [5 empty] | CONACYT 2024 (oficial) | {"type":"Feature","properties":{},"geometry":{"type":"LineString","coordinates":[[-113.41558,27.64049],[-113.41472,27.62416],[-113.40016,27.62442],[-113.3977,27.56973],[-113.37514,27.55565],[-113.29498,27.36536],[-113.13486,27.28245],[-112.86022,27.21999],[-112.75421,27.26797],[-112.57641,27.40511],[-112.53831,27.39859],[-112.47155,27.37921],[-112.4237,27.37402],[-112.39892,27.3794]]}}
LT Hidroeléctrica El Gallo | LineString | 115 kV |  | 12.37 km | NO DEFINIDO | [5 empty] | CONACYT 2024 (oficial) | {"type":"Feature","properties":{},"geometry":{"type":"LineString","coordinates":[[-100.66922,18.70206],[-100.70767,18.70698],[-100.76654,18.7242],[-100.7797,18.73269]]}}
L.D.A.T. PERIBAN CHARAPAN | LineString | 115 kV |  | 26.84 km | 115 kV-1C-26.7 Km 477 | [5 empty] | CONACYT 2024 (oficial) | {"type":"Feature","properties":{},"geometry":{"type":"LineString","coordinates":[[-102.24728,19.63885],[-102.24576,19.61935],[-102.26807,19.60153],[-102.29702,19.59056],[-102.34446,19.56729],[-102.39883,19.56528],[-102.41203,19.56029],[-102.43531,19.54131],[-102.43876,19.52684]]}}
LT Hidroeléctrica Tacotán | LineString | 115 kV |  | 7.88 km | NO DEFINIDO | [5 empty] | CONACYT 2024 (oficial) | {"type":"Feature","properties":{},"geometry":{"type":"LineString","coordinates":[[-104.31689,20.02808],[-104.29846,20.02814],[-104.2966,20.01729],[-104.2812,20.00694],[-104.26324,20.00326]]}}
LT PRESA MIGUEL HIDALGO-CERRO COLORADO | LineString | 115 kV |  | 36.19 km | NO DEFINIDO | [5 empty] | CONACYT 2024 (oficial) | {"type":"Feature","properties":{},"geometry":{"type":"LineString","coordinates":[[-108.66074,26.75711],[-108.66578,26.73978],[-108.67475,26.73639],[-108.66443,26.70674],[-108.6403,26.70056],[-108.62519,26.67524],[-108.61764,26.64975],[-108.61829,26.60692],[-108.63145,26.59612],[-108.63495,26.57996],[-108.63202,26.5565],[-108.63872,26.53937],[-108.62838,26.52106],[-108.58552,26.50788],[-108.57491,26.50733]]}}
LT HORNILLOS _ EL SAUZAL | LineString | 115 kV |  | 107.37 km | NO DEFINIDO | [5 empty] | CONACYT 2024 (oficial) | {"type":"Feature","properties":{},"geometry":{"type":"LineString","coordinates":[[-107.89455,26.99606],[-107.91781,26.98373],[-107.92085,26.9737],[-107.95294,26.95705],[-107.95251,26.94733],[-108.00607,26.92992],[-108.02109,26.91948],[-108.0484,26.91802],[-108.04288,26.90581],[-108.05248,26.89786],[-108.06908,26.90291],[-108.08415,26.8907],[-108.09958,26.89659],[-108.101,26.8628],[-108.09692,26.81997],[-108.11358,26.81914],[-108.14631,26.80388],[-108.14163,26.76851],[-108.15166,26.76475],[-108.16758,26.73782],[-108.18511,26.73268],[-108.20558,26.75112],[-108.24803,26.75314],[-108.26282,26.7669],[-108.28664,26.76889],[-108.30616,26.75641],[-108.31342,26.73906],[-108.33402,26.72675],[-108.34504,26.70747],[-108.33775,26.68964],[-108.34014,26.67445],[-108.3507,26.6621],[-108.37292,26.66272],[-108.37897,26.62787],[-108.4099,26.59183],[-108.41577,26.56329],[-108.44367,26.55238],[-108.46488,26.5367],[-108.46732,26.51792],[-108.47671,26.51399],[-108.49229,26.48434],[-108.5037,26.4843]]}}
LT VALLADOLID- SAN PEDRO | LineString | 115 kV |  | 42.38 km | 115KV-1C-42.35KM-795 ACSR-TA | [5 empty] | CONACYT 2024 (oficial) | {"type":"Feature","properties":{},"geometry":{"type":"LineString","coordinates":[[-88.2038,20.70627],[-88.22186,20.70776],[-88.24704,20.69993],[-88.24781,20.67729],[-88.27496,20.60644],[-88.28134,20.52742],[-88.26505,20.36461]]}}
LT PCH Veracruz | LineString | 115 kV |  | 4.11 km | NO DEFINIDO | [5 empty] | CONACYT 2024 (oficial) | {"type":"Feature","properties":{},"geometry":{"type":"LineString","coordinates":[[-96.96492,18.65121],[-96.99318,18.67619]]}}
LT VICENTE GUERRERO-LOS CHARCOS | LineString | 115 kV |  | 87.86 km | NO DEFINIDO | [5 empty] | CONACYT 2024 (oficial) | {"type":"Feature","properties":{},"geometry":{"type":"LineString","coordinates":[[-104.30034,23.01954],[-104.27784,23.03802],[-104.27377,23.07902],[-104.28398,23.12284],[-104.23934,23.21739],[-104.2339,23.22151],[-104.21596,23.25385],[-104.19583,23.29756],[-104.16658,23.35029],[-104.16439,23.36473],[-104.14658,23.38773],[-104.14278,23.44513],[-104.14711,23.46689],[-104.1372,23.49549],[-104.13607,23.52165],[-104.11407,23.54571],[-104.10148,23.57101],[-104.07475,23.58698],[-104.06779,23.59692],[-104.06216,23.63413],[-104.0407,23.64155],[-103.99523,23.71503]]}}
LT Monteverde - Banco 1 | LineString | 115 kV |  | 38.75 km | NO DEFINIDO | [5 empty] | CONACYT 2024 (oficial) | {"type":"Feature","properties":{},"geometry":{"type":"LineString","coordinates":[[-108.17973,30.8794],[-108.21154,30.87926],[-108.24465,30.88851],[-108.2619,30.90392],[-108.3357,30.90421],[-108.34109,30.90271],[-108.52214,30.90456],[-108.57104,30.90433]]}}
LT El Castillo - Naolinco | LineString | 115 kV |  | 11.83 km | NO DEFINIDO | [5 empty] | CONACYT 2024 (oficial) | {"type":"Feature","properties":{},"geometry":{"type":"LineString","coordinates":[[-96.89543,19.55707],[-96.88063,19.59268],[-96.85806,19.60885],[-96.85246,19.64584]]}}
LT Santos Entronque Valles -Tamazunchale | LineString | 115 kV |  | 21.12 km | NO DEFINIDO | [5 empty] | CONACYT 2024 (oficial) | {"type":"Feature","properties":{},"geometry":{"type":"LineString","coordinates":[[-98.88001,21.42781],[-98.85945,21.43482],[-98.85695,21.45908],[-98.80119,21.53939],[-98.798,21.5697],[-98.79341,21.57657]]}}
LT Parque Solar Tlahualilo - SE El Pilar | LineString | 115 kV |  | 3.95 km | NO DEFINIDO | [5 empty] | CONACYT 2024 (oficial) | {"type":"Feature","properties":{},"geometry":{"type":"LineString","coordinates":[[-103.41725,25.98173],[-103.39379,25.98171],[-103.38595,25.9691]]}}
LT PH San Rafael | LineString | 115 kV |  | 4.97 km | NO DEFINIDO | [5 empty] | CONACYT 2024 (oficial) | {"type":"Feature","properties":{},"geometry":{"type":"LineString","coordinates":[[-104.89098,21.78204],[-104.84514,21.77977]]}}
NO DEFINIDO | LineString | 115 kV |  | 138.24 km | NO DEFINIDO | [5 empty] | CONACYT 2024 (oficial) | {"type":"Feature","properties":{},"geometry":{"type":"LineString","coordinates":[[-99.00129,22.01546],[-98.99041,22.03258],[-98.97693,22.16598],[-99.07986,22.46759],[-99.07655,22.51594],[-99.07805,22.53882],[-99.09638,22.55363],[-99.15351,22.55664],[-99.21034,22.53996],[-99.28622,22.52525],[-99.30902,22.5375],[-99.33297,22.5623],[-99.34068,22.57459],[-99.35691,22.5674],[-99.36569,22.58366],[-99.38979,22.59271],[-99.4274,22.58334],[-99.46704,22.59123],[-99.50172,22.58277],[-99.51223,22.6047],[-99.52243,22.614],[-99.54849,22.65782],[-99.56626,22.67088],[-99.58385,22.72037],[-99.65458,22.73464],[-99.67745,22.76204]]}}
NO DEFINIDO | LineString | 115 kV |  | 25.36 km | NO DEFINIDO | [5 empty] | CONACYT 2024 (oficial) | {"type":"Feature","properties":{},"geometry":{"type":"LineString","coordinates":[[-99.09628,22.55368],[-99.07842,22.56655],[-99.06493,22.58531],[-99.02331,22.61136],[-98.95973,22.73701]]}}
L.T. HUEJUTLA II - MOLANGO | LineString | 115 kV |  | 55.92 km | NO DEFINIDO | [5 empty] | CONACYT 2024 (oficial) | {"type":"Feature","properties":{},"geometry":{"type":"LineString","coordinates":[[-98.42259,21.09591],[-98.43709,21.08509],[-98.48554,21.07624],[-98.50483,21.06863],[-98.52401,21.06912],[-98.54315,21.05635],[-98.55183,21.05734],[-98.57414,21.03335],[-98.58452,21.0438],[-98.60191,21.02711],[-98.61516,21.0215],[-98.63627,21.02178],[-98.64455,21.01617],[-98.65304,20.98657],[-98.68852,20.97023],[-98.6982,20.94526],[-98.70536,20.90837],[-98.70879,20.86019],[-98.72948,20.82547],[-98.73727,20.79532],[-98.73034,20.7912]]}}
LT SE HUEJUTLA II - TEMPOAL II | LineString | 115 kV |  | 47.91 km | NO DEFINIDO | [5 empty] | CONACYT 2024 (oficial) | {"type":"Feature","properties":{},"geometry":{"type":"LineString","coordinates":[[-98.35722,21.49519],[-98.35777,21.49544],[-98.37098,21.46907],[-98.37084,21.43176],[-98.35927,21.41535],[-98.35976,21.35995],[-98.35604,21.33519],[-98.36926,21.18724],[-98.35972,21.14485],[-98.37996,21.12458],[-98.42045,21.11674]]}}
LT TEMPOAL II - EL HIGO II | LineString | 115 kV |  | 40.88 km | NO DEFINIDO | [5 empty] | CONACYT 2024 (oficial) | {"type":"Feature","properties":{},"geometry":{"type":"LineString","coordinates":[[-98.35777,21.49544],[-98.35236,21.51233],[-98.3659,21.51713],[-98.36618,21.52685],[-98.34843,21.6264],[-98.36749,21.64811],[-98.35424,21.70812],[-98.3674,21.73422],[-98.35822,21.77713],[-98.41452,21.78471],[-98.41694,21.7737]]}}
LT EL HIGO II - PANUCO | LineString | 115 kV |  | 35.12 km | NO DEFINIDO | [5 empty] | CONACYT 2024 (oficial) | {"type":"Feature","properties":{},"geometry":{"type":"LineString","coordinates":[[-98.35822,21.77713],[-98.35125,21.81032],[-98.35146,21.83943],[-98.31194,21.95368],[-98.20513,22.04218]]}}
LT MINERA REAL DE ANGELES | LineString | 115 kV |  | 2.31 km | NO DEFINIDO | [5 empty] | CONACYT 2024 (oficial) | {"type":"Feature","properties":{},"geometry":{"type":"LineString","coordinates":[[-115.10461,31.58537],[-115.09423,31.59509]]}}
LT ZAPOTLANEJO TEPATITLAN | LineString | 115 kV |  | 36.98 km | NO DEFINIDO | [5 empty] | CONACYT 2024 (oficial) | {"type":"Feature","properties":{},"geometry":{"type":"LineString","coordinates":[[-103.08229,20.61685],[-103.0366,20.66263],[-102.96716,20.70298],[-102.94694,20.7113],[-102.89072,20.72524],[-102.85199,20.74125],[-102.83766,20.75051],[-102.79204,20.79635]]}}
LT IXTAPA POTENCIA - ZIHUATANEJO II | LineString | 115 kV |  | 17.12 km | NO DEFINIDO | [5 empty] | CONACYT 2024 (oficial) | {"type":"Feature","properties":{},"geometry":{"type":"LineString","coordinates":[[-101.50793,17.64684],[-101.51724,17.66528],[-101.57734,17.68408],[-101.60157,17.7392],[-101.60914,17.73033]]}}
LT ZIHUATANEJO I - ZIHUATANEJO II | LineString | 115 kV |  | 16.38 km | NO DEFINIDO | [5 empty] | CONACYT 2024 (oficial) | {"type":"Feature","properties":{},"geometry":{"type":"LineString","coordinates":[[-101.58947,17.66324],[-101.5834,17.67318],[-101.54367,17.66092],[-101.52342,17.66306],[-101.47728,17.65995],[-101.50793,17.64684]]}}
LT ZIHUATANEJO II - PETATLAN | LineString | 115 kV |  | 32.59 km | NO DEFINIDO | [5 empty] | CONACYT 2024 (oficial) | {"type":"Feature","properties":{},"geometry":{"type":"LineString","coordinates":[[-101.25054,17.5155],[-101.25228,17.55086],[-101.26903,17.55395],[-101.32584,17.55857],[-101.33976,17.57432],[-101.37416,17.58272],[-101.39153,17.59066],[-101.41113,17.61041],[-101.42293,17.62968],[-101.462,17.63939],[-101.47728,17.65995]]}}
LT COYUCA DE BENITEZ - PIE DE LA CUESTA | LineString | 115 kV |  | 7.26 km | NO DEFINIDO | [5 empty] | CONACYT 2024 (oficial) | {"type":"Feature","properties":{},"geometry":{"type":"LineString","coordinates":[[-100.00091,16.98076],[-100.00063,16.96955],[-100.0553,16.98081]]}}
LT PIE DE LA CUESTA - EL QUEMADO | LineString | 115 kV |  | 19.17 km | NO DEFINIDO | [5 empty] | CONACYT 2024 (oficial) | {"type":"Feature","properties":{},"geometry":{"type":"LineString","coordinates":[[-99.83502,16.91046],[-99.89037,16.9347],[-99.92865,16.94133],[-100.00066,16.96952]]}}
LT EL CARACOL - TLACOTEPEC | LineString | 115 kV |  | 21.48 km | NO DEFINIDO | [5 empty] | CONACYT 2024 (oficial) | {"type":"Feature","properties":{},"geometry":{"type":"LineString","coordinates":[[-99.98843,17.95298],[-99.978,17.93418],[-99.98067,17.9123],[-99.99269,17.89027],[-99.98539,17.88275],[-99.96842,17.83337],[-99.96545,17.78695],[-99.97315,17.77308]]}}
NO DEFINIDO | LineString | 115 kV |  | 30.03 km | NO DEFINIDO | [5 empty] | CONACYT 2024 (oficial) | {"type":"Feature","properties":{},"geometry":{"type":"LineString","coordinates":[[-99.90925,18.04275],[-99.92252,18.09761],[-99.92158,18.13042],[-99.93223,18.17804],[-99.91444,18.22379],[-99.91074,18.24936],[-99.91495,18.25436],[-99.92603,18.30121]]}}
LT ARCELIA - MINA CAMPO MORADO | LineString | 115 kV |  | 20.62 km | NO DEFINIDO | [5 empty] | CONACYT 2024 (oficial) | {"type":"Feature","properties":{},"geometry":{"type":"LineString","coordinates":[[-100.30136,18.30101],[-100.30446,18.2938],[-100.25697,18.25644],[-100.22724,18.24287],[-100.19919,18.21947],[-100.19147,18.20801],[-100.17333,18.19552],[-100.15684,18.20071]]}}
LT ALTAMIRANO II - VOLCAN GORDO | LineString | 115 kV |  | 97.66 km | NO DEFINIDO | [5 empty] | CONACYT 2024 (oficial) | {"type":"Feature","properties":{},"geometry":{"type":"LineString","coordinates":[[-100.1312,18.86781],[-100.14126,18.86769],[-100.17599,18.88953],[-100.23388,18.87298],[-100.2625,18.82373],[-100.34554,18.78422],[-100.38793,18.78291],[-100.52231,18.72743],[-100.57638,18.69706],[-100.57928,18.61258],[-100.54785,18.4789],[-100.55038,18.43416],[-100.63384,18.33948]]}}
LT VOLCAN GORDO - IXTAPAN DE LA SAL | LineString | 115 kV |  | 51.47 km | NO DEFINIDO | [5 empty] | CONACYT 2024 (oficial) | {"type":"Feature","properties":{},"geometry":{"type":"LineString","coordinates":[[-100.1312,18.86781],[-100.12686,18.86112],[-100.10578,18.85394],[-100.03207,18.86122],[-100.01332,18.86898],[-100.00364,18.85564],[-99.96067,18.85045],[-99.94199,18.82925],[-99.9054,18.79955],[-99.86232,18.8002],[-99.79283,18.81321],[-99.76025,18.81078],[-99.71729,18.81633],[-99.69385,18.83446]]}}
LT EL CAPULIN | LineString | 115 kV |  | 22.86 km | NO DEFINIDO | [5 empty] | CONACYT 2024 (oficial) | {"type":"Feature","properties":{},"geometry":{"type":"LineString","coordinates":[[-100.15245,19.30799],[-100.15316,19.34007],[-100.14256,19.35454],[-100.11432,19.36623],[-100.09942,19.38755],[-100.09269,19.42481],[-100.1038,19.45878],[-100.09552,19.48394]]}}
LT ZITACUARO I - EL CAPULIN | LineString | 115 kV |  | 33.01 km | NO DEFINIDO | [5 empty] | CONACYT 2024 (oficial) | {"type":"Feature","properties":{},"geometry":{"type":"LineString","coordinates":[[-100.38716,19.48529],[-100.32908,19.44284],[-100.14514,19.46022],[-100.0949,19.48404]]}}
LT AB CALSA | LineString | 115 kV |  | 19.34 km | NO DEFINIDO | [5 empty] | CONACYT 2024 (oficial) | {"type":"Feature","properties":{},"geometry":{"type":"LineString","coordinates":[[-96.55333,18.74432],[-96.53936,18.75051],[-96.51319,18.75272],[-96.49347,18.76255],[-96.48281,18.75871],[-96.46883,18.76369],[-96.4424,18.78233],[-96.41747,18.79424],[-96.3999,18.80806]]}}
LT ITUNDUJIA | LineString | 115 kV |  | 45.77 km | NO DEFINIDO | [5 empty] | CONACYT 2024 (oficial) | {"type":"Feature","properties":{},"geometry":{"type":"LineString","coordinates":[[-97.69378,17.24373],[-97.70211,17.23419],[-97.68869,17.2234],[-97.66766,17.22241],[-97.62504,17.20522],[-97.61863,17.18548],[-97.62912,17.15481],[-97.61765,17.12031],[-97.61913,17.05938],[-97.63335,17.04719],[-97.63588,16.98235],[-97.63126,16.96529],[-97.63622,16.92454],[-97.64974,16.90502]]}}
LT SAN JACINTO TLACOTEPEC | LineString | 115 kV |  | 75.73 km | NO DEFINIDO | [5 empty] | CONACYT 2024 (oficial) | {"type":"Feature","properties":{},"geometry":{"type":"LineString","coordinates":[[-96.73198,16.58953],[-96.77505,16.58669],[-96.79544,16.59919],[-96.83303,16.60176],[-96.84435,16.59905],[-96.88814,16.57737],[-96.93793,16.57801],[-96.97479,16.55213],[-97.02243,16.56279],[-97.06602,16.55816],[-97.08369,16.55037],[-97.10897,16.55292],[-97.13122,16.54853],[-97.15298,16.55162],[-97.1795,16.5657],[-97.24094,16.58413],[-97.26902,16.58751],[-97.28303,16.57297],[-97.30679,16.56542],[-97.33002,16.52275],[-97.3697,16.52147],[-97.37215,16.51568]]}}
LT TECOMAXTLAHUACA | LineString | 115 kV |  | 48.66 km | NO DEFINIDO | [5 empty] | CONACYT 2024 (oficial) | {"type":"Feature","properties":{},"geometry":{"type":"LineString","coordinates":[[-98.21586,17.67642],[-98.20437,17.6488],[-98.20845,17.60959],[-98.17462,17.57483],[-98.14356,17.56792],[-98.09639,17.54018],[-98.07364,17.49541],[-98.02492,17.48708],[-98.01368,17.47648],[-98.01489,17.45791],[-98.00546,17.43155],[-98.02145,17.40611],[-98.02443,17.36528],[-98.0207,17.36]]}}
LT METLATONOC | LineString | 115 kV |  | 47.47 km | NO DEFINIDO | [5 empty] | CONACYT 2024 (oficial) | {"type":"Feature","properties":{},"geometry":{"type":"LineString","coordinates":[[-98.62876,17.5404],[-98.60048,17.51012],[-98.56815,17.49171],[-98.5478,17.47587],[-98.5264,17.46437],[-98.5117,17.44208],[-98.51527,17.4263],[-98.49549,17.38889],[-98.45964,17.35072],[-98.44134,17.33684],[-98.42938,17.30731],[-98.41681,17.24878],[-98.40601,17.22438],[-98.40604,17.20047]]}}
LT HUAMUXTITLAN | LineString | 115 kV |  | 35.62 km | NO DEFINIDO | [5 empty] | CONACYT 2024 (oficial) | {"type":"Feature","properties":{},"geometry":{"type":"LineString","coordinates":[[-98.62865,17.5404],[-98.59542,17.56638],[-98.55441,17.61359],[-98.55712,17.63247],[-98.53137,17.64874],[-98.53362,17.67576],[-98.54821,17.70539],[-98.57792,17.73665],[-98.58113,17.78584],[-98.56338,17.79189]]}}
LT OLINALA | LineString | 115 kV |  | 29.54 km | NO DEFINIDO | [5 empty] | CONACYT 2024 (oficial) | {"type":"Feature","properties":{},"geometry":{"type":"LineString","coordinates":[[-98.82996,17.54811],[-98.81428,17.5599],[-98.77712,17.57774],[-98.73842,17.60952],[-98.74014,17.69954],[-98.73208,17.73389],[-98.74151,17.75932]]}}
LT OMETEPEC - PINOTEPA NACIONAL | LineString | 115 kV |  | 71.79 km | NO DEFINIDO | [5 empty] | CONACYT 2024 (oficial) | {"type":"Feature","properties":{},"geometry":{"type":"LineString","coordinates":[[-98.0577,16.33914],[-98.07406,16.35097],[-98.11006,16.38332],[-98.15412,16.374],[-98.21129,16.34944],[-98.22657,16.3472],[-98.24437,16.35386],[-98.25018,16.37856],[-98.27569,16.39579],[-98.31283,16.43218],[-98.35985,16.4506],[-98.38213,16.46784],[-98.44467,16.48302],[-98.46081,16.50308],[-98.45838,16.51352],[-98.47308,16.54496],[-98.46472,16.56165],[-98.45956,16.58477],[-98.46778,16.60217],[-98.49847,16.6539]]}}
NO DEFINIDO | LineString | 115 kV |  | 26.82 km | NO DEFINIDO | [5 empty] | CONACYT 2024 (oficial) | {"type":"Feature","properties":{},"geometry":{"type":"LineString","coordinates":[[-98.6791,16.61264],[-98.71303,16.71551],[-98.72177,16.7745],[-98.76949,16.80423],[-98.76642,16.82302]]}}
NO DEFINIDO | LineString | 115 kV |  | 8.48 km | NO DEFINIDO | [5 empty] | CONACYT 2024 (oficial) | {"type":"Feature","properties":{},"geometry":{"type":"LineString","coordinates":[[-98.74477,16.89578],[-98.74952,16.89099],[-98.75828,16.84824],[-98.76642,16.82302]]}}
NO DEFINIDO | LineString | 115 kV |  | 46.12 km | NO DEFINIDO | [5 empty] | CONACYT 2024 (oficial) | {"type":"Feature","properties":{},"geometry":{"type":"LineString","coordinates":[[-98.76642,16.82302],[-98.8436,16.806],[-98.91823,16.79428],[-98.94943,16.83536],[-98.95779,16.87321],[-98.99368,16.92046],[-99.02925,16.95532],[-99.09475,16.98572]]}}
NO DEFINIDO | LineString | 115 kV |  | 47.54 km | NO DEFINIDO | [5 empty] | CONACYT 2024 (oficial) | {"type":"Feature","properties":{},"geometry":{"type":"LineString","coordinates":[[-98.74482,16.8959],[-98.78613,16.9368],[-98.79486,16.96544],[-98.78623,17.00104],[-98.79413,17.02235],[-98.78984,17.04275],[-98.7915,17.06967],[-98.80391,17.0906],[-98.80722,17.10749],[-98.76898,17.12915],[-98.76316,17.15561],[-98.72663,17.19067],[-98.70414,17.23046],[-98.68677,17.25481]]}}
NO DEFINIDO | LineString | 115 kV |  | 29.61 km | NO DEFINIDO | [5 empty] | CONACYT 2024 (oficial) | {"type":"Feature","properties":{},"geometry":{"type":"LineString","coordinates":[[-99.54647,17.17137],[-99.53421,17.15429],[-99.52072,17.15348],[-99.50275,17.12878],[-99.46647,17.1365],[-99.44892,17.15067],[-99.4144,17.15019],[-99.40216,17.12858],[-99.39995,17.10824],[-99.35298,17.06119]]}}
LT GRANJA SEDENA | LineString | 115 kV |  | 6.39 km | NO DEFINIDO | [5 empty] | CONACYT 2024 (oficial) | {"type":"Feature","properties":{},"geometry":{"type":"LineString","coordinates":[[-95.11313,16.44644],[-95.11977,16.433],[-95.11733,16.39278]]}}
LT REFINERIA PEMEX | LineString | 115 kV |  | 2.3 km | NO DEFINIDO | [5 empty] | CONACYT 2024 (oficial) | {"type":"Feature","properties":{},"geometry":{"type":"LineString","coordinates":[[-95.21341,16.24052],[-95.19238,16.24111]]}}
NO DEFINIDO | LineString | 115 kV |  | 11.83 km | NO DEFINIDO | [5 empty] | CONACYT 2024 (oficial) | {"type":"Feature","properties":{},"geometry":{"type":"LineString","coordinates":[[-94.3759,18.11888],[-94.34604,18.11167],[-94.3289,18.08342],[-94.3035,18.07206],[-94.30487,18.05514],[-94.30512,18.05462]]}}
NO DEFINIDO | LineString | 115 kV |  | 12.9 km | NO DEFINIDO | [5 empty] | CONACYT 2024 (oficial) | {"type":"Feature","properties":{},"geometry":{"type":"LineString","coordinates":[[-94.30521,18.05466],[-94.30487,18.05514],[-94.30387,18.07091],[-94.32718,18.08014],[-94.34623,18.11143],[-94.38492,18.11785]]}}
NO DEFINIDO | LineString | 115 kV |  | 7.93 km | NO DEFINIDO | [5 empty] | CONACYT 2024 (oficial) | {"type":"Feature","properties":{},"geometry":{"type":"LineString","coordinates":[[-93.91166,16.24595],[-93.9319,16.22192],[-93.94836,16.19437],[-93.94411,16.18835]]}}
NO DEFINIDO | LineString | 115 kV |  | 13.35 km | NO DEFINIDO | [5 empty] | CONACYT 2024 (oficial) | {"type":"Feature","properties":{},"geometry":{"type":"LineString","coordinates":[[-93.93009,16.15686],[-93.91812,16.15565],[-93.91028,16.1792],[-93.89387,16.18513],[-93.8894,16.21816],[-93.87763,16.22976],[-93.87991,16.24501]]}}
NO DEFINIDO | LineString | 115 kV |  | 37.47 km | NO DEFINIDO | [5 empty] | CONACYT 2024 (oficial) | {"type":"Feature","properties":{},"geometry":{"type":"LineString","coordinates":[[-92.08207,16.14003],[-92.08311,16.1315],[-92.06395,16.10683],[-92.03185,16.03481],[-92.0657,15.93584],[-92.0745,15.8413],[-92.07007,15.82111]]}}
NO DEFINIDO | LineString | 115 kV |  | 1.49 km | NO DEFINIDO | [5 empty] | CONACYT 2024 (oficial) | {"type":"Feature","properties":{},"geometry":{"type":"LineString","coordinates":[[-92.08207,16.14003],[-92.06873,16.13732]]}}
NO DEFINIDO | LineString | 115 kV |  | 10.18 km | NO DEFINIDO | [5 empty] | CONACYT 2024 (oficial) | {"type":"Feature","properties":{},"geometry":{"type":"LineString","coordinates":[[-92.10362,15.74721],[-92.10833,15.7391],[-92.1435,15.71263],[-92.14319,15.69257],[-92.14833,15.67517]]}}
NO DEFINIDO | LineString | 115 kV |  | 11.54 km | NO DEFINIDO | [5 empty] | CONACYT 2024 (oficial) | {"type":"Feature","properties":{},"geometry":{"type":"LineString","coordinates":[[-92.13257,16.20491],[-92.1445,16.19746],[-92.13915,16.17871],[-92.12732,16.17321],[-92.10959,16.14931],[-92.08207,16.14003]]}}
NO DEFINIDO | LineString | 115 kV |  | 47.36 km | NO DEFINIDO | [5 empty] | CONACYT 2024 (oficial) | {"type":"Feature","properties":{},"geometry":{"type":"LineString","coordinates":[[-92.23673,15.36907],[-92.22898,15.37384],[-92.23163,15.39247],[-92.23808,15.39962],[-92.2863,15.42258],[-92.27873,15.44959],[-92.24326,15.4719],[-92.23364,15.48087],[-92.22917,15.51529],[-92.23723,15.53336],[-92.24415,15.57264],[-92.23553,15.58754],[-92.23993,15.61699],[-92.23356,15.6248],[-92.20718,15.63021],[-92.20165,15.63841],[-92.16637,15.65223],[-92.14872,15.66639],[-92.14833,15.67517]]}}
NO DEFINIDO | LineString | 115 kV |  | 2.67 km | NO DEFINIDO | [5 empty] | CONACYT 2024 (oficial) | {"type":"Feature","properties":{},"geometry":{"type":"LineString","coordinates":[[-92.39809,14.73333],[-92.39575,14.71133]]}}
NO DEFINIDO | LineString | 115 kV |  | 5.95 km | NO DEFINIDO | [5 empty] | CONACYT 2024 (oficial) | {"type":"Feature","properties":{},"geometry":{"type":"LineString","coordinates":[[-92.72021,16.5502],[-92.74782,16.55587],[-92.77514,16.55667]]}}
NO DEFINIDO | LineString | 115 kV |  | 19.78 km | NO DEFINIDO | [5 empty] | CONACYT 2024 (oficial) | {"type":"Feature","properties":{},"geometry":{"type":"LineString","coordinates":[[-92.62576,16.88423],[-92.62241,16.85594],[-92.63774,16.8341],[-92.64375,16.81393],[-92.65142,16.80617],[-92.65207,16.78762],[-92.60083,16.73797]]}}
NO DEFINIDO | LineString | 115 kV |  | 26.8 km | NO DEFINIDO | [5 empty] | CONACYT 2024 (oficial) | {"type":"Feature","properties":{},"geometry":{"type":"LineString","coordinates":[[-92.78702,17.45073],[-92.78745,17.4509],[-92.73629,17.36255],[-92.71612,17.3196],[-92.70467,17.28583],[-92.67554,17.23504]]}}
NO DEFINIDO | LineString | 115 kV |  | 14.17 km | NO DEFINIDO | [5 empty] | CONACYT 2024 (oficial) | {"type":"Feature","properties":{},"geometry":{"type":"LineString","coordinates":[[-92.86108,17.55647],[-92.78745,17.4509],[-92.78695,17.45075]]}}
NO DEFINIDO | LineString | 115 kV |  | 5.95 km | NO DEFINIDO | [5 empty] | CONACYT 2024 (oficial) | {"type":"Feature","properties":{},"geometry":{"type":"LineString","coordinates":[[-92.72021,16.5502],[-92.74782,16.55587],[-92.77514,16.55667]]}}
NO DEFINIDO | LineString | 115 kV |  | 34.28 km | NO DEFINIDO | [5 empty] | CONACYT 2024 (oficial) | {"type":"Feature","properties":{},"geometry":{"type":"LineString","coordinates":[[-93.39366,17.99839],[-93.40879,18.00425],[-93.39346,18.03619],[-93.36251,18.03641],[-93.34457,18.02344],[-93.29914,18.03305],[-93.27249,18.02164],[-93.24582,18.00146],[-93.16872,18.00142],[-93.15037,18.00005]]}}
NO DEFINIDO | LineString | 115 kV |  | 22.91 km | NO DEFINIDO | [5 empty] | CONACYT 2024 (oficial) | {"type":"Feature","properties":{},"geometry":{"type":"LineString","coordinates":[[-93.15037,18.00005],[-93.14705,18.02387],[-93.12835,18.04196],[-93.12797,18.07425],[-93.13197,18.08913],[-93.10696,18.12218],[-93.10979,18.15196],[-93.08985,18.1789]]}}
NO DEFINIDO | LineString | 115 kV |  | 1.57 km | NO DEFINIDO | [5 empty] | CONACYT 2024 (oficial) | {"type":"Feature","properties":{},"geometry":{"type":"LineString","coordinates":[[-93.15253,17.9861],[-93.15037,18.00005]]}}
NO DEFINIDO | LineString | 115 kV |  | 16.6 km | NO DEFINIDO | [5 empty] | CONACYT 2024 (oficial) | {"type":"Feature","properties":{},"geometry":{"type":"LineString","coordinates":[[-93.11345,17.86035],[-93.11082,17.89053],[-93.10201,17.91032],[-93.116,17.94147],[-93.15167,17.96389],[-93.15944,17.98311]]}}
NO DEFINIDO | LineString | 115 kV |  | 18.92 km | NO DEFINIDO | [5 empty] | CONACYT 2024 (oficial) | {"type":"Feature","properties":{},"geometry":{"type":"LineString","coordinates":[[-93.11557,17.85941],[-93.10567,17.87775],[-93.09194,17.88918],[-93.05773,17.90363],[-93.05375,17.92021],[-93.03403,17.93452],[-93.00963,17.93931],[-93.00862,17.94887],[-92.99162,17.95936]]}}
NO DEFINIDO | LineString | 115 kV |  | 3.7 km | NO DEFINIDO | [5 empty] | CONACYT 2024 (oficial) | {"type":"Feature","properties":{},"geometry":{"type":"LineString","coordinates":[[-97.37434,18.82726],[-97.38005,18.83612],[-97.40327,18.83879]]}}
LT LIBRES - ZACATEPEC | LineString | 115 kV |  | 30.78 km | NO DEFINIDO | [5 empty] | CONACYT 2024 (oficial) | {"type":"Feature","properties":{},"geometry":{"type":"LineString","coordinates":[[-97.6756,19.47832],[-97.66634,19.46982],[-97.66581,19.44078],[-97.62674,19.41074],[-97.6145,19.3969],[-97.59634,19.38496],[-97.57627,19.34647],[-97.53576,19.27357],[-97.53293,19.26451]]}}
NO DEFINIDO | LineString | 115 kV |  | 41.32 km | NO DEFINIDO | [5 empty] | CONACYT 2024 (oficial) | {"type":"Feature","properties":{},"geometry":{"type":"LineString","coordinates":[[-97.41335,20.35561],[-97.36054,20.34734],[-97.32887,20.34999],[-97.31697,20.35744],[-97.30622,20.38211],[-97.29943,20.37618],[-97.24372,20.36507],[-97.2051,20.36168],[-97.18317,20.36231],[-97.16518,20.36859],[-97.14422,20.39402],[-97.09196,20.40914],[-97.0692,20.42625]]}}
NO DEFINIDO | LineString | 115 kV |  | 14.78 km | NO DEFINIDO | [5 empty] | CONACYT 2024 (oficial) | {"type":"Feature","properties":{},"geometry":{"type":"LineString","coordinates":[[-97.42783,20.53513],[-97.39913,20.53548],[-97.39206,20.52917],[-97.37136,20.53159],[-97.36404,20.51755],[-97.34612,20.49858],[-97.34605,20.46444]]}}
NO DEFINIDO | LineString | 115 kV |  | 9.15 km | NO DEFINIDO | [5 empty] | CONACYT 2024 (oficial) | {"type":"Feature","properties":{},"geometry":{"type":"LineString","coordinates":[[-97.34605,20.46444],[-97.35702,20.45688],[-97.35611,20.43509],[-97.33799,20.39478]]}}
NO DEFINIDO | LineString | 115 kV |  | 3.3 km | NO DEFINIDO | [5 empty] | CONACYT 2024 (oficial) | {"type":"Feature","properties":{},"geometry":{"type":"LineString","coordinates":[[-100.63368,21.2844],[-100.60248,21.28739]]}}
NO DEFINIDO | LineString | 115 kV |  | 47.5 km | NO DEFINIDO | [5 empty] | CONACYT 2024 (oficial) | {"type":"Feature","properties":{},"geometry":{"type":"LineString","coordinates":[[-100.60248,21.28739],[-100.60613,21.29934],[-100.60069,21.32518],[-100.56605,21.36112],[-100.51912,21.44285],[-100.49884,21.48336],[-100.47198,21.51673],[-100.47273,21.52781],[-100.46114,21.53572],[-100.45007,21.5608],[-100.41027,21.60826],[-100.36739,21.62522],[-100.36402,21.63105]]}}
NO DEFINIDO | LineString | 115 kV |  | 0.49 km | NO DEFINIDO | [5 empty] | CONACYT 2024 (oficial) | {"type":"Feature","properties":{},"geometry":{"type":"LineString","coordinates":[[-100.63384,21.2847],[-100.63013,21.28669]]}}
NO DEFINIDO | LineString | 115 kV |  | 25.33 km | NO DEFINIDO | [5 empty] | CONACYT 2024 (oficial) | {"type":"Feature","properties":{},"geometry":{"type":"LineString","coordinates":[[-100.63433,21.28369],[-100.65847,21.28729],[-100.67949,21.26654],[-100.68816,21.27588],[-100.71604,21.334],[-100.74134,21.37865],[-100.79001,21.38341]]}}
NO DEFINIDO | LineString | 115 kV |  | 32.11 km | NO DEFINIDO | [5 empty] | CONACYT 2024 (oficial) | {"type":"Feature","properties":{},"geometry":{"type":"LineString","coordinates":[[-100.45711,21.10563],[-100.51605,21.08043],[-100.53445,21.09611],[-100.56548,21.15134],[-100.58143,21.23154],[-100.58537,21.23227],[-100.59689,21.2867]]}}
NO DEFINIDO | LineString | 115 kV |  | 0.65 km | NO DEFINIDO | [5 empty] | CONACYT 2024 (oficial) | {"type":"Feature","properties":{},"geometry":{"type":"LineString","coordinates":[[-100.60248,21.28739],[-100.59699,21.2867]]}}
NO DEFINIDO | LineString | 115 kV |  | 11.67 km | NO DEFINIDO | [5 empty] | CONACYT 2024 (oficial) | {"type":"Feature","properties":{},"geometry":{"type":"LineString","coordinates":[[-102.00148,22.22181],[-102.04653,22.22656],[-102.05414,22.22381],[-102.08177,22.23443],[-102.10654,22.22622]]}}
NO DEFINIDO | LineString | 115 kV |  | 8.44 km | NO DEFINIDO | [5 empty] | CONACYT 2024 (oficial) | {"type":"Feature","properties":{},"geometry":{"type":"LineString","coordinates":[[-102.29987,22.30037],[-102.2952,22.3178],[-102.23418,22.31487]]}}
NO DEFINIDO | LineString | 115 kV |  | 11.54 km | NO DEFINIDO | [5 empty] | CONACYT 2024 (oficial) | {"type":"Feature","properties":{},"geometry":{"type":"LineString","coordinates":[[-102.23927,22.40707],[-102.22853,22.41637],[-102.15036,22.40874],[-102.14264,22.42182]]}}
NO DEFINIDO | LineString | 115 kV |  | 11.67 km | NO DEFINIDO | [5 empty] | CONACYT 2024 (oficial) | {"type":"Feature","properties":{},"geometry":{"type":"LineString","coordinates":[[-102.00148,22.22181],[-102.04653,22.22656],[-102.05414,22.22381],[-102.08177,22.23443],[-102.10654,22.22622]]}}
NO DEFINIDO | LineString | 115 kV |  | 29.36 km | NO DEFINIDO | [5 empty] | CONACYT 2024 (oficial) | {"type":"Feature","properties":{},"geometry":{"type":"LineString","coordinates":[[-102.95859,22.65234],[-102.95756,22.64048],[-102.99268,22.60663],[-103.01781,22.57658],[-103.03317,22.57798],[-103.06307,22.52601],[-103.06972,22.50972],[-103.10726,22.45064],[-103.11341,22.45607]]}}
NO DEFINIDO | LineString | 115 kV |  | 0.87 km | NO DEFINIDO | [5 empty] | CONACYT 2024 (oficial) | {"type":"Feature","properties":{},"geometry":{"type":"LineString","coordinates":[[-102.67363,22.92293],[-102.67063,22.91561]]}}
NO DEFINIDO | LineString | 115 kV |  | 16.31 km | NO DEFINIDO | [5 empty] | CONACYT 2024 (oficial) | {"type":"Feature","properties":{},"geometry":{"type":"LineString","coordinates":[[-102.66603,22.90303],[-102.63247,22.81796],[-102.63283,22.80203],[-102.66125,22.77088]]}}
NO DEFINIDO | LineString | 115 kV |  | 10.91 km | NO DEFINIDO | [5 empty] | CONACYT 2024 (oficial) | {"type":"Feature","properties":{},"geometry":{"type":"LineString","coordinates":[[-102.66945,22.76066],[-102.7105,22.79072],[-102.71779,22.8115],[-102.73946,22.81975]]}}
NO DEFINIDO | LineString | 115 kV |  | 13.03 km | NO DEFINIDO | [5 empty] | CONACYT 2024 (oficial) | {"type":"Feature","properties":{},"geometry":{"type":"LineString","coordinates":[[-102.71792,22.81139],[-102.71779,22.8115],[-102.71584,22.83451],[-102.70788,22.85908],[-102.69591,22.85971],[-102.63767,22.85147]]}}
NO DEFINIDO | LineString | 115 kV |  | 0.41 km | NO DEFINIDO | [5 empty] | CONACYT 2024 (oficial) | {"type":"Feature","properties":{},"geometry":{"type":"LineString","coordinates":[[-102.66603,22.90303],[-102.66791,22.89999]]}}
NO DEFINIDO | LineString | 115 kV |  | 1.47 km | NO DEFINIDO | [5 empty] | CONACYT 2024 (oficial) | {"type":"Feature","properties":{},"geometry":{"type":"LineString","coordinates":[[-102.67063,22.91561],[-102.66603,22.90303]]}}
NO DEFINIDO | LineString | 115 kV |  | 3.15 km | NO DEFINIDO | [5 empty] | CONACYT 2024 (oficial) | {"type":"Feature","properties":{},"geometry":{"type":"LineString","coordinates":[[-102.619,22.80271],[-102.58984,22.80453]]}}
LT LLANOS - SAN ROBERTO | LineString | 115 kV |  | 87.4 km | NO DEFINIDO | [5 empty] | CONACYT 2024 (oficial) | {"type":"Feature","properties":{},"geometry":{"type":"LineString","coordinates":[[-100.3016,24.68302],[-100.32378,24.79996],[-100.40801,24.90366],[-100.49362,24.98012],[-100.61126,25.06528],[-100.65797,25.11385],[-100.68434,25.12492],[-100.68714,25.15992],[-100.7263,25.19105],[-100.72945,25.23714],[-100.72845,25.25451],[-100.75455,25.26926],[-100.76399,25.28274],[-100.77818,25.28703]]}}
NO DEFINIDO | LineString | 115 kV |  | 53.44 km | NO DEFINIDO | [5 empty] | CONACYT 2024 (oficial) | {"type":"Feature","properties":{},"geometry":{"type":"LineString","coordinates":[[-101.10881,25.15542],[-101.09064,25.15099],[-100.92716,25.09041],[-100.89897,25.09484],[-100.84323,25.1079],[-100.66195,25.04921],[-100.60918,25.06597]]}}
NO DEFINIDO | LineString | 115 kV |  | 4.82 km | NO DEFINIDO | [5 empty] | CONACYT 2024 (oficial) | {"type":"Feature","properties":{},"geometry":{"type":"LineString","coordinates":[[-100.16133,25.73769],[-100.13826,25.72098],[-100.13481,25.70964]]}}
NO DEFINIDO | LineString | 115 kV |  | 8.27 km | NO DEFINIDO | [5 empty] | CONACYT 2024 (oficial) | {"type":"Feature","properties":{},"geometry":{"type":"LineString","coordinates":[[-100.21546,25.67504],[-100.19191,25.67467],[-100.15092,25.66117],[-100.15005,25.67333]]}}
NO DEFINIDO | LineString | 115 kV |  | 3.69 km | NO DEFINIDO | [5 empty] | CONACYT 2024 (oficial) | {"type":"Feature","properties":{},"geometry":{"type":"LineString","coordinates":[[-100.1315,25.70177],[-100.12634,25.71119],[-100.10857,25.72334]]}}
NO DEFINIDO | LineString | 115 kV |  | 1.31 km | NO DEFINIDO | [5 empty] | CONACYT 2024 (oficial) | {"type":"Feature","properties":{},"geometry":{"type":"LineString","coordinates":[[-100.1315,25.70177],[-100.1333,25.69433]]}}
NO DEFINIDO | LineString | 115 kV |  | 4.86 km | NO DEFINIDO | [5 empty] | CONACYT 2024 (oficial) | {"type":"Feature","properties":{},"geometry":{"type":"LineString","coordinates":[[-100.45494,25.7784],[-100.45038,25.76221],[-100.42358,25.75132]]}}
NO DEFINIDO | LineString | 115 kV |  | 9.95 km | NO DEFINIDO | [5 empty] | CONACYT 2024 (oficial) | {"type":"Feature","properties":{},"geometry":{"type":"LineString","coordinates":[[-100.53051,25.73638],[-100.49867,25.7575],[-100.49624,25.76437],[-100.46889,25.78311],[-100.45494,25.7784]]}}
NO DEFINIDO | LineString | 115 kV |  | 9.12 km | NO DEFINIDO | [5 empty] | CONACYT 2024 (oficial) | {"type":"Feature","properties":{},"geometry":{"type":"LineString","coordinates":[[-100.37061,25.82157],[-100.442,25.80935],[-100.45455,25.79775]]}}
NO DEFINIDO | LineString | 115 kV |  | 4.68 km | NO DEFINIDO | [5 empty] | CONACYT 2024 (oficial) | {"type":"Feature","properties":{},"geometry":{"type":"LineString","coordinates":[[-100.44619,25.78202],[-100.41088,25.7658]]}}
NO DEFINIDO | LineString | 115 kV |  | 10.48 km | NO DEFINIDO | [5 empty] | CONACYT 2024 (oficial) | {"type":"Feature","properties":{},"geometry":{"type":"LineString","coordinates":[[-100.09733,25.71825],[-100.1132,25.71563],[-100.13017,25.73134],[-100.15509,25.76881],[-100.16961,25.7677]]}}
NO DEFINIDO | LineString | 115 kV |  | 7.35 km | NO DEFINIDO | [5 empty] | CONACYT 2024 (oficial) | {"type":"Feature","properties":{},"geometry":{"type":"LineString","coordinates":[[-100.14638,25.84908],[-100.15181,25.82466],[-100.16449,25.82054],[-100.18274,25.79819]]}}
NO DEFINIDO | LineString | 115 kV |  | 7.45 km | NO DEFINIDO | [5 empty] | CONACYT 2024 (oficial) | {"type":"Feature","properties":{},"geometry":{"type":"LineString","coordinates":[[-100.14282,25.82776],[-100.1166,25.83206],[-100.09299,25.81367],[-100.09755,25.80585]]}}
NO DEFINIDO | LineString | 115 kV |  | 8.38 km | NO DEFINIDO | [5 empty] | CONACYT 2024 (oficial) | {"type":"Feature","properties":{},"geometry":{"type":"LineString","coordinates":[[-100.16396,25.90632],[-100.16414,25.90663],[-100.19781,25.91721],[-100.22205,25.88134]]}}
NO DEFINIDO | LineString | 115 kV |  | 16.42 km | NO DEFINIDO | [5 empty] | CONACYT 2024 (oficial) | {"type":"Feature","properties":{},"geometry":{"type":"LineString","coordinates":[[-100.14546,25.84907],[-100.17447,25.86269],[-100.20082,25.8637],[-100.17595,25.88503],[-100.18416,25.88979],[-100.16414,25.90663],[-100.18964,25.91488]]}}
NO DEFINIDO | LineString | 115 kV |  | 8.82 km | NO DEFINIDO | [5 empty] | CONACYT 2024 (oficial) | {"type":"Feature","properties":{},"geometry":{"type":"LineString","coordinates":[[-100.18964,25.91488],[-100.18479,25.93597],[-100.22224,25.93754],[-100.23775,25.94686]]}}
NO DEFINIDO | LineString | 115 kV |  | 12.45 km | NO DEFINIDO | [5 empty] | CONACYT 2024 (oficial) | {"type":"Feature","properties":{},"geometry":{"type":"LineString","coordinates":[[-100.24182,25.94863],[-100.27556,25.95328],[-100.27781,25.97395],[-100.2968,25.97708],[-100.2945,25.99396],[-100.30418,26.00317]]}}
NO DEFINIDO | LineString | 115 kV |  | 5.23 km | NO DEFINIDO | [5 empty] | CONACYT 2024 (oficial) | {"type":"Feature","properties":{},"geometry":{"type":"LineString","coordinates":[[-100.16824,25.76781],[-100.11817,25.77216]]}}
NO DEFINIDO | LineString | 115 kV |  | 0.93 km | NO DEFINIDO | [5 empty] | CONACYT 2024 (oficial) | {"type":"Feature","properties":{},"geometry":{"type":"LineString","coordinates":[[-99.99574,25.76117],[-100.00308,25.75928]]}}
NO DEFINIDO | LineString | 115 kV |  | 15.9 km | NO DEFINIDO | [5 empty] | CONACYT 2024 (oficial) | {"type":"Feature","properties":{},"geometry":{"type":"LineString","coordinates":[[-100.09774,25.8063],[-100.06476,25.78782],[-100.03922,25.79163],[-100.03139,25.78192],[-100.00946,25.77242],[-100.00308,25.75928],[-99.99023,25.74621]]}}
NO DEFINIDO | LineString | 115 kV |  | 0.4 km | NO DEFINIDO | [5 empty] | CONACYT 2024 (oficial) | {"type":"Feature","properties":{},"geometry":{"type":"LineString","coordinates":[[-99.99682,25.75795],[-99.99573,25.76091]]}}
NO DEFINIDO | LineString | 115 kV |  | 2.16 km | NO DEFINIDO | [5 empty] | CONACYT 2024 (oficial) | {"type":"Feature","properties":{},"geometry":{"type":"LineString","coordinates":[[-99.99682,25.75795],[-99.98827,25.74602]]}}
NO DEFINIDO | LineString | 115 kV |  | 0.45 km | NO DEFINIDO | [5 empty] | CONACYT 2024 (oficial) | {"type":"Feature","properties":{},"geometry":{"type":"LineString","coordinates":[[-100.00127,25.75791],[-99.99682,25.75795]]}}
NO DEFINIDO | LineString | 115 kV |  | 0.19 km | NO DEFINIDO | [5 empty] | CONACYT 2024 (oficial) | {"type":"Feature","properties":{},"geometry":{"type":"LineString","coordinates":[[-100.00309,25.75839],[-100.00127,25.75791]]}}
NO DEFINIDO | LineString | 115 kV |  | 5.25 km | NO DEFINIDO | [5 empty] | CONACYT 2024 (oficial) | {"type":"Feature","properties":{},"geometry":{"type":"LineString","coordinates":[[-100.0443,25.76625],[-100.02289,25.76634],[-100.00309,25.75839]]}}
NO DEFINIDO | LineString | 115 kV |  | 4.14 km | NO DEFINIDO | [5 empty] | CONACYT 2024 (oficial) | {"type":"Feature","properties":{},"geometry":{"type":"LineString","coordinates":[[-100.0443,25.76625],[-100.06521,25.77025],[-100.06352,25.78707]]}}
NO DEFINIDO | LineString | 115 kV |  | 4.41 km | NO DEFINIDO | [5 empty] | CONACYT 2024 (oficial) | {"type":"Feature","properties":{},"geometry":{"type":"LineString","coordinates":[[-100.05845,25.74469],[-100.04528,25.74575],[-100.0443,25.76625]]}}
NO DEFINIDO | LineString | 115 kV |  | 4.52 km | NO DEFINIDO | [5 empty] | CONACYT 2024 (oficial) | {"type":"Feature","properties":{},"geometry":{"type":"LineString","coordinates":[[-100.11587,25.71998],[-100.13053,25.7332],[-100.12859,25.75488]]}}
NO DEFINIDO | LineString | 115 kV |  | 6.21 km | NO DEFINIDO | [5 empty] | CONACYT 2024 (oficial) | {"type":"Feature","properties":{},"geometry":{"type":"LineString","coordinates":[[-100.08497,25.73662],[-100.1148,25.74321],[-100.14272,25.75278]]}}
NO DEFINIDO | LineString | 115 kV |  | 5.89 km | NO DEFINIDO | [5 empty] | CONACYT 2024 (oficial) | {"type":"Feature","properties":{},"geometry":{"type":"LineString","coordinates":[[-100.10393,25.72528],[-100.08497,25.73662],[-100.06882,25.74837],[-100.05685,25.74374]]}}
NO DEFINIDO | LineString | 115 kV |  | 15.7 km | NO DEFINIDO | [5 empty] | CONACYT 2024 (oficial) | {"type":"Feature","properties":{},"geometry":{"type":"LineString","coordinates":[[-101.01389,25.72109],[-101.01626,25.73456],[-101.02834,25.75969],[-101.02304,25.77935],[-100.98856,25.80401],[-100.97815,25.83193]]}}
NO DEFINIDO | LineString | 115 kV |  | 0.62 km | NO DEFINIDO | [5 empty] | CONACYT 2024 (oficial) | {"type":"Feature","properties":{},"geometry":{"type":"LineString","coordinates":[[-101.01092,25.71613],[-101.01389,25.72109]]}}
NO DEFINIDO | LineString | 115 kV |  | 20.73 km | NO DEFINIDO | [5 empty] | CONACYT 2024 (oficial) | {"type":"Feature","properties":{},"geometry":{"type":"LineString","coordinates":[[-100.88811,25.59038],[-100.9095,25.61372],[-100.94628,25.61728],[-100.95543,25.62436],[-100.96861,25.64651],[-100.97265,25.66529],[-101.00064,25.69581],[-101.01092,25.71613]]}}
NO DEFINIDO | LineString | 115 kV |  | 40.4 km | NO DEFINIDO | [5 empty] | CONACYT 2024 (oficial) | {"type":"Feature","properties":{},"geometry":{"type":"LineString","coordinates":[[-100.49523,24.98181],[-100.49362,24.98012],[-100.46519,24.95218],[-100.40801,24.90366],[-100.40015,24.897],[-100.32378,24.79996],[-100.32149,24.7972],[-100.3016,24.68302],[-100.30084,24.67834]]}}
NO DEFINIDO | LineString | 115 kV |  | 2.64 km | NO DEFINIDO | [5 empty] | CONACYT 2024 (oficial) | {"type":"Feature","properties":{},"geometry":{"type":"LineString","coordinates":[[-100.47301,24.99791],[-100.49333,24.98361]]}}
NO DEFINIDO | LineString | 115 kV |  | 0.21 km | NO DEFINIDO | [5 empty] | CONACYT 2024 (oficial) | {"type":"Feature","properties":{},"geometry":{"type":"LineString","coordinates":[[-100.49363,24.98307],[-100.49523,24.98181]]}}
NO DEFINIDO | LineString | 115 kV |  | 13.09 km | NO DEFINIDO | [5 empty] | CONACYT 2024 (oficial) | {"type":"Feature","properties":{},"geometry":{"type":"LineString","coordinates":[[-100.13629,25.6351],[-100.11256,25.62078],[-100.10687,25.61851],[-100.11258,25.60841],[-100.10724,25.60717],[-100.10594,25.60639],[-100.10144,25.59939],[-100.10103,25.59585],[-100.06361,25.56058],[-100.05861,25.56478]]}}
NO DEFINIDO | LineString | 115 kV |  | 7.62 km | NO DEFINIDO | [5 empty] | CONACYT 2024 (oficial) | {"type":"Feature","properties":{},"geometry":{"type":"LineString","coordinates":[[-100.06702,25.56467],[-100.04687,25.57571],[-100.04502,25.59478],[-100.02143,25.59331]]}}
NO DEFINIDO | LineString | 115 kV |  | 5.89 km | NO DEFINIDO | [5 empty] | CONACYT 2024 (oficial) | {"type":"Feature","properties":{},"geometry":{"type":"LineString","coordinates":[[-100.02113,25.594],[-100.05872,25.61907],[-100.06497,25.61037]]}}
NO DEFINIDO | LineString | 115 kV |  | 0.31 km | NO DEFINIDO | [5 empty] | CONACYT 2024 (oficial) | {"type":"Feature","properties":{},"geometry":{"type":"LineString","coordinates":[[-100.12145,25.62696],[-100.12375,25.62876]]}}
NO DEFINIDO | LineString | 115 kV |  | 9.4 km | NO DEFINIDO | [5 empty] | CONACYT 2024 (oficial) | {"type":"Feature","properties":{},"geometry":{"type":"LineString","coordinates":[[-100.06862,25.5654],[-100.10103,25.59585],[-100.10144,25.59939],[-100.10594,25.60639],[-100.10724,25.60717],[-100.11258,25.60841],[-100.10687,25.61851],[-100.11256,25.62078],[-100.11871,25.62496]]}}
NO DEFINIDO | LineString | 115 kV |  | 13.36 km | NO DEFINIDO | [5 empty] | CONACYT 2024 (oficial) | {"type":"Feature","properties":{},"geometry":{"type":"LineString","coordinates":[[-98.20467,25.92795],[-98.222,25.94675],[-98.26968,25.93186],[-98.27482,25.97743]]}}
NO DEFINIDO | LineString | 115 kV |  | 70.51 km | NO DEFINIDO | [5 empty] | CONACYT 2024 (oficial) | {"type":"Feature","properties":{},"geometry":{"type":"LineString","coordinates":[[-104.56928,23.96663],[-104.61366,23.93047],[-104.623,23.92848],[-104.65409,23.93869],[-104.69125,23.90419],[-104.70384,23.9026],[-104.731,23.91727],[-104.75715,23.90772],[-104.75875,23.86827],[-104.76472,23.85581],[-104.76052,23.83198],[-104.77018,23.81102],[-104.75606,23.79095],[-104.76639,23.77852],[-104.74865,23.74465],[-104.74769,23.72762],[-104.72215,23.67698],[-104.72146,23.65024],[-104.73278,23.6289],[-104.74823,23.61436],[-104.74006,23.58121],[-104.71654,23.56244],[-104.72474,23.54653],[-104.7224,23.53341]]}}
NO DEFINIDO | LineString | 115 kV |  | 3.99 km | NO DEFINIDO | [5 empty] | CONACYT 2024 (oficial) | {"type":"Feature","properties":{},"geometry":{"type":"LineString","coordinates":[[-104.66329,24.08077],[-104.65318,24.06624],[-104.65608,24.0491]]}}
NO DEFINIDO | LineString | 115 kV |  | 11.92 km | NO DEFINIDO | [5 empty] | CONACYT 2024 (oficial) | {"type":"Feature","properties":{},"geometry":{"type":"LineString","coordinates":[[-104.56159,24.1124],[-104.50366,24.17939],[-104.52247,24.19323]]}}
NO DEFINIDO | LineString | 115 kV |  | 21.03 km | NO DEFINIDO | [5 empty] | CONACYT 2024 (oficial) | {"type":"Feature","properties":{},"geometry":{"type":"LineString","coordinates":[[-103.82935,25.83948],[-103.79413,25.85522],[-103.78769,25.85341],[-103.65064,25.88955],[-103.63073,25.8922]]}}
NO DEFINIDO | LineString | 115 kV |  | 30.11 km | NO DEFINIDO | [5 empty] | CONACYT 2024 (oficial) | {"type":"Feature","properties":{},"geometry":{"type":"LineString","coordinates":[[-106.58306,26.21335],[-106.55344,26.21772],[-106.52831,26.19413],[-106.51758,26.16924],[-106.52411,26.15367],[-106.516,26.14026],[-106.52072,26.11942],[-106.51447,26.09673],[-106.52889,26.08292],[-106.52276,26.05313],[-106.51334,26.0379],[-106.50286,26.03323]]}}
NO DEFINIDO | LineString | 115 kV |  | 97.75 km | NO DEFINIDO | [5 empty] | CONACYT 2024 (oficial) | {"type":"Feature","properties":{},"geometry":{"type":"LineString","coordinates":[[-108.21404,28.30031],[-108.24364,28.29648],[-108.25823,28.33152],[-108.28221,28.36315],[-108.28857,28.38222],[-108.30413,28.40287],[-108.3225,28.41082],[-108.34383,28.40967],[-108.36961,28.42675],[-108.38191,28.44281],[-108.37899,28.45219],[-108.38729,28.50587],[-108.40201,28.51078],[-108.4247,28.52943],[-108.43679,28.54514],[-108.46568,28.55022],[-108.487,28.56272],[-108.49579,28.57416],[-108.49293,28.59833],[-108.50041,28.61906],[-108.49913,28.63296],[-108.52754,28.68333],[-108.52484,28.72326],[-108.50435,28.75092],[-108.49925,28.81844],[-108.51146,28.8381],[-108.52417,28.88239],[-108.52967,28.88673],[-108.55621,28.94806],[-108.55739,28.9682],[-108.53844,28.98181],[-108.5348,28.99214]]}}
NO DEFINIDO | LineString | 115 kV |  | 0.58 km | NO DEFINIDO | [5 empty] | CONACYT 2024 (oficial) | {"type":"Feature","properties":{},"geometry":{"type":"LineString","coordinates":[[-108.20998,28.30295],[-108.21385,28.30034]]}}
NO DEFINIDO | LineString | 115 kV |  | 14.4 km | NO DEFINIDO | [5 empty] | CONACYT 2024 (oficial) | {"type":"Feature","properties":{},"geometry":{"type":"LineString","coordinates":[[-108.23022,28.21789],[-108.22122,28.2387],[-108.20547,28.24225],[-108.17931,28.27898],[-108.1867,28.28844],[-108.21385,28.30027]]}}
NO DEFINIDO | LineString | 115 kV |  | 32.58 km | NO DEFINIDO | [5 empty] | CONACYT 2024 (oficial) | {"type":"Feature","properties":{},"geometry":{"type":"LineString","coordinates":[[-108.49438,28.56824],[-108.50543,28.56397],[-108.529,28.58107],[-108.56328,28.62176],[-108.60556,28.62149],[-108.61775,28.62965],[-108.67884,28.62736],[-108.68965,28.64034],[-108.72226,28.64806],[-108.73586,28.6433],[-108.74346,28.6255],[-108.75619,28.63005]]}}
NO DEFINIDO | LineString | 115 kV |  | 5.64 km | NO DEFINIDO | [5 empty] | CONACYT 2024 (oficial) | {"type":"Feature","properties":{},"geometry":{"type":"LineString","coordinates":[[-110.94547,29.28021],[-110.8888,29.27901]]}}
NO DEFINIDO | LineString | 115 kV |  | 67.4 km | NO DEFINIDO | [5 empty] | CONACYT 2024 (oficial) | {"type":"Feature","properties":{},"geometry":{"type":"LineString","coordinates":[[-107.03249,28.65545],[-107.04408,28.6666],[-107.07427,28.6547],[-107.11328,28.68287],[-107.1183,28.69656],[-107.13993,28.70786],[-107.19643,28.79679],[-107.19455,28.83655],[-107.21133,28.87498],[-107.20927,28.88249],[-107.22597,28.91561],[-107.29964,28.93004],[-107.32105,28.94869],[-107.32095,28.96003],[-107.33874,28.9976],[-107.33958,29.01387],[-107.38703,29.02232],[-107.40024,29.02972],[-107.40086,29.04],[-107.42122,29.03702]]}}
NO DEFINIDO | LineString | 115 kV |  | 47.02 km | NO DEFINIDO | [5 empty] | CONACYT 2024 (oficial) | {"type":"Feature","properties":{},"geometry":{"type":"LineString","coordinates":[[-106.93228,28.40024],[-106.93199,28.37857],[-106.94238,28.37327],[-106.94236,28.27865],[-106.9692,28.23111],[-106.99208,28.20096],[-107.00911,28.19553],[-107.03334,28.16272],[-107.03011,28.14014],[-107.03796,28.12555],[-107.03239,28.076],[-107.03136,28.04567],[-107.0185,28.01704]]}}
NO DEFINIDO | LineString | 115 kV |  | 22.14 km | NO DEFINIDO | [5 empty] | CONACYT 2024 (oficial) | {"type":"Feature","properties":{},"geometry":{"type":"LineString","coordinates":[[-106.81045,28.44704],[-106.83048,28.49132],[-106.93955,28.4911],[-106.93966,28.53537],[-106.94624,28.53511]]}}
NO DEFINIDO | LineString | 115 kV |  | 8.2 km | NO DEFINIDO | [5 empty] | CONACYT 2024 (oficial) | {"type":"Feature","properties":{},"geometry":{"type":"LineString","coordinates":[[-106.8563,28.41974],[-106.87294,28.40681],[-106.93228,28.40024]]}}
NO DEFINIDO | LineString | 115 kV |  | 39.04 km | NO DEFINIDO | [5 empty] | CONACYT 2024 (oficial) | {"type":"Feature","properties":{},"geometry":{"type":"LineString","coordinates":[[-107.31316,28.47618],[-107.29796,28.47116],[-107.10275,28.41458],[-107.07731,28.41318],[-107.03723,28.39329],[-107.00245,28.3908],[-106.9891,28.39443],[-106.93373,28.40027]]}}
NO DEFINIDO | LineString | 115 kV |  | 64.27 km | NO DEFINIDO | [5 empty] | CONACYT 2024 (oficial) | {"type":"Feature","properties":{},"geometry":{"type":"LineString","coordinates":[[-107.90167,30.52458],[-107.88952,30.60687],[-107.86909,30.62699],[-107.77256,30.67447],[-107.74618,30.69147],[-107.69492,30.70552],[-107.6656,30.69438],[-107.63409,30.69271],[-107.62489,30.70303],[-107.35937,30.70795]]}}
NO DEFINIDO | LineString | 115 kV |  | 53.98 km | NO DEFINIDO | [5 empty] | CONACYT 2024 (oficial) | {"type":"Feature","properties":{},"geometry":{"type":"LineString","coordinates":[[-105.94494,30.07325],[-105.94558,30.07754],[-105.99525,30.076],[-106.09213,30.13453],[-106.13334,30.14557],[-106.18733,30.17256],[-106.20727,30.16505],[-106.33283,30.17342],[-106.36975,30.18515],[-106.42127,30.19755],[-106.43758,30.19528],[-106.45126,30.18137]]}}
NO DEFINIDO | LineString | 115 kV |  | 53.65 km | NO DEFINIDO | [5 empty] | CONACYT 2024 (oficial) | {"type":"Feature","properties":{},"geometry":{"type":"LineString","coordinates":[[-106.45219,30.1793],[-106.42491,30.13725],[-106.40873,30.09772],[-106.38092,30.10403],[-106.32029,30.10304],[-106.31011,30.07197],[-106.31107,30.01429],[-106.30225,29.99723],[-106.28465,29.98738],[-106.24992,29.97707],[-106.22685,29.95547],[-106.21806,29.92476],[-106.21146,29.87778],[-106.20503,29.85771],[-106.18015,29.85725]]}}
NO DEFINIDO | LineString | 115 kV |  | 15.03 km | NO DEFINIDO | [5 empty] | CONACYT 2024 (oficial) | {"type":"Feature","properties":{},"geometry":{"type":"LineString","coordinates":[[-109.61191,31.22341],[-109.59403,31.22025],[-109.55334,31.22032],[-109.55533,31.25119],[-109.56828,31.29778]]}}
NO DEFINIDO | LineString | 115 kV |  | 17.37 km | NO DEFINIDO | [5 empty] | CONACYT 2024 (oficial) | {"type":"Feature","properties":{},"geometry":{"type":"LineString","coordinates":[[-112.9419,31.03992],[-112.89967,31.06741],[-112.90172,31.07284],[-112.83643,31.12246],[-112.84626,31.14947]]}}
NO DEFINIDO | LineString | 115 kV |  | 6.81 km | NO DEFINIDO | [5 empty] | CONACYT 2024 (oficial) | {"type":"Feature","properties":{},"geometry":{"type":"LineString","coordinates":[[-116.84721,32.46026],[-116.82323,32.47657],[-116.80812,32.48067],[-116.78408,32.47318]]}}
NO DEFINIDO | LineString | 115 kV |  | 3.99 km | NO DEFINIDO | [5 empty] | CONACYT 2024 (oficial) | {"type":"Feature","properties":{},"geometry":{"type":"LineString","coordinates":[[-115.55098,32.61456],[-115.52562,32.61339],[-115.52026,32.6038]]}}
NO DEFINIDO | LineString | 115 kV |  | 15.03 km | NO DEFINIDO | [5 empty] | CONACYT 2024 (oficial) | {"type":"Feature","properties":{},"geometry":{"type":"LineString","coordinates":[[-109.61191,31.22341],[-109.59403,31.22025],[-109.55334,31.22032],[-109.55533,31.25119],[-109.56828,31.29778]]}}
NO DEFINIDO | LineString | 115 kV |  | 6.81 km | NO DEFINIDO | [5 empty] | CONACYT 2024 (oficial) | {"type":"Feature","properties":{},"geometry":{"type":"LineString","coordinates":[[-116.84721,32.46026],[-116.82323,32.47657],[-116.80812,32.48067],[-116.78408,32.47318]]}}
NO DEFINIDO | LineString | 115 kV |  | 17.09 km | NO DEFINIDO | [5 empty] | CONACYT 2024 (oficial) | {"type":"Feature","properties":{},"geometry":{"type":"LineString","coordinates":[[-108.74502,25.68242],[-108.84763,25.73753],[-108.84904,25.76214],[-108.84172,25.77328]]}}
NO DEFINIDO | LineString | 115 kV |  | 18.56 km | NO DEFINIDO | [5 empty] | CONACYT 2024 (oficial) | {"type":"Feature","properties":{},"geometry":{"type":"LineString","coordinates":[[-108.48614,25.58173],[-108.51418,25.5751],[-108.55119,25.57948],[-108.64552,25.6299]]}}
NO DEFINIDO | LineString | 115 kV |  | 2.9 km | NO DEFINIDO | [5 empty] | CONACYT 2024 (oficial) | {"type":"Feature","properties":{},"geometry":{"type":"LineString","coordinates":[[-111.49883,28.43182],[-111.48515,28.42785],[-111.48195,28.41511]]}}
NO DEFINIDO | LineString | 115 kV |  | 23.93 km | NO DEFINIDO | [5 empty] | CONACYT 2024 (oficial) | {"type":"Feature","properties":{},"geometry":{"type":"LineString","coordinates":[[-111.47322,28.56821],[-111.47369,28.51955],[-111.48581,28.47328],[-111.49805,28.47014],[-111.49883,28.43182],[-111.54985,28.44588],[-111.55523,28.43116]]}}
NO DEFINIDO | LineString | 115 kV |  | 3.99 km | NO DEFINIDO | [5 empty] | CONACYT 2024 (oficial) | {"type":"Feature","properties":{},"geometry":{"type":"LineString","coordinates":[[-115.55098,32.61456],[-115.52562,32.61339],[-115.52026,32.6038]]}}
NO DEFINIDO | LineString | 115 kV |  | 15.03 km | NO DEFINIDO | [5 empty] | CONACYT 2024 (oficial) | {"type":"Feature","properties":{},"geometry":{"type":"LineString","coordinates":[[-109.61191,31.22341],[-109.59403,31.22025],[-109.55334,31.22032],[-109.55533,31.25119],[-109.56828,31.29778]]}}
NO DEFINIDO | LineString | 115 kV |  | 16.3 km | NO DEFINIDO | [5 empty] | CONACYT 2024 (oficial) | {"type":"Feature","properties":{},"geometry":{"type":"LineString","coordinates":[[-111.47367,28.81268],[-111.50416,28.81629],[-111.54481,28.81171],[-111.57244,28.8172],[-111.57699,28.81243],[-111.6307,28.82035]]}}
NO DEFINIDO | LineString | 115 kV |  | 13.06 km | NO DEFINIDO | [5 empty] | CONACYT 2024 (oficial) | {"type":"Feature","properties":{},"geometry":{"type":"LineString","coordinates":[[-111.63242,28.62389],[-111.63325,28.56849],[-111.6272,28.5685],[-111.62703,28.52778],[-111.63239,28.51319]]}}
NO DEFINIDO | LineString | 115 kV |  | 15.7 km | NO DEFINIDO | [5 empty] | CONACYT 2024 (oficial) | {"type":"Feature","properties":{},"geometry":{"type":"LineString","coordinates":[[-111.80728,28.83037],[-111.80553,28.81888],[-111.82952,28.73877],[-111.84346,28.714],[-111.86392,28.71356]]}}
NO DEFINIDO | LineString | 115 kV |  | 3.78 km | NO DEFINIDO | [5 empty] | CONACYT 2024 (oficial) | {"type":"Feature","properties":{},"geometry":{"type":"LineString","coordinates":[[-110.07266,27.51903],[-110.0346,27.51944]]}}
NO DEFINIDO | LineString | 115 kV |  | 28.24 km | NO DEFINIDO | [5 empty] | CONACYT 2024 (oficial) | {"type":"Feature","properties":{},"geometry":{"type":"LineString","coordinates":[[-110.09636,27.48291],[-110.09688,27.34521],[-110.11664,27.34497],[-110.1175,27.24623]]}}
NO DEFINIDO | LineString | 115 kV |  | 6.34 km | NO DEFINIDO | [5 empty] | CONACYT 2024 (oficial) | {"type":"Feature","properties":{},"geometry":{"type":"LineString","coordinates":[[-110.07348,27.5182],[-110.09644,27.51899],[-110.09636,27.48291]]}}
NO DEFINIDO | LineString | 115 kV |  | 4.16 km | NO DEFINIDO | [5 empty] | CONACYT 2024 (oficial) | {"type":"Feature","properties":{},"geometry":{"type":"LineString","coordinates":[[-110.06123,27.55239],[-110.03048,27.57772]]}}
NO DEFINIDO | LineString | 115 kV |  | 0.74 km | NO DEFINIDO | [5 empty] | CONACYT 2024 (oficial) | {"type":"Feature","properties":{},"geometry":{"type":"LineString","coordinates":[[-110.06644,27.54784],[-110.06123,27.55239]]}}
NO DEFINIDO | LineString | 115 kV |  | 3.64 km | NO DEFINIDO | [5 empty] | CONACYT 2024 (oficial) | {"type":"Feature","properties":{},"geometry":{"type":"LineString","coordinates":[[-110.07427,27.51956],[-110.06644,27.54784]]}}
NO DEFINIDO | LineString | 115 kV |  | 2.19 km | NO DEFINIDO | [5 empty] | CONACYT 2024 (oficial) | {"type":"Feature","properties":{},"geometry":{"type":"LineString","coordinates":[[-109.91199,27.35406],[-109.89151,27.35597]]}}
NO DEFINIDO | LineString | 115 kV |  | 28.45 km | NO DEFINIDO | [5 empty] | CONACYT 2024 (oficial) | {"type":"Feature","properties":{},"geometry":{"type":"LineString","coordinates":[[-109.50713,27.15436],[-109.54338,27.11643],[-109.76992,27.11641],[-109.76988,27.11957]]}}
NO DEFINIDO | LineString | 115 kV |  | 25.26 km | NO DEFINIDO | [5 empty] | CONACYT 2024 (oficial) | {"type":"Feature","properties":{},"geometry":{"type":"LineString","coordinates":[[-108.31728,25.70279],[-108.31185,25.69248],[-108.31034,25.63406],[-108.29822,25.60852],[-108.30279,25.58793],[-108.29391,25.56903],[-108.29354,25.52971],[-108.30719,25.4971]]}}
NO DEFINIDO | LineString | 115 kV |  | 9.08 km | NO DEFINIDO | [5 empty] | CONACYT 2024 (oficial) | {"type":"Feature","properties":{},"geometry":{"type":"LineString","coordinates":[[-108.64552,25.6299],[-108.72315,25.67098]]}}
NO DEFINIDO | LineString | 115 kV |  | 16.15 km | NO DEFINIDO | [5 empty] | CONACYT 2024 (oficial) | {"type":"Feature","properties":{},"geometry":{"type":"LineString","coordinates":[[-109.05542,25.81319],[-109.0806,25.82959],[-109.1168,25.86341],[-109.15506,25.87969],[-109.16792,25.89361],[-109.16931,25.90628]]}}
NO DEFINIDO | LineString | 115 kV |  | 0.35 km | NO DEFINIDO | [5 empty] | CONACYT 2024 (oficial) | {"type":"Feature","properties":{},"geometry":{"type":"LineString","coordinates":[[-103.87211,23.48642],[-103.87443,23.48752]]}}
NO DEFINIDO | LineString | 115 kV |  | 33.59 km | NO DEFINIDO | [5 empty] | CONACYT 2024 (oficial) | {"type":"Feature","properties":{},"geometry":{"type":"LineString","coordinates":[[-103.98146,23.71583],[-103.96721,23.70567],[-103.94394,23.65193],[-103.92682,23.63306],[-103.91764,23.63623],[-103.91138,23.61848],[-103.89943,23.6121],[-103.88021,23.59113],[-103.86366,23.58869],[-103.85846,23.57427],[-103.86234,23.54601],[-103.85603,23.51052],[-103.87211,23.48642]]}}
NO DEFINIDO | LineString | 115 kV |  | 1.81 km | NO DEFINIDO | [5 empty] | CONACYT 2024 (oficial) | {"type":"Feature","properties":{},"geometry":{"type":"LineString","coordinates":[[-103.87211,23.48642],[-103.86725,23.47188]]}}
NO DEFINIDO | LineString | 115 kV |  | 22.3 km | NO DEFINIDO | [5 empty] | CONACYT 2024 (oficial) | {"type":"Feature","properties":{},"geometry":{"type":"LineString","coordinates":[[-99.69093,19.27938],[-99.69243,19.2818],[-99.70408,19.38187],[-99.72579,19.43557],[-99.72959,19.47556]]}}
NO DEFINIDO | LineString | 115 kV |  | 32.92 km | NO DEFINIDO | [5 empty] | CONACYT 2024 (oficial) | {"type":"Feature","properties":{},"geometry":{"type":"LineString","coordinates":[[-104.81524,20.39721],[-104.84426,20.39346],[-104.89952,20.39952],[-104.91735,20.37846],[-104.95088,20.36397],[-104.97695,20.37964],[-105.03565,20.37711],[-105.08582,20.37135],[-105.10789,20.37695]]}}
NO DEFINIDO | LineString | 115 kV |  | 19.92 km | NO DEFINIDO | [5 empty] | CONACYT 2024 (oficial) | {"type":"Feature","properties":{},"geometry":{"type":"LineString","coordinates":[[-102.50872,20.00451],[-102.41521,19.98752],[-102.38196,19.98752],[-102.36611,19.96004],[-102.34819,19.95519],[-102.33952,19.95939]]}}
NO DEFINIDO | LineString | 115 kV |  | 12.66 km | NO DEFINIDO | [5 empty] | CONACYT 2024 (oficial) | {"type":"Feature","properties":{},"geometry":{"type":"LineString","coordinates":[[-102.62045,19.96836],[-102.57471,19.97284],[-102.50872,20.00451]]}}
NO DEFINIDO | LineString | 115 kV |  | 31.0 km | NO DEFINIDO | [5 empty] | CONACYT 2024 (oficial) | {"type":"Feature","properties":{},"geometry":{"type":"LineString","coordinates":[[-102.50872,20.00451],[-102.47446,20.02091],[-102.46837,20.08747],[-102.49179,20.14537],[-102.47444,20.22766],[-102.47639,20.25765]]}}
NO DEFINIDO | LineString | 115 kV |  | 24.58 km | NO DEFINIDO | [5 empty] | CONACYT 2024 (oficial) | {"type":"Feature","properties":{},"geometry":{"type":"LineString","coordinates":[[-102.74475,19.99625],[-102.72434,19.94898],[-102.71677,19.89784],[-102.71959,19.87477],[-102.7106,19.83896],[-102.66334,19.80236]]}}
NO DEFINIDO | LineString | 115 kV |  | 22.97 km | NO DEFINIDO | [5 empty] | CONACYT 2024 (oficial) | {"type":"Feature","properties":{},"geometry":{"type":"LineString","coordinates":[[-102.74484,19.99619],[-102.75284,19.99944],[-102.81565,20.00033],[-102.84279,20.01732],[-102.87558,20.0097],[-102.93909,20.00892],[-102.9562,20.00685]]}}
NO DEFINIDO | LineString | 115 kV |  | 15.63 km | NO DEFINIDO | [5 empty] | CONACYT 2024 (oficial) | {"type":"Feature","properties":{},"geometry":{"type":"LineString","coordinates":[[-102.62078,19.96856],[-102.63201,19.99458],[-102.68316,20.0118],[-102.7087,20.026],[-102.74061,20.02855]]}}
NO DEFINIDO | LineString | 115 kV |  | 11.53 km | NO DEFINIDO | [5 empty] | CONACYT 2024 (oficial) | {"type":"Feature","properties":{},"geometry":{"type":"LineString","coordinates":[[-102.47716,19.60436],[-102.47827,19.56374],[-102.46587,19.54199],[-102.43879,19.52687]]}}
NO DEFINIDO | LineString | 115 kV |  | 20.41 km | NO DEFINIDO | [5 empty] | CONACYT 2024 (oficial) | {"type":"Feature","properties":{},"geometry":{"type":"LineString","coordinates":[[-102.50987,19.78293],[-102.50503,19.74872],[-102.49674,19.71281],[-102.4985,19.68925],[-102.48486,19.66507],[-102.48339,19.61983],[-102.47722,19.60446]]}}
NO DEFINIDO | LineString | 115 kV |  | 21.27 km | NO DEFINIDO | [5 empty] | CONACYT 2024 (oficial) | {"type":"Feature","properties":{},"geometry":{"type":"LineString","coordinates":[[-102.05891,19.63712],[-102.07928,19.59259],[-102.07412,19.56175],[-102.07694,19.44937]]}}
NO DEFINIDO | LineString | 115 kV |  | 29.31 km | NO DEFINIDO | [5 empty] | CONACYT 2024 (oficial) | {"type":"Feature","properties":{},"geometry":{"type":"LineString","coordinates":[[-102.39625,20.44087],[-102.37747,20.47939],[-102.35648,20.48621],[-102.34505,20.48406],[-102.32634,20.49752],[-102.31931,20.50988],[-102.27356,20.56285],[-102.23448,20.57275],[-102.20879,20.60064],[-102.20714,20.60901]]}}
NO DEFINIDO | LineString | 115 kV |  | 20.29 km | NO DEFINIDO | [5 empty] | CONACYT 2024 (oficial) | {"type":"Feature","properties":{},"geometry":{"type":"LineString","coordinates":[[-102.3475,20.68034],[-102.3495,20.67404],[-102.33156,20.6622],[-102.31513,20.66236],[-102.29477,20.64958],[-102.27518,20.63161],[-102.24005,20.62764],[-102.21706,20.63095],[-102.2053,20.62413],[-102.20724,20.609]]}}
NO DEFINIDO | LineString | 115 kV |  | 10.07 km | NO DEFINIDO | [5 empty] | CONACYT 2024 (oficial) | {"type":"Feature","properties":{},"geometry":{"type":"LineString","coordinates":[[-101.49693,19.53353],[-101.51312,19.57391],[-101.52477,19.61888]]}}
NO DEFINIDO | LineString | 115 kV |  | 20.68 km | NO DEFINIDO | [5 empty] | CONACYT 2024 (oficial) | {"type":"Feature","properties":{},"geometry":{"type":"LineString","coordinates":[[-101.07361,19.75872],[-101.07429,19.74392],[-101.06726,19.72914],[-101.03411,19.70626],[-101.03752,19.69755],[-101.02203,19.68359],[-101.00963,19.65665],[-100.97829,19.64095],[-100.96277,19.64293]]}}
NO DEFINIDO | LineString | 115 kV |  | 20.66 km | NO DEFINIDO | [5 empty] | CONACYT 2024 (oficial) | {"type":"Feature","properties":{},"geometry":{"type":"LineString","coordinates":[[-99.76418,19.5832],[-99.75686,19.5522],[-99.73777,19.53495],[-99.69631,19.5144],[-99.6297,19.46016]]}}
NO DEFINIDO | LineString | 115 kV |  | 2.66 km | NO DEFINIDO | [5 empty] | CONACYT 2024 (oficial) | {"type":"Feature","properties":{},"geometry":{"type":"LineString","coordinates":[[-99.72959,19.47556],[-99.70697,19.46478]]}}
NO DEFINIDO | LineString | 115 kV |  | 8.17 km | NO DEFINIDO | [5 empty] | CONACYT 2024 (oficial) | {"type":"Feature","properties":{},"geometry":{"type":"LineString","coordinates":[[-99.72959,19.47556],[-99.73333,19.51933],[-99.75008,19.5446]]}}
SE PEÑOLES | Point | 115 kV | [5 empty] | En operación | San Luis Potosí | Tamuín | CONACYT 2024 (oficial) | {"type":"Feature","properties":{},"geometry":{"type":"Point","coordinates":[-98.84694,22.06852]}}
SE VALLES | Point | 115 kV | [5 empty] | En operación | San Luis Potosí | Ciudad Valles | CONACYT 2024 (oficial) | {"type":"Feature","properties":{},"geometry":{"type":"Point","coordinates":[-98.99786,21.98136]}}
SE EL COCO | Point | 115 kV | [5 empty] | En operación | San Luis Potosí | Tamuín | CONACYT 2024 (oficial) | {"type":"Feature","properties":{},"geometry":{"type":"Point","coordinates":[-98.84641,22.04416]}}
SE VALLE ALTO | Point | 115 kV | [5 empty] | En operación | San Luis Potosí | Ciudad Valles | CONACYT 2024 (oficial) | {"type":"Feature","properties":{},"geometry":{"type":"Point","coordinates":[-99.00112,22.01541]}}
SE EBANO | Point | 115 kV | [5 empty] | En operación | San Luis Potosí | Ebano | CONACYT 2024 (oficial) | {"type":"Feature","properties":{},"geometry":{"type":"Point","coordinates":[-98.40624,22.20328]}}
SE TAMAZUNCHALE | Point | 115 kV | [5 empty] | En operación | San Luis Potosí | Tamazunchale | CONACYT 2024 (oficial) | {"type":"Feature","properties":{},"geometry":{"type":"Point","coordinates":[-98.78186,21.26273]}}
SE PANUCO | Point | 115 kV | [5 empty] | En operación | Veracruz de Ignacio de la Llave | Pánuco | CONACYT 2024 (oficial) | {"type":"Feature","properties":{},"geometry":{"type":"Point","coordinates":[-98.1923,22.04476]}}
S.E CHAIREL | Point | 115 kV | [5 empty] | En operación | Tamaulipas | Tampico | CONACYT 2024 (oficial) | {"type":"Feature","properties":{},"geometry":{"type":"Point","coordinates":[-97.87526,22.2372]}}
SE PEMEX REFINERIA MADERO | Point | 115 kV | [5 empty] | En operación | Tamaulipas | Ciudad Madero | CONACYT 2024 (oficial) | {"type":"Feature","properties":{},"geometry":{"type":"Point","coordinates":[-97.82189,22.25905]}}
SE REFINERIA MADERO | Point | 115 kV | [5 empty] | En operación | Tamaulipas | Ciudad Madero | CONACYT 2024 (oficial) | {"type":"Feature","properties":{},"geometry":{"type":"Point","coordinates":[-97.81789,22.26356]}}
SE LAGUNA DEL CONEJO | Point | 115 kV | [5 empty] | En operación | Tamaulipas | Altamira | CONACYT 2024 (oficial) | {"type":"Feature","properties":{},"geometry":{"type":"Point","coordinates":[-97.90669,22.40057]}}
SE ENERTEK | Point | 115 kV | [5 empty] | En operación | Tamaulipas | Altamira | CONACYT 2024 (oficial) | {"type":"Feature","properties":{},"geometry":{"type":"Point","coordinates":[-97.89599,22.38541]}}
SE PETROCEL INDELPRO | Point | 115 kV | [5 empty] | En operación | Tamaulipas | Altamira | CONACYT 2024 (oficial) | {"type":"Feature","properties":{},"geometry":{"type":"Point","coordinates":[-97.90031,22.37898]}}
SE PALMAS | Point | 115 kV | [5 empty] | En operación | Veracruz de Ignacio de la Llave | Poza Rica de Hidalgo | CONACYT 2024 (oficial) | {"type":"Feature","properties":{},"geometry":{"type":"Point","coordinates":[-97.45798,20.54741]}}
SE TEPEYAC | Point | 115 kV | [5 empty] | En operación | Veracruz de Ignacio de la Llave | Poza Rica de Hidalgo | CONACYT 2024 (oficial) | {"type":"Feature","properties":{},"geometry":{"type":"Point","coordinates":[-97.42771,20.53524]}}
SE PETROQUIMICA ESCOLIN | Point | 115 kV | [5 empty] | En operación | Veracruz de Ignacio de la Llave | Coatzintla | CONACYT 2024 (oficial) | {"type":"Feature","properties":{},"geometry":{"type":"Point","coordinates":[-97.43686,20.46588]}}
SE TAJIN | Point | 115 kV | [5 empty] | En operación | Veracruz de Ignacio de la Llave | Papantla | CONACYT 2024 (oficial) | {"type":"Feature","properties":{},"geometry":{"type":"Point","coordinates":[-97.33779,20.39484]}}
SE GUADALUPE | Point | 115 kV | [5 empty] | En operación | Veracruz de Ignacio de la Llave | Tecolutla | CONACYT 2024 (oficial) | {"type":"Feature","properties":{},"geometry":{"type":"Point","coordinates":[-96.88366,20.3362]}}
SE MARTÍNEZ DE LA TORRE II | Point | 115 kV | [5 empty] | En operación | Veracruz de Ignacio de la Llave | Martínez de la Torre | CONACYT 2024 (oficial) | {"type":"Feature","properties":{},"geometry":{"type":"Point","coordinates":[-97.07601,20.06042]}}
SE VEGA DE ALATORRE | Point | 115 kV | [5 empty] | En operación | Veracruz de Ignacio de la Llave | Vega de Alatorre | CONACYT 2024 (oficial) | {"type":"Feature","properties":{},"geometry":{"type":"Point","coordinates":[-96.64266,20.03354]}}
SE MISANTLA II | Point | 115 kV | [5 empty] | En operación | Veracruz de Ignacio de la Llave | Misantla | CONACYT 2024 (oficial) | {"type":"Feature","properties":{},"geometry":{"type":"Point","coordinates":[-96.83958,19.93147]}}
S.E AGUA FRIA | Point | 115 kV | [5 empty] | En operación | Puebla | Venustiano Carranza | CONACYT 2024 (oficial) | {"type":"Feature","properties":{},"geometry":{"type":"Point","coordinates":[-97.67515,20.48365]}}
SE ENTABLADERO | Point | 115 kV | [5 empty] | En operación | Veracruz de Ignacio de la Llave | Espinal | CONACYT 2024 (oficial) | {"type":"Feature","properties":{},"geometry":{"type":"Point","coordinates":[-97.48935,20.28982]}}
SE SAN RAFAEL II | Point | 115 kV | [5 empty] | En operación | Veracruz de Ignacio de la Llave | San Rafael | CONACYT 2024 (oficial) | {"type":"Feature","properties":{},"geometry":{"type":"Point","coordinates":[-96.91144,20.17376]}}
SE TLAPACOYAN | Point | 115 kV | [5 empty] | En operación | Veracruz de Ignacio de la Llave | Tlapacoyan | CONACYT 2024 (oficial) | {"type":"Feature","properties":{},"geometry":{"type":"Point","coordinates":[-97.20552,19.97622]}}
SE TEZIUTLAN | Point | 115 kV | [5 empty] | En operación | Puebla | Teziutlán | CONACYT 2024 (oficial) | {"type":"Feature","properties":{},"geometry":{"type":"Point","coordinates":[-97.36427,19.80074]}}
SE HUMEROS II | Point | 115 kV | [5 empty] | En operación | Puebla | Chignautla | CONACYT 2024 (oficial) | {"type":"Feature","properties":{},"geometry":{"type":"Point","coordinates":[-97.47333,19.72449]}}
SE ZACAPOAXTLA | Point | 115 kV | [5 empty] | En operación | Puebla | Zacapoaxtla | CONACYT 2024 (oficial) | {"type":"Feature","properties":{},"geometry":{"type":"Point","coordinates":[-97.56717,19.83887]}}
SE HUEYAPAN | Point | 115 kV | [5 empty] | En operación | Puebla | Yaonáhuac | CONACYT 2024 (oficial) | {"type":"Feature","properties":{},"geometry":{"type":"Point","coordinates":[-97.46253,19.86417]}}
S.E CH MINAS | Point | 115 kV | [5 empty] | En operación | Veracruz de Ignacio de la Llave | Las Minas | CONACYT 2024 (oficial) | {"type":"Feature","properties":{},"geometry":{"type":"Point","coordinates":[-97.15282,19.68108]}}
SE VIGAS | Point | 115 kV | [5 empty] | En operación | Veracruz de Ignacio de la Llave | Las Vigas de Ramírez | CONACYT 2024 (oficial) | {"type":"Feature","properties":{},"geometry":{"type":"Point","coordinates":[-97.11712,19.6375]}}
SE PUNTA LIMON | Point | 115 kV | [5 empty] | En operación | Veracruz de Ignacio de la Llave | Alto Lucero de Gutiérrez Barrios | CONACYT 2024 (oficial) | {"type":"Feature","properties":{},"geometry":{"type":"Point","coordinates":[-96.42063,19.71802]}}
SE SANTA FE | Point | 115 kV | [5 empty] | En operación | Veracruz de Ignacio de la Llave | Veracruz | CONACYT 2024 (oficial) | {"type":"Feature","properties":{},"geometry":{"type":"Point","coordinates":[-96.30903,19.20112]}}
SE RIO BLANCO | Point | 115 kV | [5 empty] | En operación | Veracruz de Ignacio de la Llave | Río Blanco | CONACYT 2024 (oficial) | {"type":"Feature","properties":{},"geometry":{"type":"Point","coordinates":[-97.13486,18.85117]}}
SE EL CERRO (JALAPA I) | Point | 115 kV | [5 empty] | En operación | Veracruz de Ignacio de la Llave | Xalapa | CONACYT 2024 (oficial) | {"type":"Feature","properties":{},"geometry":{"type":"Point","coordinates":[-96.91703,19.54592]}}
SE LAS TRANCAS | Point | 115 kV | [5 empty] | En operación | Veracruz de Ignacio de la Llave | Xalapa | CONACYT 2024 (oficial) | {"type":"Feature","properties":{},"geometry":{"type":"Point","coordinates":[-96.86763,19.50517]}}
SE TAMARINDO II | Point | 115 kV | [5 empty] | En operación | Veracruz de Ignacio de la Llave | Puente Nacional | CONACYT 2024 (oficial) | {"type":"Feature","properties":{},"geometry":{"type":"Point","coordinates":[-96.4834,19.33944]}}
SE JALAPA II | Point | 115 kV | [5 empty] | En operación | Veracruz de Ignacio de la Llave | Xalapa | CONACYT 2024 (oficial) | {"type":"Feature","properties":{},"geometry":{"type":"Point","coordinates":[-96.92052,19.51097]}}
SE COATEPEC | Point | 115 kV | [5 empty] | En operación | Veracruz de Ignacio de la Llave | Coatepec | CONACYT 2024 (oficial) | {"type":"Feature","properties":{},"geometry":{"type":"Point","coordinates":[-96.91426,19.4308]}}
SE CONTLA | Point | 115 kV | [5 empty] | En operación | Tlaxcala | Papalotla de Xicohténcatl | CONACYT 2024 (oficial) | {"type":"Feature","properties":{},"geometry":{"type":"Point","coordinates":[-98.19297,19.19859]}}
SE SANTA ANA CHIAUTEMPAN | Point | 115 kV | [5 empty] | En operación | Tlaxcala | Chiautempan | CONACYT 2024 (oficial) | {"type":"Feature","properties":{},"geometry":{"type":"Point","coordinates":[-98.20253,19.31568]}}
SE HUEJOTZINGO II | Point | 115 kV | [5 empty] | En operación | Puebla | Huejotzingo | CONACYT 2024 (oficial) | {"type":"Feature","properties":{},"geometry":{"type":"Point","coordinates":[-98.39491,19.18525]}}
SE KRUPP METALURGICA | Point | 115 kV | [5 empty] | En operación | Puebla | San Miguel Xoxtla | CONACYT 2024 (oficial) | {"type":"Feature","properties":{},"geometry":{"type":"Point","coordinates":[-98.30374,19.17793]}}
SE CP INDEPENDENCIA | Point | 115 kV | [5 empty] | En operación | Puebla | San Martín Texmelucan | CONACYT 2024 (oficial) | {"type":"Feature","properties":{},"geometry":{"type":"Point","coordinates":[-98.41729,19.25433]}}
SE EL MORAL | Point | 115 kV | [5 empty] | En operación | Puebla | San Salvador el Verde | CONACYT 2024 (oficial) | {"type":"Feature","properties":{},"geometry":{"type":"Point","coordinates":[-98.46322,19.27101]}}
SE SAN MARTÍN DISTRIBUCIÓN | Point | 115 kV | [5 empty] | En operación | Puebla | San Martín Texmelucan | CONACYT 2024 (oficial) | {"type":"Feature","properties":{},"geometry":{"type":"Point","coordinates":[-98.41147,19.29201]}}
SE TEPEACA | Point | 115 kV | [5 empty] | En operación | Puebla | Tepeaca | CONACYT 2024 (oficial) | {"type":"Feature","properties":{},"geometry":{"type":"Point","coordinates":[-97.91862,18.95162]}}
SE TONANZINTLA (UNIVERSIDAD) | Point | 115 kV | [5 empty] | En operación | Puebla | San Andrés Cholula | CONACYT 2024 (oficial) | {"type":"Feature","properties":{},"geometry":{"type":"Point","coordinates":[-98.29915,19.02939]}}
SE COAPAN | Point | 115 kV | [5 empty] | En operación | Puebla | Tehuacán | CONACYT 2024 (oficial) | {"type":"Feature","properties":{},"geometry":{"type":"Point","coordinates":[-97.3793,18.44019]}}
SE FISISA | Point | 115 kV | [5 empty] | En operación | Veracruz de Ignacio de la Llave | Cotaxtla | CONACYT 2024 (oficial) | {"type":"Feature","properties":{},"geometry":{"type":"Point","coordinates":[-96.31073,18.80187]}}
SE PIEDRAS NEGRAS | Point | 115 kV | [5 empty] | En operación | Veracruz de Ignacio de la Llave | Tierra Blanca | CONACYT 2024 (oficial) | {"type":"Feature","properties":{},"geometry":{"type":"Point","coordinates":[-96.23175,18.60569]}}
SE YUCUDAA | Point | 115 kV | [5 empty] | En operación | Oaxaca | San Juan Teposcolula | CONACYT 2024 (oficial) | {"type":"Feature","properties":{},"geometry":{"type":"Point","coordinates":[-97.43906,17.57044]}}
SE HUAJUAPAN | Point | 115 kV | [5 empty] | En operación | Oaxaca | Heroica Ciudad de Huajuapan de León | CONACYT 2024 (oficial) | {"type":"Feature","properties":{},"geometry":{"type":"Point","coordinates":[-97.78627,17.78618]}}
S.E CARDEL | Point | 115 kV | [5 empty] | En operación | Veracruz de Ignacio de la Llave | Puente Nacional | CONACYT 2024 (oficial) | {"type":"Feature","properties":{},"geometry":{"type":"Point","coordinates":[-96.37899,19.38242]}}
SE VERACRUZ II | Point | 115 kV | [5 empty] | En operación | Veracruz de Ignacio de la Llave | Veracruz | CONACYT 2024 (oficial) | {"type":"Feature","properties":{},"geometry":{"type":"Point","coordinates":[-96.23697,19.15097]}}
SE LAS BRISAS | Point | 115 kV | [5 empty] | En operación | Veracruz de Ignacio de la Llave | Veracruz | CONACYT 2024 (oficial) | {"type":"Feature","properties":{},"geometry":{"type":"Point","coordinates":[-96.19467,19.19997]}}
SE JB LOBOS | Point | 115 kV | [5 empty] | En operación | Veracruz de Ignacio de la Llave | Veracruz | CONACYT 2024 (oficial) | {"type":"Feature","properties":{},"geometry":{"type":"Point","coordinates":[-96.16971,19.16523]}}
SE VERACRUZ I | Point | 115 kV | [5 empty] | En operación | Veracruz de Ignacio de la Llave | Veracruz | CONACYT 2024 (oficial) | {"type":"Feature","properties":{},"geometry":{"type":"Point","coordinates":[-96.13536,19.15897]}}
SE DOS BOCAS | Point | 115 kV | [5 empty] | En operación | Veracruz de Ignacio de la Llave | Medellín de Bravo | CONACYT 2024 (oficial) | {"type":"Feature","properties":{},"geometry":{"type":"Point","coordinates":[-96.14748,19.08556]}}
SE OAXACA II | Point | 115 kV | [5 empty] | En operación | Oaxaca | San Agustín Yatareni | CONACYT 2024 (oficial) | {"type":"Feature","properties":{},"geometry":{"type":"Point","coordinates":[-96.67838,17.08052]}}
SE CUITLAHUAC | Point | 115 kV | [5 empty] | En operación | Veracruz de Ignacio de la Llave | Cuitláhuac | CONACYT 2024 (oficial) | {"type":"Feature","properties":{},"geometry":{"type":"Point","coordinates":[-96.73666,18.82384]}}
S.E CEMENTOS VERACRUZ | Point | 115 kV | [5 empty] | En operación | Veracruz de Ignacio de la Llave | Ixtaczoquitlán | CONACYT 2024 (oficial) | {"type":"Feature","properties":{},"geometry":{"type":"Point","coordinates":[-97.0431,18.85827]}}
S.E CERVECERA MOCTEZUMA | Point | 115 kV | [5 empty] | En operación | Veracruz de Ignacio de la Llave | Orizaba | CONACYT 2024 (oficial) | {"type":"Feature","properties":{},"geometry":{"type":"Point","coordinates":[-97.1021,18.83492]}}
S.E CERVECERA DEL TROPICO | Point | 115 kV | [5 empty] | En operación | Oaxaca | San Juan Bautista Tuxtepec | CONACYT 2024 (oficial) | {"type":"Feature","properties":{},"geometry":{"type":"Point","coordinates":[-96.13722,18.0711]}}
SE CORDOBA I | Point | 115 kV | [5 empty] | En operación | Veracruz de Ignacio de la Llave | Córdoba | CONACYT 2024 (oficial) | {"type":"Feature","properties":{},"geometry":{"type":"Point","coordinates":[-96.95274,18.88512]}}
SE CORDOBA II | Point | 115 kV | [5 empty] | En operación | Veracruz de Ignacio de la Llave | Córdoba | CONACYT 2024 (oficial) | {"type":"Feature","properties":{},"geometry":{"type":"Point","coordinates":[-96.91806,18.87427]}}
SE ESCAMELA | Point | 115 kV | [5 empty] | En operación | Veracruz de Ignacio de la Llave | Atzacan | CONACYT 2024 (oficial) | {"type":"Feature","properties":{},"geometry":{"type":"Point","coordinates":[-97.10388,18.88783]}}
SE FORTIN | Point | 115 kV | [5 empty] | En operación | Veracruz de Ignacio de la Llave | Fortín | CONACYT 2024 (oficial) | {"type":"Feature","properties":{},"geometry":{"type":"Point","coordinates":[-97.0014,18.91418]}}
SE FERMEX | Point | 115 kV | [5 empty] | En operación | Veracruz de Ignacio de la Llave | Ixtaczoquitlán | CONACYT 2024 (oficial) | {"type":"Feature","properties":{},"geometry":{"type":"Point","coordinates":[-97.07035,18.86756]}}
SE GABINO BARREDA | Point | 115 kV | [5 empty] | En operación | Veracruz de Ignacio de la Llave | Cosamaloapan de Carpio | CONACYT 2024 (oficial) | {"type":"Feature","properties":{},"geometry":{"type":"Point","coordinates":[-96.09362,18.17478]}}
SE LA GRANJA III | Point | 115 kV | [5 empty] | En operación | Veracruz de Ignacio de la Llave | Tres Valles | CONACYT 2024 (oficial) | {"type":"Feature","properties":{},"geometry":{"type":"Point","coordinates":[-96.26147,18.35432]}}
SE NOGALES | Point | 115 kV | [5 empty] | En operación | Veracruz de Ignacio de la Llave | Nogales | CONACYT 2024 (oficial) | {"type":"Feature","properties":{},"geometry":{"type":"Point","coordinates":[-97.16854,18.81222]}}
SE POTRERO II | Point | 115 kV | [5 empty] | En operación | Veracruz de Ignacio de la Llave | Atoyac | CONACYT 2024 (oficial) | {"type":"Feature","properties":{},"geometry":{"type":"Point","coordinates":[-96.79951,18.88919]}}
SE SEVISA | Point | 115 kV | [5 empty] | En operación | Veracruz de Ignacio de la Llave | Huiloapan de Cuauhtémoc | CONACYT 2024 (oficial) | {"type":"Feature","properties":{},"geometry":{"type":"Point","coordinates":[-97.10618,18.8333]}}
SE TALLERES Y ACEROS | Point | 115 kV | [5 empty] | En operación | Veracruz de Ignacio de la Llave | Ixtaczoquitlán | CONACYT 2024 (oficial) | {"type":"Feature","properties":{},"geometry":{"type":"Point","coordinates":[-97.04491,18.87098]}}
SE TIERRA BLANCA II | Point | 115 kV | [5 empty] | En operación | Veracruz de Ignacio de la Llave | Tierra Blanca | CONACYT 2024 (oficial) | {"type":"Feature","properties":{},"geometry":{"type":"Point","coordinates":[-96.36443,18.48362]}}
SE TUXPANGO | Point | 115 kV | [5 empty] | En operación | Veracruz de Ignacio de la Llave | Ixtaczoquitlán | CONACYT 2024 (oficial) | {"type":"Feature","properties":{},"geometry":{"type":"Point","coordinates":[-97.03285,18.83736]}}
SE TUXTEPEC II | Point | 115 kV | [5 empty] | En operación | Oaxaca | San Juan Bautista Tuxtepec | CONACYT 2024 (oficial) | {"type":"Feature","properties":{},"geometry":{"type":"Point","coordinates":[-96.13679,18.06961]}}
SE VIDRIERA TIERRA BLANCA | Point | 115 kV | [5 empty] | En operación | Veracruz de Ignacio de la Llave | Tierra Blanca | CONACYT 2024 (oficial) | {"type":"Feature","properties":{},"geometry":{"type":"Point","coordinates":[-96.32999,18.45625]}}
SE ZONGOLICA | Point | 115 kV | [5 empty] | En operación | Veracruz de Ignacio de la Llave | Zongolica | CONACYT 2024 (oficial) | {"type":"Feature","properties":{},"geometry":{"type":"Point","coordinates":[-96.99339,18.67589]}}
S.E ACATLAN | Point | 115 kV | [5 empty] | En operación | Puebla | Acatlán | CONACYT 2024 (oficial) | {"type":"Feature","properties":{},"geometry":{"type":"Point","coordinates":[-98.04412,18.2152]}}
S.E ALTZAYANCA | Point | 115 kV | [5 empty] | En operación | Tlaxcala | Atltzayanca | CONACYT 2024 (oficial) | {"type":"Feature","properties":{},"geometry":{"type":"Point","coordinates":[-97.82221,19.3932]}}
S.E APECSA | Point | 115 kV | [5 empty] | En operación | Puebla | Tehuacán | CONACYT 2024 (oficial) | {"type":"Feature","properties":{},"geometry":{"type":"Point","coordinates":[-97.33176,18.41756]}}
S.E ATENCINGO | Point | 115 kV | [5 empty] | En operación | Puebla | Chietla | CONACYT 2024 (oficial) | {"type":"Feature","properties":{},"geometry":{"type":"Point","coordinates":[-98.63765,18.49046]}}
S.E ATLIHUETZIA | Point | 115 kV | [5 empty] | En operación | Tlaxcala | Yauhquemehcan | CONACYT 2024 (oficial) | {"type":"Feature","properties":{},"geometry":{"type":"Point","coordinates":[-98.19284,19.36556]}}
S.E C.H. ENCANTO | Point | 115 kV | [5 empty] | En operación | Veracruz de Ignacio de la Llave | Tlapacoyan | CONACYT 2024 (oficial) | {"type":"Feature","properties":{},"geometry":{"type":"Point","coordinates":[-97.17522,19.98318]}}
SE GUTIERREZ ZAMORA | Point | 115 kV | [5 empty] | En operación | Veracruz de Ignacio de la Llave | Gutiérrez Zamora | CONACYT 2024 (oficial) | {"type":"Feature","properties":{},"geometry":{"type":"Point","coordinates":[-97.06901,20.42614]}}
SE QUERETARO POT. MANIOBRAS | Point | 115 kV | [5 empty] | En operación | Querétaro | Huimilpan | CONACYT 2024 (oficial) | {"type":"Feature","properties":{},"geometry":{"type":"Point","coordinates":[-100.27923,20.46779]}}
SE EJUTLA | Point | 115 kV | [5 empty] | En operación | Oaxaca | Heroica Ciudad de Ejutla de Crespo | CONACYT 2024 (oficial) | {"type":"Feature","properties":{},"geometry":{"type":"Point","coordinates":[-96.733,16.57736]}}
SE INDUSTRIAL | Point | 115 kV | [5 empty] | En operación | Puebla | Puebla | CONACYT 2024 (oficial) | {"type":"Feature","properties":{},"geometry":{"type":"Point","coordinates":[-98.15564,19.07076]}}
SE LA BARRA | Point | 115 kV | [5 empty] | En operación | Veracruz de Ignacio de la Llave | Tuxpan | CONACYT 2024 (oficial) | {"type":"Feature","properties":{},"geometry":{"type":"Point","coordinates":[-97.33319,21.01165]}}
SE LA BARRA NORTE PEMEX | Point | 115 kV | [5 empty] | En operación | Veracruz de Ignacio de la Llave | Tuxpan | CONACYT 2024 (oficial) | {"type":"Feature","properties":{},"geometry":{"type":"Point","coordinates":[-97.31512,20.9762]}}
SE EL ESFUERZO | Point | 115 kV | [5 empty] | En operación | Veracruz de Ignacio de la Llave | Tuxpan | CONACYT 2024 (oficial) | {"type":"Feature","properties":{},"geometry":{"type":"Point","coordinates":[-97.45172,20.95765]}}
SE TIHUATLAN II | Point | 115 kV | [5 empty] | En operación | Veracruz de Ignacio de la Llave | Álamo Temapache | CONACYT 2024 (oficial) | {"type":"Feature","properties":{},"geometry":{"type":"Point","coordinates":[-97.71037,20.94408]}}
SE TUXPAN II | Point | 115 kV | [5 empty] | En operación | Veracruz de Ignacio de la Llave | Tuxpan | CONACYT 2024 (oficial) | {"type":"Feature","properties":{},"geometry":{"type":"Point","coordinates":[-97.38315,20.93627]}}
S.E CERRO AZUL | Point | 115 kV | [5 empty] | En operación | Veracruz de Ignacio de la Llave | Tancoco | CONACYT 2024 (oficial) | {"type":"Feature","properties":{},"geometry":{"type":"Point","coordinates":[-97.79876,21.29007]}}
S.E CHICONTEPEC | Point | 115 kV | [5 empty] | En operación | Veracruz de Ignacio de la Llave | Chicontepec | CONACYT 2024 (oficial) | {"type":"Feature","properties":{},"geometry":{"type":"Point","coordinates":[-98.15176,21.00698]}}
SE IXHUATLAN | Point | 115 kV | [5 empty] | En operación | Veracruz de Ignacio de la Llave | Ixhuatlán de Madero | CONACYT 2024 (oficial) | {"type":"Feature","properties":{},"geometry":{"type":"Point","coordinates":[-98.01085,20.73396]}}
S.E BUENA VISTA | Point | 115 kV | [5 empty] | En operación | Veracruz de Ignacio de la Llave | Tihuatlán | CONACYT 2024 (oficial) | {"type":"Feature","properties":{},"geometry":{"type":"Point","coordinates":[-97.52526,20.6726]}}
S.E ACATZINGO | Point | 115 kV | [5 empty] | En operación | Puebla | Acatzingo | CONACYT 2024 (oficial) | {"type":"Feature","properties":{},"geometry":{"type":"Point","coordinates":[-97.7937,18.97038]}}
SE PALMAR DE BRAVO | Point | 115 kV | [5 empty] | En operación | Puebla | Palmar de Bravo | CONACYT 2024 (oficial) | {"type":"Feature","properties":{},"geometry":{"type":"Point","coordinates":[-97.54167,18.85503]}}
SE CONDE | Point | 115 kV | [5 empty] | En operación | Puebla | Puebla | CONACYT 2024 (oficial) | {"type":"Feature","properties":{},"geometry":{"type":"Point","coordinates":[-98.19204,19.08529]}}
SE NORTE | Point | 115 kV | [5 empty] | En operación | Puebla | Puebla | CONACYT 2024 (oficial) | {"type":"Feature","properties":{},"geometry":{"type":"Point","coordinates":[-98.20751,19.10858]}}
SE FUERTES | Point | 115 kV | [5 empty] | En operación | Puebla | Puebla | CONACYT 2024 (oficial) | {"type":"Feature","properties":{},"geometry":{"type":"Point","coordinates":[-98.17256,19.06183]}}
SE METALOIDES | Point | 115 kV | [5 empty] | En operación | Puebla | Puebla | CONACYT 2024 (oficial) | {"type":"Feature","properties":{},"geometry":{"type":"Point","coordinates":[-98.19628,19.08278]}}
SE PUEBLA 2000 | Point | 115 kV | [5 empty] | En operación | Puebla | Puebla | CONACYT 2024 (oficial) | {"type":"Feature","properties":{},"geometry":{"type":"Point","coordinates":[-98.15141,19.06448]}}
SE FEDERAL MOGUL | Point | 115 kV | [5 empty] | En operación | Puebla | Puebla | CONACYT 2024 (oficial) | {"type":"Feature","properties":{},"geometry":{"type":"Point","coordinates":[-98.15526,19.06441]}}
SE ORIENTE | Point | 115 kV | [5 empty] | En operación | Puebla | Puebla | CONACYT 2024 (oficial) | {"type":"Feature","properties":{},"geometry":{"type":"Point","coordinates":[-98.14743,19.04041]}}
SE GUADALUPE ANALCO | Point | 115 kV | [5 empty] | En operación | Puebla | Puebla | CONACYT 2024 (oficial) | {"type":"Feature","properties":{},"geometry":{"type":"Point","coordinates":[-98.17885,19.00061]}}
SE VALSEQUILLO | Point | 115 kV | [5 empty] | En operación | Puebla | Puebla | CONACYT 2024 (oficial) | {"type":"Feature","properties":{},"geometry":{"type":"Point","coordinates":[-98.15999,18.952]}}
S.E AGUA SANTA | Point | 115 kV | [5 empty] | En operación | Puebla | Puebla | CONACYT 2024 (oficial) | {"type":"Feature","properties":{},"geometry":{"type":"Point","coordinates":[-98.24908,18.98631]}}
S.E AMOZOC | Point | 115 kV | [5 empty] | En operación | Puebla | Acajete | CONACYT 2024 (oficial) | {"type":"Feature","properties":{},"geometry":{"type":"Point","coordinates":[-98.01561,19.06121]}}
SE ESPERANZA | Point | 115 kV | [5 empty] | En operación | Puebla | Palmar de Bravo | CONACYT 2024 (oficial) | {"type":"Feature","properties":{},"geometry":{"type":"Point","coordinates":[-97.40411,18.83861]}}
SE HUICHIHUAYAN | Point | 115 kV | [5 empty] | En operación | San Luis Potosí | Huehuetlán | CONACYT 2024 (oficial) | {"type":"Feature","properties":{},"geometry":{"type":"Point","coordinates":[-98.95944,21.47639]}}
S.E CEMENTOS ANAHUAC | Point | 115 kV | [5 empty] | En operación | San Luis Potosí | Tamuín | CONACYT 2024 (oficial) | {"type":"Feature","properties":{},"geometry":{"type":"Point","coordinates":[-98.86834,22.04489]}}
S.E CEMENTOS MEXICANOS | Point | 115 kV | [5 empty] | En operación | San Luis Potosí | Ciudad Valles | CONACYT 2024 (oficial) | {"type":"Feature","properties":{},"geometry":{"type":"Point","coordinates":[-98.95913,21.98922]}}
SE MUSEO | Point | 115 kV | [5 empty] | En operación | San Luis Potosí | Ciudad Valles | CONACYT 2024 (oficial) | {"type":"Feature","properties":{},"geometry":{"type":"Point","coordinates":[-99.02207,21.97087]}}
SE CUICHAPA II | Point | 115 kV | [5 empty] | En operación | Veracruz de Ignacio de la Llave | Moloacán | CONACYT 2024 (oficial) | {"type":"Feature","properties":{},"geometry":{"type":"Point","coordinates":[-94.30107,17.94173]}}
SE COLORADOS | Point | 115 kV | [5 empty] | En operación | Veracruz de Ignacio de la Llave | Coatzacoalcos | CONACYT 2024 (oficial) | {"type":"Feature","properties":{},"geometry":{"type":"Point","coordinates":[-94.40037,18.1123]}}
S.E ALVARADO | Point | 115 kV | [5 empty] | En operación | Veracruz de Ignacio de la Llave | Alvarado | CONACYT 2024 (oficial) | {"type":"Feature","properties":{},"geometry":{"type":"Point","coordinates":[-95.78144,18.78251]}}
S.E CARLOS CARRILLO | Point | 115 kV | [5 empty] | En operación | Veracruz de Ignacio de la Llave | Carlos A. Carrillo | CONACYT 2024 (oficial) | {"type":"Feature","properties":{},"geometry":{"type":"Point","coordinates":[-95.75881,18.37195]}}
SE P.H. CHILAPAN | Point | 115 kV | [5 empty] | En operación | Veracruz de Ignacio de la Llave | San Andrés Tuxtla | CONACYT 2024 (oficial) | {"type":"Feature","properties":{},"geometry":{"type":"Point","coordinates":[-95.1533,18.41998]}}
S.E AGRONITROGENADOS | Point | 115 kV | [5 empty] | En operación | Veracruz de Ignacio de la Llave | Coatzacoalcos | CONACYT 2024 (oficial) | {"type":"Feature","properties":{},"geometry":{"type":"Point","coordinates":[-94.38838,18.11693]}}
SE JUCHITAN I | Point | 115 kV | [5 empty] | En operación | Oaxaca | Juchitán de Zaragoza | CONACYT 2024 (oficial) | {"type":"Feature","properties":{},"geometry":{"type":"Point","coordinates":[-95.02006,16.44634]}}
SE IXTEPEC | Point | 115 kV | [5 empty] | En operación | Oaxaca | Ciudad Ixtepec | CONACYT 2024 (oficial) | {"type":"Feature","properties":{},"geometry":{"type":"Point","coordinates":[-95.08044,16.54527]}}
SE ISLA | Point | 115 kV | [5 empty] | En operación | Veracruz de Ignacio de la Llave | Isla | CONACYT 2024 (oficial) | {"type":"Feature","properties":{},"geometry":{"type":"Point","coordinates":[-95.53448,18.11621]}}
S.E CANTICAS | Point | 115 kV | [5 empty] | En operación | Veracruz de Ignacio de la Llave | Cosoleacaque | CONACYT 2024 (oficial) | {"type":"Feature","properties":{},"geometry":{"type":"Point","coordinates":[-94.54384,18.12114]}}
SE TEHUANTEPEC | Point | 115 kV | [5 empty] | En operación | Oaxaca | Santo Domingo Tehuantepec | CONACYT 2024 (oficial) | {"type":"Feature","properties":{},"geometry":{"type":"Point","coordinates":[-95.21939,16.34143]}}
SE ZANATEPEC | Point | 115 kV | [5 empty] | En operación | Oaxaca | Santo Domingo Zanatepec | CONACYT 2024 (oficial) | {"type":"Feature","properties":{},"geometry":{"type":"Point","coordinates":[-94.4276,16.48598]}}
S.E AGUA PROCESS | Point | 115 kV | [5 empty] | En operación | Oaxaca | Salina Cruz | CONACYT 2024 (oficial) | {"type":"Feature","properties":{},"geometry":{"type":"Point","coordinates":[-95.17736,16.19663]}}
SE SALINA CRUZ I | Point | 115 kV | [5 empty] | En operación | Oaxaca | Salina Cruz | CONACYT 2024 (oficial) | {"type":"Feature","properties":{},"geometry":{"type":"Point","coordinates":[-95.20308,16.20307]}}
SE SANTO DOMINGO | Point | 115 kV | [5 empty] | En operación | Oaxaca | Santo Domingo Ingenio | CONACYT 2024 (oficial) | {"type":"Feature","properties":{},"geometry":{"type":"Point","coordinates":[-94.76872,16.57148]}}
S.E CEMENTOS CRUZ AZUL | Point | 115 kV | [5 empty] | En operación | Oaxaca | El Barrio de la Soledad | CONACYT 2024 (oficial) | {"type":"Feature","properties":{},"geometry":{"type":"Point","coordinates":[-95.06963,16.80227]}}
SE TEXISTEPEC | Point | 115 kV | [5 empty] | En operación | Veracruz de Ignacio de la Llave | Texistepec | CONACYT 2024 (oficial) | {"type":"Feature","properties":{},"geometry":{"type":"Point","coordinates":[-94.80609,17.89615]}}
SE REFINERIA SALINA CRUZ | Point | 115 kV | [5 empty] | En operación | Oaxaca | Salina Cruz | CONACYT 2024 (oficial) | {"type":"Feature","properties":{},"geometry":{"type":"Point","coordinates":[-95.18337,16.21398]}}
SE COSOLEACAQUE | Point | 115 kV | [5 empty] | En operación | Veracruz de Ignacio de la Llave | Cosoleacaque | CONACYT 2024 (oficial) | {"type":"Feature","properties":{},"geometry":{"type":"Point","coordinates":[-94.55971,18.00407]}}
SE DONAJI | Point | 115 kV | [5 empty] | En operación | Oaxaca | Matías Romero Avendaño | CONACYT 2024 (oficial) | {"type":"Feature","properties":{},"geometry":{"type":"Point","coordinates":[-95.04866,17.20942]}}
SE MITLA | Point | 115 kV | [5 empty] | En operación | Oaxaca | San Pablo Villa de Mitla | CONACYT 2024 (oficial) | {"type":"Feature","properties":{},"geometry":{"type":"Point","coordinates":[-96.40074,16.91811]}}
S.E. CAYAL | Point | 115 kV | [5 empty] | En operación | Campeche | Campeche | CONACYT 2024 (oficial) | {"type":"Feature","properties":{},"geometry":{"type":"Point","coordinates":[-90.17403,19.72576]}}
S.E. KALA | Point | 115 kV | [5 empty] | En operación | Campeche | Campeche | CONACYT 2024 (oficial) | {"type":"Feature","properties":{},"geometry":{"type":"Point","coordinates":[-90.47776,19.85112]}}
S.E. SAMULA II | Point | 115 kV | [5 empty] | En operación | Campeche | Campeche | CONACYT 2024 (oficial) | {"type":"Feature","properties":{},"geometry":{"type":"Point","coordinates":[-90.50643,19.80932]}}
S.E. SAMULA I | Point | 115 kV | [5 empty] | En operación | Campeche | Campeche | CONACYT 2024 (oficial) | {"type":"Feature","properties":{},"geometry":{"type":"Point","coordinates":[-90.54244,19.82126]}}
S.E. LERMA | Point | 115 kV | [5 empty] | En operación | Campeche | Campeche | CONACYT 2024 (oficial) | {"type":"Feature","properties":{},"geometry":{"type":"Point","coordinates":[-90.61298,19.79445]}}
S.E. CHAMPOTON | Point | 115 kV | [5 empty] | En operación | Campeche | Champotón | CONACYT 2024 (oficial) | {"type":"Feature","properties":{},"geometry":{"type":"Point","coordinates":[-90.72766,19.32473]}}
S.E. ESCARCEGA POTENCIA | Point | 115 kV | [5 empty] | En operación | Campeche | Escárcega | CONACYT 2024 (oficial) | {"type":"Feature","properties":{},"geometry":{"type":"Point","coordinates":[-90.76268,18.61078]}}
S.E. SABANCUY II | Point | 115 kV | [5 empty] | En operación | Campeche | Carmen | CONACYT 2024 (oficial) | {"type":"Feature","properties":{},"geometry":{"type":"Point","coordinates":[-91.19155,18.9619]}}
S.E. SABANCUY | Point | 115 kV | [5 empty] | En operación | Campeche | Carmen | CONACYT 2024 (oficial) | {"type":"Feature","properties":{},"geometry":{"type":"Point","coordinates":[-91.31084,18.93526]}}
S.E. PALMAR | Point | 115 kV | [5 empty] | En operación | Campeche | Carmen | CONACYT 2024 (oficial) | {"type":"Feature","properties":{},"geometry":{"type":"Point","coordinates":[-91.49004,18.7929]}}
S.E. CD. DEL CARMEN | Point | 115 kV | [5 empty] | En operación | Campeche | Carmen | CONACYT 2024 (oficial) | {"type":"Feature","properties":{},"geometry":{"type":"Point","coordinates":[-91.79562,18.65855]}}
S.E. CONCORDIA | Point | 115 kV | [5 empty] | En operación | Campeche | Carmen | CONACYT 2024 (oficial) | {"type":"Feature","properties":{},"geometry":{"type":"Point","coordinates":[-91.82308,18.63505]}}
S.E. ZAPATA PONIENTE | Point | 115 kV | [5 empty] | En operación | Tabasco | Emiliano Zapata | CONACYT 2024 (oficial) | {"type":"Feature","properties":{},"geometry":{"type":"Point","coordinates":[-91.75672,17.72833]}}
S.E. TENOSIQUE | Point | 115 kV | [5 empty] | En operación | Tabasco | Tenosique | CONACYT 2024 (oficial) | {"type":"Feature","properties":{},"geometry":{"type":"Point","coordinates":[-91.45526,17.45669]}}
S.E. LACANJA | Point | 115 kV | [5 empty] | En operación | Chiapas | Ocosingo | CONACYT 2024 (oficial) | {"type":"Feature","properties":{},"geometry":{"type":"Point","coordinates":[-91.09703,16.81545]}}
S.E. PALENQUE | Point | 115 kV | [5 empty] | En operación | Chiapas | Palenque | CONACYT 2024 (oficial) | {"type":"Feature","properties":{},"geometry":{"type":"Point","coordinates":[-91.99276,17.52209]}}
S.E. CEMENTOS APASCO | Point | 115 kV | [5 empty] | En operación | Tabasco | Macuspana | CONACYT 2024 (oficial) | {"type":"Feature","properties":{},"geometry":{"type":"Point","coordinates":[-92.44269,17.64997]}}
S.E. EL ZOPO | Point | 115 kV | [5 empty] | En operación | Tabasco | Macuspana | CONACYT 2024 (oficial) | {"type":"Feature","properties":{},"geometry":{"type":"Point","coordinates":[-92.44065,17.6699]}}
S.E. CD. PEMEX | Point | 115 kV | [5 empty] | En operación | Tabasco | Macuspana | CONACYT 2024 (oficial) | {"type":"Feature","properties":{},"geometry":{"type":"Point","coordinates":[-92.49225,17.88337]}}
S.E. MACUSPANA | Point | 115 kV | [5 empty] | En operación | Tabasco | Macuspana | CONACYT 2024 (oficial) | {"type":"Feature","properties":{},"geometry":{"type":"Point","coordinates":[-92.61375,17.74443]}}
S.E. PARRILLA | Point | 115 kV | [5 empty] | En operación | Tabasco | Centro | CONACYT 2024 (oficial) | {"type":"Feature","properties":{},"geometry":{"type":"Point","coordinates":[-92.92613,17.86245]}}
S.E. TEAPA | Point | 115 kV | [5 empty] | En operación | Tabasco | Teapa | CONACYT 2024 (oficial) | {"type":"Feature","properties":{},"geometry":{"type":"Point","coordinates":[-92.96592,17.58164]}}
S.E. PICHUCALCO | Point | 115 kV | [5 empty] | En operación | Chiapas | Pichucalco | CONACYT 2024 (oficial) | {"type":"Feature","properties":{},"geometry":{"type":"Point","coordinates":[-93.11498,17.49761]}}
S.E. NUEVO PEMEX | Point | 115 kV | [5 empty] | En operación | Tabasco | Centro | CONACYT 2024 (oficial) | {"type":"Feature","properties":{},"geometry":{"type":"Point","coordinates":[-93.12398,17.86635]}}
S.E. TAMULTE | Point | 115 kV | [5 empty] | En operación | Tabasco | Centro | CONACYT 2024 (oficial) | {"type":"Feature","properties":{},"geometry":{"type":"Point","coordinates":[-92.97255,17.95755]}}
S.E. VILLAHERMOSA II | Point | 115 kV | [5 empty] | En operación | Tabasco | Centro | CONACYT 2024 (oficial) | {"type":"Feature","properties":{},"geometry":{"type":"Point","coordinates":[-92.92758,17.97366]}}
S.E. VILLAHERMOSA I | Point | 115 kV | [5 empty] | En operación | Tabasco | Centro | CONACYT 2024 (oficial) | {"type":"Feature","properties":{},"geometry":{"type":"Point","coordinates":[-92.92856,18.00313]}}
S.E. CD. INDUSTRIAL | Point | 115 kV | [5 empty] | En operación | Tabasco | Centro | CONACYT 2024 (oficial) | {"type":"Feature","properties":{},"geometry":{"type":"Point","coordinates":[-92.90126,18.03221]}}
S.E. LA CHOCA | Point | 115 kV | [5 empty] | En operación | Tabasco | Centro | CONACYT 2024 (oficial) | {"type":"Feature","properties":{},"geometry":{"type":"Point","coordinates":[-92.95908,18.00078]}}
S.E. MACULTEPEC | Point | 115 kV | [5 empty] | En operación | Tabasco | Centro | CONACYT 2024 (oficial) | {"type":"Feature","properties":{},"geometry":{"type":"Point","coordinates":[-92.8657,18.14272]}}
S.E. FRONTERA | Point | 115 kV | [5 empty] | En operación | Tabasco | Centla | CONACYT 2024 (oficial) | {"type":"Feature","properties":{},"geometry":{"type":"Point","coordinates":[-92.63622,18.52387]}}
S.E. SAMARIA | Point | 115 kV | [5 empty] | En operación | Tabasco | Cunduacán | CONACYT 2024 (oficial) | {"type":"Feature","properties":{},"geometry":{"type":"Point","coordinates":[-93.08924,18.00054]}}
S.E. CACTUS | Point | 115 kV | [5 empty] | En operación | Chiapas | Reforma | CONACYT 2024 (oficial) | {"type":"Feature","properties":{},"geometry":{"type":"Point","coordinates":[-93.19613,17.90069]}}
S.E. REFORMA | Point | 115 kV | [5 empty] | En operación | Chiapas | Reforma | CONACYT 2024 (oficial) | {"type":"Feature","properties":{},"geometry":{"type":"Point","coordinates":[-93.16235,17.85122]}}
S.E. CALKINI | Point | 115 kV | [5 empty] | En operación | Campeche | Calkiní | CONACYT 2024 (oficial) | {"type":"Feature","properties":{},"geometry":{"type":"Point","coordinates":[-90.06303,20.37699]}}
SE. LOS RIOS | Point | 115 kV | [5 empty] | En operación | Chiapas | Palenque | CONACYT 2024 (oficial) | {"type":"Feature","properties":{},"geometry":{"type":"Point","coordinates":[-91.869,17.75838]}}
S.E. DOS BOCAS | Point | 115 kV | [5 empty] | En operación | Tabasco | Paraíso | CONACYT 2024 (oficial) | {"type":"Feature","properties":{},"geometry":{"type":"Point","coordinates":[-93.17805,18.4283]}}
S.E. PARAISO | Point | 115 kV | [5 empty] | En operación | Tabasco | Paraíso | CONACYT 2024 (oficial) | {"type":"Feature","properties":{},"geometry":{"type":"Point","coordinates":[-93.23343,18.38055]}}
S.E. COMACALCO ORIENTE | Point | 115 kV | [5 empty] | En operación | Tabasco | Comalcalco | CONACYT 2024 (oficial) | {"type":"Feature","properties":{},"geometry":{"type":"Point","coordinates":[-93.2178,18.28969]}}
S.E. COMACALCO | Point | 115 kV | [5 empty] | En operación | Tabasco | Comalcalco | CONACYT 2024 (oficial) | {"type":"Feature","properties":{},"geometry":{"type":"Point","coordinates":[-93.21124,18.24391]}}
S.E. JALPA | Point | 115 kV | [5 empty] | En operación | Tabasco | Jalpa de Méndez | CONACYT 2024 (oficial) | {"type":"Feature","properties":{},"geometry":{"type":"Point","coordinates":[-93.0902,18.17868]}}
S.E. CHONTALPA | Point | 115 kV | [5 empty] | En operación | Tabasco | Cárdenas | CONACYT 2024 (oficial) | {"type":"Feature","properties":{},"geometry":{"type":"Point","coordinates":[-93.5609,18.01805]}}
S.E. CARDENAS I | Point | 115 kV | [5 empty] | En operación | Tabasco | Cárdenas | CONACYT 2024 (oficial) | {"type":"Feature","properties":{},"geometry":{"type":"Point","coordinates":[-93.39335,17.9988]}}
S.E. PAREDON | Point | 115 kV | [5 empty] | En operación | Tabasco | Huimanguillo | CONACYT 2024 (oficial) | {"type":"Feature","properties":{},"geometry":{"type":"Point","coordinates":[-93.37888,17.9107]}}
S.E. HUIMANGUILLO | Point | 115 kV | [5 empty] | En operación | Tabasco | Huimanguillo | CONACYT 2024 (oficial) | {"type":"Feature","properties":{},"geometry":{"type":"Point","coordinates":[-93.39677,17.84269]}}
S.E. MEZCALAPA | Point | 115 kV | [5 empty] | En operación | Tabasco | Huimanguillo | CONACYT 2024 (oficial) | {"type":"Feature","properties":{},"geometry":{"type":"Point","coordinates":[-93.48347,17.65508]}}
S.E. GIRALDAS | Point | 115 kV | [5 empty] | En operación | Tabasco | Huimanguillo | CONACYT 2024 (oficial) | {"type":"Feature","properties":{},"geometry":{"type":"Point","coordinates":[-93.36086,17.65859]}}
S.E. TUXTLA I | Point | 115 kV | [5 empty] | En operación | Chiapas | Tuxtla Gutiérrez | CONACYT 2024 (oficial) | {"type":"Feature","properties":{},"geometry":{"type":"Point","coordinates":[-93.13307,16.76008]}}
S.E. TUXTLA NORTE | Point | 115 kV | [5 empty] | En operación | Chiapas | Tuxtla Gutiérrez | CONACYT 2024 (oficial) | {"type":"Feature","properties":{},"geometry":{"type":"Point","coordinates":[-93.09956,16.76937]}}
S.E. TUXTLA SUR | Point | 115 kV | [5 empty] | En operación | Chiapas | Tuxtla Gutiérrez | CONACYT 2024 (oficial) | {"type":"Feature","properties":{},"geometry":{"type":"Point","coordinates":[-93.19834,16.74262]}}
S.E. TUXTLA GUTIERREZ II | Point | 115 kV | [5 empty] | En operación | Chiapas | Tuxtla Gutiérrez | CONACYT 2024 (oficial) | {"type":"Feature","properties":{},"geometry":{"type":"Point","coordinates":[-93.08433,16.7399]}}
S.E. OCOZOCOAUTLA | Point | 115 kV | [5 empty] | En operación | Chiapas | Ocozocoautla de Espinosa | CONACYT 2024 (oficial) | {"type":"Feature","properties":{},"geometry":{"type":"Point","coordinates":[-93.39454,16.73066]}}
S.E. CINTALAPA | Point | 115 kV | [5 empty] | En operación | Chiapas | Jiquipilas | CONACYT 2024 (oficial) | {"type":"Feature","properties":{},"geometry":{"type":"Point","coordinates":[-93.64971,16.68621]}}
S.E. ARRIAGA | Point | 115 kV | [5 empty] | En operación | Chiapas | Arriaga | CONACYT 2024 (oficial) | {"type":"Feature","properties":{},"geometry":{"type":"Point","coordinates":[-93.91007,16.24542]}}
S.E. VILLA FLORES | Point | 115 kV | [5 empty] | En operación | Chiapas | Villa Corzo | CONACYT 2024 (oficial) | {"type":"Feature","properties":{},"geometry":{"type":"Point","coordinates":[-93.2638,16.20421]}}
S.E. SAN CRISTOBAL | Point | 115 kV | [5 empty] | En operación | Chiapas | San Cristóbal de las Casas | CONACYT 2024 (oficial) | {"type":"Feature","properties":{},"geometry":{"type":"Point","coordinates":[-92.6535,16.72024]}}
S.E. MAPASTEPEC | Point | 115 kV | [5 empty] | En operación | Chiapas | Mapastepec | CONACYT 2024 (oficial) | {"type":"Feature","properties":{},"geometry":{"type":"Point","coordinates":[-92.88726,15.45672]}}
S.E. MAZATAN | Point | 115 kV | [5 empty] | En operación | Chiapas | Mazatán | CONACYT 2024 (oficial) | {"type":"Feature","properties":{},"geometry":{"type":"Point","coordinates":[-92.45164,14.87373]}}
S.E. TAPACHULA AEROPUERTO | Point | 115 kV | [5 empty] | En operación | Chiapas | Tapachula | CONACYT 2024 (oficial) | {"type":"Feature","properties":{},"geometry":{"type":"Point","coordinates":[-92.29073,14.87369]}}
S.E ATLIXCAYOTL | Point | 115 kV | [5 empty] | En operación | Puebla | San Andrés Cholula | CONACYT 2024 (oficial) | {"type":"Feature","properties":{},"geometry":{"type":"Point","coordinates":[-98.24883,19.02171]}}
S.E ATLIXCO | Point | 115 kV | [5 empty] | En operación | Puebla | Atlixco | CONACYT 2024 (oficial) | {"type":"Feature","properties":{},"geometry":{"type":"Point","coordinates":[-98.43061,18.87996]}}
S.E BUGAMBILIAS | Point | 115 kV | [5 empty] | En operación | Puebla | Puebla | CONACYT 2024 (oficial) | {"type":"Feature","properties":{},"geometry":{"type":"Point","coordinates":[-98.22491,18.99859]}}
S.E CALCULALPAN II | Point | 115 kV | [5 empty] | En operación | Tlaxcala | Calpulalpan | CONACYT 2024 (oficial) | {"type":"Feature","properties":{},"geometry":{"type":"Point","coordinates":[-98.53881,19.58359]}}
S.E CEBADAS Y MALTAS | Point | 115 kV | [5 empty] | En operación | Tlaxcala | Calpulalpan | CONACYT 2024 (oficial) | {"type":"Feature","properties":{},"geometry":{"type":"Point","coordinates":[-98.55395,19.57612]}}
S.E CHICLETS ADAMS | Point | 115 kV | [5 empty] | En operación | Puebla | Puebla | CONACYT 2024 (oficial) | {"type":"Feature","properties":{},"geometry":{"type":"Point","coordinates":[-98.15998,19.06577]}}
SE CRISOL | Point | 115 kV | [5 empty] | En operación | Puebla | Huejotzingo | CONACYT 2024 (oficial) | {"type":"Feature","properties":{},"geometry":{"type":"Point","coordinates":[-98.42208,19.20179]}}
SE CUAUHTEMOC | Point | 115 kV | [5 empty] | En operación | Tlaxcala | Huamantla | CONACYT 2024 (oficial) | {"type":"Feature","properties":{},"geometry":{"type":"Point","coordinates":[-97.96662,19.33315]}}
SE GRESS | Point | 115 kV | [5 empty] | En operación | Tlaxcala | La Magdalena Tlaltelulco | CONACYT 2024 (oficial) | {"type":"Feature","properties":{},"geometry":{"type":"Point","coordinates":[-98.19335,19.29317]}}
SE HUAMANTLA | Point | 115 kV | [5 empty] | En operación | Tlaxcala | Huamantla | CONACYT 2024 (oficial) | {"type":"Feature","properties":{},"geometry":{"type":"Point","coordinates":[-97.93052,19.32677]}}
SE IDESA | Point | 115 kV | [5 empty] | En operación | Puebla | Puebla | CONACYT 2024 (oficial) | {"type":"Feature","properties":{},"geometry":{"type":"Point","coordinates":[-98.16063,19.06423]}}
SE LAS PALOMAS | Point | 115 kV | [5 empty] | En operación | Puebla | Chinantla | CONACYT 2024 (oficial) | {"type":"Feature","properties":{},"geometry":{"type":"Point","coordinates":[-98.22143,18.25198]}}
SE LIBRES | Point | 115 kV | [5 empty] | En operación | Puebla | Libres | CONACYT 2024 (oficial) | {"type":"Feature","properties":{},"geometry":{"type":"Point","coordinates":[-97.67641,19.47842]}}
SE MATAMOROS | Point | 115 kV | [5 empty] | En operación | Puebla | Izúcar de Matamoros | CONACYT 2024 (oficial) | {"type":"Feature","properties":{},"geometry":{"type":"Point","coordinates":[-98.45365,18.58611]}}
SE MATAMOROS II | Point | 115 kV | [5 empty] | En operación | Puebla | Izúcar de Matamoros | CONACYT 2024 (oficial) | {"type":"Feature","properties":{},"geometry":{"type":"Point","coordinates":[-98.49032,18.59186]}}
SE METEPEC | Point | 115 kV | [5 empty] | En operación | Puebla | Atlixco | CONACYT 2024 (oficial) | {"type":"Feature","properties":{},"geometry":{"type":"Point","coordinates":[-98.45664,18.91672]}}
SE PANOTLA | Point | 115 kV | [5 empty] | En operación | Tlaxcala | Panotla | CONACYT 2024 (oficial) | {"type":"Feature","properties":{},"geometry":{"type":"Point","coordinates":[-98.27565,19.32165]}}
SE PAPALOTLA | Point | 115 kV | [5 empty] | En operación | Tlaxcala | Papalotla de Xicohténcatl | CONACYT 2024 (oficial) | {"type":"Feature","properties":{},"geometry":{"type":"Point","coordinates":[-98.22235,19.16365]}}
SE PEROTE II | Point | 115 kV | [5 empty] | En operación | Veracruz de Ignacio de la Llave | Perote | CONACYT 2024 (oficial) | {"type":"Feature","properties":{},"geometry":{"type":"Point","coordinates":[-97.24819,19.58211]}}
SE POLIDESA | Point | 115 kV | [5 empty] | En operación | Tlaxcala | Tzompantepec | CONACYT 2024 (oficial) | {"type":"Feature","properties":{},"geometry":{"type":"Point","coordinates":[-98.06175,19.39084]}}
SE POLIFIL | Point | 115 kV | [5 empty] | En operación | Tlaxcala | Tepetitla de Lardizábal | CONACYT 2024 (oficial) | {"type":"Feature","properties":{},"geometry":{"type":"Point","coordinates":[-98.39592,19.30935]}}
SE PONIENTE | Point | 115 kV | [5 empty] | En operación | Puebla | San Pedro Cholula | CONACYT 2024 (oficial) | {"type":"Feature","properties":{},"geometry":{"type":"Point","coordinates":[-98.26759,19.06054]}}
SE PORCEL | Point | 115 kV | [5 empty] | En operación | Tlaxcala | Papalotla de Xicohténcatl | CONACYT 2024 (oficial) | {"type":"Feature","properties":{},"geometry":{"type":"Point","coordinates":[-98.18979,19.19862]}}
SE QUECHOLAC | Point | 115 kV | [5 empty] | En operación | Puebla | Quecholac | CONACYT 2024 (oficial) | {"type":"Feature","properties":{},"geometry":{"type":"Point","coordinates":[-97.67781,18.93221]}}
SE RASSINI FRENOS | Point | 115 kV | [5 empty] | En operación | Puebla | San Martín Texmelucan | CONACYT 2024 (oficial) | {"type":"Feature","properties":{},"geometry":{"type":"Point","coordinates":[-98.41878,19.2646]}}
SE RESURECCION | Point | 115 kV | [5 empty] | En operación | Tlaxcala | San Pablo del Monte | CONACYT 2024 (oficial) | {"type":"Feature","properties":{},"geometry":{"type":"Point","coordinates":[-98.18214,19.1316]}}
SE SAN LORENZO DIST | Point | 115 kV | [5 empty] | En operación | Puebla | Cuautlancingo | CONACYT 2024 (oficial) | {"type":"Feature","properties":{},"geometry":{"type":"Point","coordinates":[-98.24353,19.12578]}}
SE SAN MIGUEL | Point | 115 kV | [5 empty] | En operación | Puebla | Huejotzingo | CONACYT 2024 (oficial) | {"type":"Feature","properties":{},"geometry":{"type":"Point","coordinates":[-98.41428,19.21645]}}
SE SANTA ANITA | Point | 115 kV | [5 empty] | En operación | Tlaxcala | Apizaco | CONACYT 2024 (oficial) | {"type":"Feature","properties":{},"geometry":{"type":"Point","coordinates":[-98.13729,19.38356]}}
SE SKYTEX | Point | 115 kV | [5 empty] | En operación | Puebla | San Martín Texmelucan | CONACYT 2024 (oficial) | {"type":"Feature","properties":{},"geometry":{"type":"Point","coordinates":[-98.40547,19.21651]}}
SE TARRANT | Point | 115 kV | [5 empty] | En operación | Tlaxcala | Tepetitla de Lardizábal | CONACYT 2024 (oficial) | {"type":"Feature","properties":{},"geometry":{"type":"Point","coordinates":[-98.39856,19.29744]}}
SE TECAMACHALCO | Point | 115 kV | [5 empty] | En operación | Puebla | Tecamachalco | CONACYT 2024 (oficial) | {"type":"Feature","properties":{},"geometry":{"type":"Point","coordinates":[-97.71642,18.875]}}
SE TECAMACHALCO II | Point | 115 kV | [5 empty] | En operación | Puebla | San Salvador Huixcolotla | CONACYT 2024 (oficial) | {"type":"Feature","properties":{},"geometry":{"type":"Point","coordinates":[-97.77773,18.88953]}}
SE TEHUACAN | Point | 115 kV | [5 empty] | En operación | Puebla | Tehuacán | CONACYT 2024 (oficial) | {"type":"Feature","properties":{},"geometry":{"type":"Point","coordinates":[-97.40457,18.49888]}}
SE TELMAG | Point | 115 kV | [5 empty] | En operación | Tlaxcala | Tetla de la Solidaridad | CONACYT 2024 (oficial) | {"type":"Feature","properties":{},"geometry":{"type":"Point","coordinates":[-98.04798,19.4863]}}
SE TEPEXI DE RODRIGUEZ | Point | 115 kV | [5 empty] | En operación | Puebla | Tepexi de Rodríguez | CONACYT 2024 (oficial) | {"type":"Feature","properties":{},"geometry":{"type":"Point","coordinates":[-97.9254,18.56546]}}
SE TEXTILES KN | Point | 115 kV | [5 empty] | En operación | Puebla | San Martín Texmelucan | CONACYT 2024 (oficial) | {"type":"Feature","properties":{},"geometry":{"type":"Point","coordinates":[-98.41661,19.27187]}}
SE VOLKSWAGEN | Point | 115 kV | [5 empty] | En operación | Puebla | Cuautlancingo | CONACYT 2024 (oficial) | {"type":"Feature","properties":{},"geometry":{"type":"Point","coordinates":[-98.24757,19.1222]}}
SE XICOTENCATL | Point | 115 kV | [5 empty] | En operación | Tlaxcala | Tetla de la Solidaridad | CONACYT 2024 (oficial) | {"type":"Feature","properties":{},"geometry":{"type":"Point","coordinates":[-98.04838,19.49965]}}
SE ZINACATEPEC | Point | 115 kV | [5 empty] | En operación | Puebla | Ajalpan | CONACYT 2024 (oficial) | {"type":"Feature","properties":{},"geometry":{"type":"Point","coordinates":[-97.24816,18.3584]}}
SE SANTA ROSA | Point | 115 kV | [5 empty] | En operación | Oaxaca | Villa de Tututepec | CONACYT 2024 (oficial) | {"type":"Feature","properties":{},"geometry":{"type":"Point","coordinates":[-97.62847,16.07575]}}
SE PINOTEPA NACIONAL | Point | 115 kV | [5 empty] | En operación | Oaxaca | Santiago Pinotepa Nacional | CONACYT 2024 (oficial) | {"type":"Feature","properties":{},"geometry":{"type":"Point","coordinates":[-98.05748,16.33904]}}
SE PUERTO ESCONDIDO | Point | 115 kV | [5 empty] | En operación | Oaxaca | San Pedro Mixtepec | CONACYT 2024 (oficial) | {"type":"Feature","properties":{},"geometry":{"type":"Point","coordinates":[-97.07046,15.87078]}}
SE COSOLAPA | Point | 115 kV | [5 empty] | En operación | Oaxaca | Cosolapa | CONACYT 2024 (oficial) | {"type":"Feature","properties":{},"geometry":{"type":"Point","coordinates":[-96.67145,18.60072]}}
SE HUATUSCO | Point | 115 kV | [5 empty] | En operación | Veracruz de Ignacio de la Llave | Huatusco | CONACYT 2024 (oficial) | {"type":"Feature","properties":{},"geometry":{"type":"Point","coordinates":[-96.97844,19.1463]}}
SE KIMBERLY CLARK | Point | 115 kV | [5 empty] | En operación | Veracruz de Ignacio de la Llave | Ixtaczoquitlán | CONACYT 2024 (oficial) | {"type":"Feature","properties":{},"geometry":{"type":"Point","coordinates":[-97.06698,18.86278]}}
SE OMEALCA | Point | 115 kV | [5 empty] | En operación | Veracruz de Ignacio de la Llave | Omealca | CONACYT 2024 (oficial) | {"type":"Feature","properties":{},"geometry":{"type":"Point","coordinates":[-96.78547,18.74357]}}
SE VALLE NACIONAL | Point | 115 kV | [5 empty] | En operación | Oaxaca | San Juan Bautista Valle Nacional | CONACYT 2024 (oficial) | {"type":"Feature","properties":{},"geometry":{"type":"Point","coordinates":[-96.31229,17.76664]}}
S.E ACTOPAN | Point | 115 kV | [5 empty] | En operación | Veracruz de Ignacio de la Llave | Actopan | CONACYT 2024 (oficial) | {"type":"Feature","properties":{},"geometry":{"type":"Point","coordinates":[-96.61468,19.51076]}}
SE EL CASTILLO | Point | 115 kV | [5 empty] | En operación | Veracruz de Ignacio de la Llave | Xalapa | CONACYT 2024 (oficial) | {"type":"Feature","properties":{},"geometry":{"type":"Point","coordinates":[-96.89642,19.55688]}}
SE MATA PIONCHE | Point | 115 kV | [5 empty] | En operación | Veracruz de Ignacio de la Llave | Cotaxtla | CONACYT 2024 (oficial) | {"type":"Feature","properties":{},"geometry":{"type":"Point","coordinates":[-96.40238,18.81406]}}
SE POCHUTLA | Point | 115 kV | [5 empty] | En operación | Oaxaca | Santa María Tonameca | CONACYT 2024 (oficial) | {"type":"Feature","properties":{},"geometry":{"type":"Point","coordinates":[-96.52079,15.73337]}}
SE MIAHUATLAN | Point | 115 kV | [5 empty] | En operación | Oaxaca | Miahuatlán de Porfirio Díaz | CONACYT 2024 (oficial) | {"type":"Feature","properties":{},"geometry":{"type":"Point","coordinates":[-96.58207,16.29149]}}
SE HUATULCO | Point | 115 kV | [5 empty] | En operación | Oaxaca | Santa María Huatulco | CONACYT 2024 (oficial) | {"type":"Feature","properties":{},"geometry":{"type":"Point","coordinates":[-96.13939,15.7706]}}
SE CONEJOS | Point | 115 kV | [5 empty] | En operación | Oaxaca | Santa María Huatulco | CONACYT 2024 (oficial) | {"type":"Feature","properties":{},"geometry":{"type":"Point","coordinates":[-96.08431,15.77538]}}
SE TLAXIACO | Point | 115 kV | [5 empty] | En operación | Oaxaca | Heroica Ciudad de Tlaxiaco | CONACYT 2024 (oficial) | {"type":"Feature","properties":{},"geometry":{"type":"Point","coordinates":[-97.69359,17.24364]}}
SE NOCHIXTLAN | Point | 115 kV | [5 empty] | En operación | Oaxaca | Asunción Nochixtlán | CONACYT 2024 (oficial) | {"type":"Feature","properties":{},"geometry":{"type":"Point","coordinates":[-97.22651,17.44219]}}
SE SAN LORENZO ALMECATLA | Point | 115 kV | [5 empty] | En operación | Puebla | Cuautlancingo | CONACYT 2024 (oficial) | {"type":"Feature","properties":{},"geometry":{"type":"Point","coordinates":[-98.2429,19.11416]}}
S.E ANTUÑANO | Point | 115 kV | [5 empty] | En operación | Puebla | Puebla | CONACYT 2024 (oficial) | {"type":"Feature","properties":{},"geometry":{"type":"Point","coordinates":[-98.23182,19.0642]}}
SE PUEBLA I | Point | 115 kV | [5 empty] | En operación | Puebla | Puebla | CONACYT 2024 (oficial) | {"type":"Feature","properties":{},"geometry":{"type":"Point","coordinates":[-98.20745,19.05914]}}
S.E 5 DE MAYO (SF6) | Point | 115 kV | [5 empty] | En operación | Puebla | Puebla | CONACYT 2024 (oficial) | {"type":"Feature","properties":{},"geometry":{"type":"Point","coordinates":[-98.19513,19.03868]}}
SE CRYO INFRA | Point | 115 kV | [5 empty] | En operación | Puebla | San Miguel Xoxtla | CONACYT 2024 (oficial) | {"type":"Feature","properties":{},"geometry":{"type":"Point","coordinates":[-98.31254,19.17253]}}
SE SAN LUIS MORELIA | Point | 115 kV | [5 empty] | En operación | Oaxaca | Santiago Tamazola | CONACYT 2024 (oficial) | {"type":"Feature","properties":{},"geometry":{"type":"Point","coordinates":[-98.21559,17.67646]}}
SE TLACOTEPEC | Point | 115 kV | [5 empty] | En operación | Puebla | Tlacotepec de Benito Juárez | CONACYT 2024 (oficial) | {"type":"Feature","properties":{},"geometry":{"type":"Point","coordinates":[-97.64379,18.6832]}}
SE OAXACA PONIENTE (MONTOYA) | Point | 115 kV | [5 empty] | En operación | Oaxaca | San Jacinto Amilpas | CONACYT 2024 (oficial) | {"type":"Feature","properties":{},"geometry":{"type":"Point","coordinates":[-96.75851,17.08737]}}
SE OAXACA I | Point | 115 kV | [5 empty] | En operación | Oaxaca | Oaxaca de Juárez | CONACYT 2024 (oficial) | {"type":"Feature","properties":{},"geometry":{"type":"Point","coordinates":[-96.72505,17.05176]}}
SE INFONAVIT | Point | 115 kV | [5 empty] | En operación | Veracruz de Ignacio de la Llave | Veracruz | CONACYT 2024 (oficial) | {"type":"Feature","properties":{},"geometry":{"type":"Point","coordinates":[-96.16282,19.19561]}}
S.E BOCA DEL RIO | Point | 115 kV | [5 empty] | En operación | Veracruz de Ignacio de la Llave | Boca del Río | CONACYT 2024 (oficial) | {"type":"Feature","properties":{},"geometry":{"type":"Point","coordinates":[-96.10968,19.11781]}}
SE MOCAMBO | Point | 115 kV | [5 empty] | En operación | Veracruz de Ignacio de la Llave | Boca del Río | CONACYT 2024 (oficial) | {"type":"Feature","properties":{},"geometry":{"type":"Point","coordinates":[-96.11018,19.14379]}}
SE ORIZABA | Point | 115 kV | [5 empty] | En operación | Veracruz de Ignacio de la Llave | Orizaba | CONACYT 2024 (oficial) | {"type":"Feature","properties":{},"geometry":{"type":"Point","coordinates":[-97.08584,18.83449]}}
SE PAGES | Point | 115 kV | [5 empty] | En operación | Veracruz de Ignacio de la Llave | Veracruz | CONACYT 2024 (oficial) | {"type":"Feature","properties":{},"geometry":{"type":"Point","coordinates":[-96.13662,19.18943]}}
SE PASO DEL TORO | Point | 115 kV | [5 empty] | En operación | Veracruz de Ignacio de la Llave | Medellín de Bravo | CONACYT 2024 (oficial) | {"type":"Feature","properties":{},"geometry":{"type":"Point","coordinates":[-96.12127,19.01207]}}
SE PLAYA NORTE | Point | 115 kV | [5 empty] | En operación | Veracruz de Ignacio de la Llave | Veracruz | CONACYT 2024 (oficial) | {"type":"Feature","properties":{},"geometry":{"type":"Point","coordinates":[-96.14282,19.20794]}}
SE SOLEDAD DOBLADO | Point | 115 kV | [5 empty] | En operación | Veracruz de Ignacio de la Llave | Soledad de Doblado | CONACYT 2024 (oficial) | {"type":"Feature","properties":{},"geometry":{"type":"Point","coordinates":[-96.40363,19.0485]}}
SE POLVORIN | Point | 115 kV | [5 empty] | En operación | Tamaulipas | Ciudad Madero | CONACYT 2024 (oficial) | {"type":"Feature","properties":{},"geometry":{"type":"Point","coordinates":[-97.84352,22.27155]}}
SE DOS BOCAS II | Point | 115 kV | [5 empty] | En operación | Veracruz de Ignacio de la Llave | Medellín de Bravo | CONACYT 2024 (oficial) | {"type":"Feature","properties":{},"geometry":{"type":"Point","coordinates":[-96.14581,19.08326]}}
SE FABRICA DE PAPEL | Point | 115 kV | [5 empty] | En operación | Oaxaca | San Juan Bautista Tuxtepec | CONACYT 2024 (oficial) | {"type":"Feature","properties":{},"geometry":{"type":"Point","coordinates":[-96.17789,18.02861]}}
SE MEXPAPE | Point | 115 kV | [5 empty] | En operación | Veracruz de Ignacio de la Llave | Tres Valles | CONACYT 2024 (oficial) | {"type":"Feature","properties":{},"geometry":{"type":"Point","coordinates":[-96.15714,18.25713]}}
SE TUXPAN PV | Point | 115 kV | [5 empty] | En operación | Veracruz de Ignacio de la Llave | Tuxpan | CONACYT 2024 (oficial) | {"type":"Feature","properties":{},"geometry":{"type":"Point","coordinates":[-97.33603,21.0142]}}
SE EXCELOPOLIS | Point | 115 kV | [5 empty] | En operación | Puebla | Puebla | CONACYT 2024 (oficial) | {"type":"Feature","properties":{},"geometry":{"type":"Point","coordinates":[-98.23236,19.03548]}}
SE PAPELERA SAN RAFAEL | Point | 115 kV | [5 empty] | En operación | México | Chalco | CONACYT 2024 (oficial) | {"type":"Feature","properties":{},"geometry":{"type":"Point","coordinates":[-98.89065,19.24214]}}
SE CUICATLAN | Point | 115 kV | [5 empty] | En operación | Oaxaca | Valerio Trujano | CONACYT 2024 (oficial) | {"type":"Feature","properties":{},"geometry":{"type":"Point","coordinates":[-96.94841,17.74011]}}
SE ETLA | Point | 115 kV | [5 empty] | En operación | Oaxaca | Magdalena Apasco | CONACYT 2024 (oficial) | {"type":"Feature","properties":{},"geometry":{"type":"Point","coordinates":[-96.8004,17.2237]}}
S.E APIZACO II | Point | 115 kV | [5 empty] | En operación | Tlaxcala | Apizaco | CONACYT 2024 (oficial) | {"type":"Feature","properties":{},"geometry":{"type":"Point","coordinates":[-98.15211,19.44672]}}
S.E ATLAX | Point | 115 kV | [5 empty] | En operación | Tlaxcala | Tzompantepec | CONACYT 2024 (oficial) | {"type":"Feature","properties":{},"geometry":{"type":"Point","coordinates":[-98.08579,19.39492]}}
S.E CLEMEX | Point | 115 kV | [5 empty] | En operación | Tlaxcala | Tetla de la Solidaridad | CONACYT 2024 (oficial) | {"type":"Feature","properties":{},"geometry":{"type":"Point","coordinates":[-98.05087,19.48464]}}
SE FORJAMEX | Point | 115 kV | [5 empty] | En operación | Tlaxcala | Xaloztoc | CONACYT 2024 (oficial) | {"type":"Feature","properties":{},"geometry":{"type":"Point","coordinates":[-98.07411,19.39925]}}
SE GLICOMEX | Point | 115 kV | [5 empty] | En operación | Tlaxcala | Tzompantepec | CONACYT 2024 (oficial) | {"type":"Feature","properties":{},"geometry":{"type":"Point","coordinates":[-98.06432,19.39162]}}
SE LORETO Y PEÑA POBRE | Point | 115 kV | [5 empty] | En operación | Tlaxcala | Yauhquemehcan | CONACYT 2024 (oficial) | {"type":"Feature","properties":{},"geometry":{"type":"Point","coordinates":[-98.16054,19.4111]}}
SE MARGARITAS | Point | 115 kV | [5 empty] | En operación | Puebla | Hueytamalco | CONACYT 2024 (oficial) | {"type":"Feature","properties":{},"geometry":{"type":"Point","coordinates":[-97.3074,20.0088]}}
SE ORGANICAS | Point | 115 kV | [5 empty] | En operación | Tlaxcala | Tzompantepec | CONACYT 2024 (oficial) | {"type":"Feature","properties":{},"geometry":{"type":"Point","coordinates":[-98.06571,19.39201]}}
SE VETROMEX | Point | 115 kV | [5 empty] | En operación | Tlaxcala | Tetla de la Solidaridad | CONACYT 2024 (oficial) | {"type":"Feature","properties":{},"geometry":{"type":"Point","coordinates":[-98.06088,19.49979]}}
SE TEXTILERAS | Point | 115 kV | [5 empty] | En operación | Tamaulipas | Altamira | CONACYT 2024 (oficial) | {"type":"Feature","properties":{},"geometry":{"type":"Point","coordinates":[-97.95681,22.45784]}}
SE LIQUID NATURAL GAS | Point | 115 kV | [5 empty] | En operación | Tamaulipas | Altamira | CONACYT 2024 (oficial) | {"type":"Feature","properties":{},"geometry":{"type":"Point","coordinates":[-97.89648,22.49248]}}
SE GENERAL ELECTRIC | Point | 115 kV | [5 empty] | En operación | Tamaulipas | Altamira | CONACYT 2024 (oficial) | {"type":"Feature","properties":{},"geometry":{"type":"Point","coordinates":[-97.88603,22.41281]}}
SE FINACRIL | Point | 115 kV | [5 empty] | En operación | Tamaulipas | Altamira | CONACYT 2024 (oficial) | {"type":"Feature","properties":{},"geometry":{"type":"Point","coordinates":[-97.88805,22.40895]}}
SE LAMOSA | Point | 115 kV | [5 empty] | En operación | Tlaxcala | Tepetitla de Lardizábal | CONACYT 2024 (oficial) | {"type":"Feature","properties":{},"geometry":{"type":"Point","coordinates":[-98.39363,19.30906]}}
S.E BIOFILM | Point | 115 kV | [5 empty] | En operación | Tamaulipas | Altamira | CONACYT 2024 (oficial) | {"type":"Feature","properties":{},"geometry":{"type":"Point","coordinates":[-97.89719,22.44988]}}
SE UNIVERSIDAD | Point | 115 kV | [5 empty] | En operación | Tamaulipas | Tampico | CONACYT 2024 (oficial) | {"type":"Feature","properties":{},"geometry":{"type":"Point","coordinates":[-97.85996,22.25396]}}
SE TAMAULIPAS | Point | 115 kV | [5 empty] | En operación | Tamaulipas | Tampico | CONACYT 2024 (oficial) | {"type":"Feature","properties":{},"geometry":{"type":"Point","coordinates":[-97.85409,22.21896]}}
SE MANUEL | Point | 115 kV | [5 empty] | En operación | Tamaulipas | González | CONACYT 2024 (oficial) | {"type":"Feature","properties":{},"geometry":{"type":"Point","coordinates":[-98.30246,22.7193]}}
SE TEXTILERAS | Point | 115 kV | [5 empty] | En operación | Tamaulipas | Altamira | CONACYT 2024 (oficial) | {"type":"Feature","properties":{},"geometry":{"type":"Point","coordinates":[-97.89324,22.4094]}}
SE PEMEX INYECCION | Point | 115 kV | [5 empty] | En operación | Tamaulipas | Altamira | CONACYT 2024 (oficial) | {"type":"Feature","properties":{},"geometry":{"type":"Point","coordinates":[-97.93299,22.45366]}}
S.E ATLAXPECO | Point | 115 kV | [5 empty] | En operación | Hidalgo | Atlapexco | CONACYT 2024 (oficial) | {"type":"Feature","properties":{},"geometry":{"type":"Point","coordinates":[-98.3433,21.02472]}}
SE TEZIUTLAN II | Point | 115 kV | [5 empty] | En operación | Puebla | Teziutlán | CONACYT 2024 (oficial) | {"type":"Feature","properties":{},"geometry":{"type":"Point","coordinates":[-97.35262,19.84618]}}
S.E BENITO JUAREZ | Point | 115 kV | [5 empty] | En operación | Oaxaca | San Juan Bautista Tuxtepec | CONACYT 2024 (oficial) | {"type":"Feature","properties":{},"geometry":{"type":"Point","coordinates":[-96.16944,18.03406]}}
S.E CARBONO | Point | 115 kV | [5 empty] | En operación | Veracruz de Ignacio de la Llave | Tampico Alto | CONACYT 2024 (oficial) | {"type":"Feature","properties":{},"geometry":{"type":"Point","coordinates":[-97.9586,22.00803]}}
SE INFONAVIT | Point | 115 kV | [5 empty] | En operación | Tamaulipas | Tampico | CONACYT 2024 (oficial) | {"type":"Feature","properties":{},"geometry":{"type":"Point","coordinates":[-97.88077,22.27346]}}
SE TANCOCO | Point | 115 kV | [5 empty] | En operación | Veracruz de Ignacio de la Llave | Tancoco | CONACYT 2024 (oficial) | {"type":"Feature","properties":{},"geometry":{"type":"Point","coordinates":[-97.79846,21.29072]}}
SE TANCOL | Point | 115 kV | [5 empty] | En operación | Tamaulipas | Tampico | CONACYT 2024 (oficial) | {"type":"Feature","properties":{},"geometry":{"type":"Point","coordinates":[-97.88636,22.28858]}}
SE COSCOMATEPEC | Point | 115 kV | [5 empty] | En operación | Veracruz de Ignacio de la Llave | Coscomatepec | CONACYT 2024 (oficial) | {"type":"Feature","properties":{},"geometry":{"type":"Point","coordinates":[-97.04177,19.07152]}}
S.E ACAYUCAN | Point | 115 kV | [5 empty] | En operación | Veracruz de Ignacio de la Llave | Acayucan | CONACYT 2024 (oficial) | {"type":"Feature","properties":{},"geometry":{"type":"Point","coordinates":[-94.89673,17.95082]}}
SE PLAYA VICENTE | Point | 115 kV | [5 empty] | En operación | Veracruz de Ignacio de la Llave | Playa Vicente | CONACYT 2024 (oficial) | {"type":"Feature","properties":{},"geometry":{"type":"Point","coordinates":[-95.8293,17.79614]}}
SE LOMA BONITA II | Point | 115 kV | [5 empty] | En operación | Oaxaca | Loma Bonita | CONACYT 2024 (oficial) | {"type":"Feature","properties":{},"geometry":{"type":"Point","coordinates":[-95.88976,18.08295]}}
SE NANCHITAL II | Point | 115 kV | [5 empty] | En operación | Veracruz de Ignacio de la Llave | Nanchital de Lázaro Cárdenas del Río | CONACYT 2024 (oficial) | {"type":"Feature","properties":{},"geometry":{"type":"Point","coordinates":[-94.37908,18.05019]}}
SE TEAPA | Point | 115 kV | [5 empty] | En operación | Veracruz de Ignacio de la Llave | Moloacán | CONACYT 2024 (oficial) | {"type":"Feature","properties":{},"geometry":{"type":"Point","coordinates":[-94.30529,18.05447]}}
S.E AGUA DULCE II | Point | 115 kV | [5 empty] | En operación | Veracruz de Ignacio de la Llave | Agua Dulce | CONACYT 2024 (oficial) | {"type":"Feature","properties":{},"geometry":{"type":"Point","coordinates":[-94.13832,18.13123]}}
SE VENTA II | Point | 115 kV | [5 empty] | En operación | Tabasco | Huimanguillo | CONACYT 2024 (oficial) | {"type":"Feature","properties":{},"geometry":{"type":"Point","coordinates":[-94.04516,18.09397]}}
SE IDESA | Point | 115 kV | [5 empty] | En operación | Veracruz de Ignacio de la Llave | Coatzacoalcos | CONACYT 2024 (oficial) | {"type":"Feature","properties":{},"geometry":{"type":"Point","coordinates":[-94.3707,18.1309]}}
S.E CANGREJERA | Point | 115 kV | [5 empty] | En operación | Veracruz de Ignacio de la Llave | Coatzacoalcos | CONACYT 2024 (oficial) | {"type":"Feature","properties":{},"geometry":{"type":"Point","coordinates":[-94.36086,18.09648]}}
S.E C.P. MORELOS | Point | 115 kV | [5 empty] | En operación | Veracruz de Ignacio de la Llave | Coatzacoalcos | CONACYT 2024 (oficial) | {"type":"Feature","properties":{},"geometry":{"type":"Point","coordinates":[-94.37735,18.13832]}}
SE ELMET | Point | 115 kV | [5 empty] | En operación | Veracruz de Ignacio de la Llave | Jáltipan | CONACYT 2024 (oficial) | {"type":"Feature","properties":{},"geometry":{"type":"Point","coordinates":[-94.70535,17.98719]}}
SE IQUISA | Point | 115 kV | [5 empty] | En operación | Veracruz de Ignacio de la Llave | Coatzacoalcos | CONACYT 2024 (oficial) | {"type":"Feature","properties":{},"geometry":{"type":"Point","coordinates":[-94.39048,18.10623]}}
SE MINATITLAN I | Point | 115 kV | [5 empty] | En operación | Veracruz de Ignacio de la Llave | Minatitlán | CONACYT 2024 (oficial) | {"type":"Feature","properties":{},"geometry":{"type":"Point","coordinates":[-94.57559,17.99177]}}
SE NUEVO MORELOS | Point | 115 kV | [5 empty] | En operación | Veracruz de Ignacio de la Llave | Jesús Carranza | CONACYT 2024 (oficial) | {"type":"Feature","properties":{},"geometry":{"type":"Point","coordinates":[-95.08171,17.52441]}}
SE PUERTO FRANCO | Point | 115 kV | [5 empty] | En operación | Veracruz de Ignacio de la Llave | Coatzacoalcos | CONACYT 2024 (oficial) | {"type":"Feature","properties":{},"geometry":{"type":"Point","coordinates":[-94.41763,18.13944]}}
SE RESISTOL | Point | 115 kV | [5 empty] | En operación | Veracruz de Ignacio de la Llave | Coatzacoalcos | CONACYT 2024 (oficial) | {"type":"Feature","properties":{},"geometry":{"type":"Point","coordinates":[-94.38022,18.08035]}}
SE VISTAMAR | Point | 115 kV | [5 empty] | En operación | Veracruz de Ignacio de la Llave | Coatzacoalcos | CONACYT 2024 (oficial) | {"type":"Feature","properties":{},"geometry":{"type":"Point","coordinates":[-94.47064,18.14012]}}
SE SANCHEZ TABOADA | Point | 115 kV | [5 empty] | En operación | Veracruz de Ignacio de la Llave | Hidalgotitlán | CONACYT 2024 (oficial) | {"type":"Feature","properties":{},"geometry":{"type":"Point","coordinates":[-94.66639,17.58983]}}
SE EMILIANO ZAPATA | Point | 115 kV | [5 empty] | En operación | Veracruz de Ignacio de la Llave | San Juan Evangelista | CONACYT 2024 (oficial) | {"type":"Feature","properties":{},"geometry":{"type":"Point","coordinates":[-95.24265,17.7785]}}
SE FENOQUIMIA | Point | 115 kV | [5 empty] | En operación | Veracruz de Ignacio de la Llave | Cosoleacaque | CONACYT 2024 (oficial) | {"type":"Feature","properties":{},"geometry":{"type":"Point","coordinates":[-94.58595,18.01861]}}
SE HUAZUNTLAN | Point | 115 kV | [5 empty] | En operación | Veracruz de Ignacio de la Llave | Chinameca | CONACYT 2024 (oficial) | {"type":"Feature","properties":{},"geometry":{"type":"Point","coordinates":[-94.72111,18.11167]}}
SE LAS MATAS | Point | 115 kV | [5 empty] | En operación | Veracruz de Ignacio de la Llave | Minatitlán | CONACYT 2024 (oficial) | {"type":"Feature","properties":{},"geometry":{"type":"Point","coordinates":[-94.52157,18.01399]}}
S.E CATEMACO | Point | 115 kV | [5 empty] | En operación | Veracruz de Ignacio de la Llave | Catemaco | CONACYT 2024 (oficial) | {"type":"Feature","properties":{},"geometry":{"type":"Point","coordinates":[-95.12116,18.42519]}}
SE HUEYAPAN DE OCAMPO | Point | 115 kV | [5 empty] | En operación | Veracruz de Ignacio de la Llave | Hueyapan de Ocampo | CONACYT 2024 (oficial) | {"type":"Feature","properties":{},"geometry":{"type":"Point","coordinates":[-95.1614,18.14957]}}
SE LERDO | Point | 115 kV | [5 empty] | En operación | Veracruz de Ignacio de la Llave | Lerdo de Tejada | CONACYT 2024 (oficial) | {"type":"Feature","properties":{},"geometry":{"type":"Point","coordinates":[-95.51528,18.6111]}}
SE MATIAS ROMERO | Point | 115 kV | [5 empty] | En operación | Oaxaca | Matías Romero Avendaño | CONACYT 2024 (oficial) | {"type":"Feature","properties":{},"geometry":{"type":"Point","coordinates":[-95.03049,16.87372]}}
SE SAN ANDRES II | Point | 115 kV | [5 empty] | En operación | Veracruz de Ignacio de la Llave | San Andrés Tuxtla | CONACYT 2024 (oficial) | {"type":"Feature","properties":{},"geometry":{"type":"Point","coordinates":[-95.22995,18.44693]}}
SE SARABIA | Point | 115 kV | [5 empty] | En operación | Oaxaca | San Juan Guichicovi | CONACYT 2024 (oficial) | {"type":"Feature","properties":{},"geometry":{"type":"Point","coordinates":[-95.03366,17.07074]}}
S.E CHINAMECA II | Point | 115 kV | [5 empty] | En operación | Veracruz de Ignacio de la Llave | Chinameca | CONACYT 2024 (oficial) | {"type":"Feature","properties":{},"geometry":{"type":"Point","coordinates":[-94.68923,18.01391]}}
SE PAJARITOS II | Point | 115 kV | [5 empty] | En operación | Veracruz de Ignacio de la Llave | Coatzacoalcos | CONACYT 2024 (oficial) | {"type":"Feature","properties":{},"geometry":{"type":"Point","coordinates":[-94.39068,18.10706]}}
S.E BOMBEO UXPANAPA | Point | 115 kV | [5 empty] | En operación | Veracruz de Ignacio de la Llave | Moloacán | CONACYT 2024 (oficial) | {"type":"Feature","properties":{},"geometry":{"type":"Point","coordinates":[-94.25403,17.95434]}}
SE LAS CHOAPAS II | Point | 115 kV | [5 empty] | En operación | Veracruz de Ignacio de la Llave | Las Choapas | CONACYT 2024 (oficial) | {"type":"Feature","properties":{},"geometry":{"type":"Point","coordinates":[-94.09676,17.92906]}}
SE LOPEZ MATEOS | Point | 115 kV | [5 empty] | En operación | Veracruz de Ignacio de la Llave | Coatzacoalcos | CONACYT 2024 (oficial) | {"type":"Feature","properties":{},"geometry":{"type":"Point","coordinates":[-94.45232,18.12281]}}
S.E AGROFOSFATADOS | Point | 115 kV | [5 empty] | En operación | Veracruz de Ignacio de la Llave | Coatzacoalcos | CONACYT 2024 (oficial) | {"type":"Feature","properties":{},"geometry":{"type":"Point","coordinates":[-94.39204,18.1173]}}
SE UNION CARBIDE | Point | 115 kV | [5 empty] | En operación | Veracruz de Ignacio de la Llave | Moloacán | CONACYT 2024 (oficial) | {"type":"Feature","properties":{},"geometry":{"type":"Point","coordinates":[-94.32676,18.06163]}}
SE REFINERIA MINATITLAN | Point | 115 kV | [5 empty] | En operación | Veracruz de Ignacio de la Llave | Minatitlán | CONACYT 2024 (oficial) | {"type":"Feature","properties":{},"geometry":{"type":"Point","coordinates":[-94.5281,17.9775]}}
SE EASTMAN CHEMICAL | Point | 115 kV | [5 empty] | En operación | Veracruz de Ignacio de la Llave | Cosoleacaque | CONACYT 2024 (oficial) | {"type":"Feature","properties":{},"geometry":{"type":"Point","coordinates":[-94.59771,18.03902]}}
SE TEREFTALATOS | Point | 115 kV | [5 empty] | En operación | Veracruz de Ignacio de la Llave | Cosoleacaque | CONACYT 2024 (oficial) | {"type":"Feature","properties":{},"geometry":{"type":"Point","coordinates":[-94.59767,18.03885]}}
S.E. HUNUCMA | Point | 115 kV | [5 empty] | En operación | Yucatán | Hunucmá | CONACYT 2024 (oficial) | {"type":"Feature","properties":{},"geometry":{"type":"Point","coordinates":[-89.84936,21.02563]}}
S.E. KOPTE | Point | 115 kV | [5 empty] | En operación | Yucatán | Motul | CONACYT 2024 (oficial) | {"type":"Feature","properties":{},"geometry":{"type":"Point","coordinates":[-89.28446,21.07464]}}
S.E. POPOLNAH | Point | 115 kV | [5 empty] | En operación | Quintana Roo | Lázaro Cárdenas | CONACYT 2024 (oficial) | {"type":"Feature","properties":{},"geometry":{"type":"Point","coordinates":[-87.50357,20.98658]}}
S.E. CALICA | Point | 115 kV | [5 empty] | En operación | Quintana Roo | Cozumel | CONACYT 2024 (oficial) | {"type":"Feature","properties":{},"geometry":{"type":"Point","coordinates":[-87.14188,20.58334]}}
S.E. PLAYACAR | Point | 115 kV | [5 empty] | En operación | Quintana Roo | Solidaridad | CONACYT 2024 (oficial) | {"type":"Feature","properties":{},"geometry":{"type":"Point","coordinates":[-87.09361,20.61776]}}
S.E. AVENTURA PALACE | Point | 115 kV | [5 empty] | En operación | Quintana Roo | Solidaridad | CONACYT 2024 (oficial) | {"type":"Feature","properties":{},"geometry":{"type":"Point","coordinates":[-87.21657,20.51246]}}
S.E. IBEROSTAR | Point | 115 kV | [5 empty] | En operación | Quintana Roo | Solidaridad | CONACYT 2024 (oficial) | {"type":"Feature","properties":{},"geometry":{"type":"Point","coordinates":[-86.97203,20.76866]}}
S.E. MOON PALACE | Point | 115 kV | [5 empty] | En operación | Quintana Roo | Benito Juárez | CONACYT 2024 (oficial) | {"type":"Feature","properties":{},"geometry":{"type":"Point","coordinates":[-86.84372,20.98457]}}
S.E. VALLADOLID DISTRIBUCION | Point | 115 kV | [5 empty] | En operación | Yucatán | Valladolid | CONACYT 2024 (oficial) | {"type":"Feature","properties":{},"geometry":{"type":"Point","coordinates":[-88.20301,20.70704]}}
S.E. LEE | Point | 115 kV | [5 empty] | En operación | Yucatán | Acanceh | CONACYT 2024 (oficial) | {"type":"Feature","properties":{},"geometry":{"type":"Point","coordinates":[-89.46929,20.82722]}}
S.E. TEMAX | Point | 115 kV | [5 empty] | En operación | Yucatán | Temax | CONACYT 2024 (oficial) | {"type":"Feature","properties":{},"geometry":{"type":"Point","coordinates":[-88.93929,21.14004]}}
S.E. SANTO DOMINGO | Point | 115 kV | [5 empty] | En operación | Yucatán | Buctzotz | CONACYT 2024 (oficial) | {"type":"Feature","properties":{},"geometry":{"type":"Point","coordinates":[-88.67391,21.18877]}}
S.E. PUNTA SAM | Point | 115 kV | [5 empty] | En operación | Quintana Roo | Benito Juárez | CONACYT 2024 (oficial) | {"type":"Feature","properties":{},"geometry":{"type":"Point","coordinates":[-86.82749,21.19557]}}
S.E. POKTAPOK | Point | 115 kV | [5 empty] | En operación | Quintana Roo | Benito Juárez | CONACYT 2024 (oficial) | {"type":"Feature","properties":{},"geometry":{"type":"Point","coordinates":[-86.74653,21.13626]}}
S.E. MAYA COBA | Point | 115 kV | [5 empty] | En operación | Quintana Roo | Solidaridad | CONACYT 2024 (oficial) | {"type":"Feature","properties":{},"geometry":{"type":"Point","coordinates":[-87.033,20.6962]}}
S.E. LAGUNA SECA | Point | 115 kV | [5 empty] | En operación | Zacatecas | Pánuco | CONACYT 2024 (oficial) | {"type":"Feature","properties":{},"geometry":{"type":"Point","coordinates":[-102.48696,23.05187]}}
S.E. LAMPOTAL | Point | 115 kV | [5 empty] | En operación | Zacatecas | Vetagrande | CONACYT 2024 (oficial) | {"type":"Feature","properties":{},"geometry":{"type":"Point","coordinates":[-102.41859,22.91891]}}
S.E. JEREZ MVAR | Point | 115 kV | [5 empty] | En operación | Zacatecas | Jerez | CONACYT 2024 (oficial) | {"type":"Feature","properties":{},"geometry":{"type":"Point","coordinates":[-102.98092,22.64916]}}
S.E. LORETO | Point | 115 kV | [5 empty] | En operación | Aguascalientes | Asientos | CONACYT 2024 (oficial) | {"type":"Feature","properties":{},"geometry":{"type":"Point","coordinates":[-102.00149,22.22199]}}
S.E. FRESNILLO NORTE | Point | 115 kV | [5 empty] | En operación | Zacatecas | Fresnillo | CONACYT 2024 (oficial) | {"type":"Feature","properties":{},"geometry":{"type":"Point","coordinates":[-102.90705,23.22488]}}
S.E. RANCHO GRANDE | Point | 115 kV | [5 empty] | En operación | Zacatecas | Fresnillo | CONACYT 2024 (oficial) | {"type":"Feature","properties":{},"geometry":{"type":"Point","coordinates":[-102.88795,23.44626]}}
S.E. LAS FAJAS | Point | 115 kV | [5 empty] | En operación | Zacatecas | Miguel Auza | CONACYT 2024 (oficial) | {"type":"Feature","properties":{},"geometry":{"type":"Point","coordinates":[-103.27985,24.09144]}}
S.E. MIGUEL AUZA | Point | 115 kV | [5 empty] | En operación | Zacatecas | Miguel Auza | CONACYT 2024 (oficial) | {"type":"Feature","properties":{},"geometry":{"type":"Point","coordinates":[-103.40406,24.28009]}}
S.E. BAÑON | Point | 115 kV | [5 empty] | En operación | Zacatecas | Villa de Cos | CONACYT 2024 (oficial) | {"type":"Feature","properties":{},"geometry":{"type":"Point","coordinates":[-102.38211,23.19861]}}
S.E. CALERA INDUSTRIAL | Point | 115 kV | [5 empty] | En operación | Zacatecas | Calera | CONACYT 2024 (oficial) | {"type":"Feature","properties":{},"geometry":{"type":"Point","coordinates":[-102.67407,22.92251]}}
S.E. CIENEGUILLAS | Point | 115 kV | [5 empty] | En operación | Zacatecas | Zacatecas | CONACYT 2024 (oficial) | {"type":"Feature","properties":{},"geometry":{"type":"Point","coordinates":[-102.6873,22.72008]}}
S.E. MALPASO | Point | 115 kV | [5 empty] | En operación | Zacatecas | Villanueva | CONACYT 2024 (oficial) | {"type":"Feature","properties":{},"geometry":{"type":"Point","coordinates":[-102.75803,22.61214]}}
S.E. GUADALUPE | Point | 115 kV | [5 empty] | En operación | Zacatecas | Guadalupe | CONACYT 2024 (oficial) | {"type":"Feature","properties":{},"geometry":{"type":"Point","coordinates":[-102.48439,22.74994]}}
S.E. TECUAN | Point | 115 kV | [5 empty] | En operación | Jalisco | Encarnación de Díaz | CONACYT 2024 (oficial) | {"type":"Feature","properties":{},"geometry":{"type":"Point","coordinates":[-102.06368,21.69714]}}
S.E. AGUASCALIENTES SUR | Point | 115 kV | [5 empty] | En operación | Aguascalientes | Aguascalientes | CONACYT 2024 (oficial) | {"type":"Feature","properties":{},"geometry":{"type":"Point","coordinates":[-102.28071,21.83698]}}
S.E. TECNOLOGICO | Point | 115 kV | [5 empty] | En operación | Aguascalientes | Aguascalientes | CONACYT 2024 (oficial) | {"type":"Feature","properties":{},"geometry":{"type":"Point","coordinates":[-102.25644,21.87435]}}
S.E. SAN ANTONIO | Point | 115 kV | [5 empty] | En operación | Aguascalientes | Tepezalá | CONACYT 2024 (oficial) | {"type":"Feature","properties":{},"geometry":{"type":"Point","coordinates":[-102.24125,22.22682]}}
S.E. PABELLON | Point | 115 kV | [5 empty] | En operación | Aguascalientes | Pabellón de Arteaga | CONACYT 2024 (oficial) | {"type":"Feature","properties":{},"geometry":{"type":"Point","coordinates":[-102.28811,22.13705]}}
S.E. VALLE DE LAS DELICIAS | Point | 115 kV | [5 empty] | En operación | Aguascalientes | Rincón de Romos | CONACYT 2024 (oficial) | {"type":"Feature","properties":{},"geometry":{"type":"Point","coordinates":[-102.23496,22.31556]}}
S.E. SAN FRANCISCO INDUSTRIAL | Point | 115 kV | [5 empty] | En operación | Aguascalientes | San Francisco de los Romo | CONACYT 2024 (oficial) | {"type":"Feature","properties":{},"geometry":{"type":"Point","coordinates":[-102.26606,22.03837]}}
S.E. CUMBRES | Point | 115 kV | [5 empty] | En operación | Aguascalientes | Aguascalientes | CONACYT 2024 (oficial) | {"type":"Feature","properties":{},"geometry":{"type":"Point","coordinates":[-102.25979,21.89757]}}
S.E. AGUASCALIENTES PONIENTE | Point | 115 kV | [5 empty] | En operación | Aguascalientes | Aguascalientes | CONACYT 2024 (oficial) | {"type":"Feature","properties":{},"geometry":{"type":"Point","coordinates":[-102.34534,21.87631]}}
S.E. AGOSTADERITO | Point | 115 kV | [5 empty] | En operación | Aguascalientes | Aguascalientes | CONACYT 2024 (oficial) | {"type":"Feature","properties":{},"geometry":{"type":"Point","coordinates":[-102.32045,21.84716]}}
S.E. SALITRE | Point | 115 kV | [5 empty] | En operación | Aguascalientes | Calvillo | CONACYT 2024 (oficial) | {"type":"Feature","properties":{},"geometry":{"type":"Point","coordinates":[-102.78953,21.79541]}}
S.E. CALVILLO | Point | 115 kV | [5 empty] | En operación | Aguascalientes | Calvillo | CONACYT 2024 (oficial) | {"type":"Feature","properties":{},"geometry":{"type":"Point","coordinates":[-102.69619,21.85333]}}
S.E. JALPA | Point | 115 kV | [5 empty] | En operación | Zacatecas | Jalpa | CONACYT 2024 (oficial) | {"type":"Feature","properties":{},"geometry":{"type":"Point","coordinates":[-102.97284,21.65026]}}
S.E. TARAY | Point | 115 kV | [5 empty] | En operación | Aguascalientes | Aguascalientes | CONACYT 2024 (oficial) | {"type":"Feature","properties":{},"geometry":{"type":"Point","coordinates":[-102.50908,21.72687]}}
S.E. AGUASCALIENTES I | Point | 115 kV | [5 empty] | En operación | Aguascalientes | Jesús María | CONACYT 2024 (oficial) | {"type":"Feature","properties":{},"geometry":{"type":"Point","coordinates":[-102.38284,21.91058]}}
S.E. VIILA JUAREZ | Point | 115 kV | [5 empty] | En operación | Aguascalientes | Asientos | CONACYT 2024 (oficial) | {"type":"Feature","properties":{},"geometry":{"type":"Point","coordinates":[-102.08826,22.07059]}}
S.E. SAN JERONIMO | Point | 115 kV | [5 empty] | En operación | Zacatecas | Fresnillo | CONACYT 2024 (oficial) | {"type":"Feature","properties":{},"geometry":{"type":"Point","coordinates":[-103.11062,23.16192]}}
S.E. VALPARAISO | Point | 115 kV | [5 empty] | En operación | Zacatecas | Valparaíso | CONACYT 2024 (oficial) | {"type":"Feature","properties":{},"geometry":{"type":"Point","coordinates":[-103.51601,22.79443]}}
S.E. OJO CALIENTE | Point | 115 kV | [5 empty] | En operación | Zacatecas | Ojocaliente | CONACYT 2024 (oficial) | {"type":"Feature","properties":{},"geometry":{"type":"Point","coordinates":[-102.24398,22.57951]}}
S.E. PANFILO NATERA | Point | 115 kV | [5 empty] | En operación | Zacatecas | General Pánfilo Natera | CONACYT 2024 (oficial) | {"type":"Feature","properties":{},"geometry":{"type":"Point","coordinates":[-102.09083,22.67885]}}
S.E. ESTANCIA DE ANIMAS | Point | 115 kV | [5 empty] | En operación | Zacatecas | Villa González Ortega | CONACYT 2024 (oficial) | {"type":"Feature","properties":{},"geometry":{"type":"Point","coordinates":[-102.01624,22.49921]}}
S.E. CANATLAN AMPL | Point | 115 kV | [5 empty] | En operación | Durango | Canatlán | CONACYT 2024 (oficial) | {"type":"Feature","properties":{},"geometry":{"type":"Point","coordinates":[-104.73252,24.5144]}}
S.E. LOS HERNÁNDEZ | Point | 115 kV | [5 empty] | En operación | San Luis Potosí | Villa de Ramos | CONACYT 2024 (oficial) | {"type":"Feature","properties":{},"geometry":{"type":"Point","coordinates":[-102.05006,23.04273]}}
S.E. EL PARDILLO | Point | 115 kV | [5 empty] | En operación | Zacatecas | Fresnillo | CONACYT 2024 (oficial) | {"type":"Feature","properties":{},"geometry":{"type":"Point","coordinates":[-102.69335,23.14346]}}
S.E. LUIS MOYA | Point | 115 kV | [5 empty] | En operación | Zacatecas | Luis Moya | CONACYT 2024 (oficial) | {"type":"Feature","properties":{},"geometry":{"type":"Point","coordinates":[-102.24289,22.40654]}}
S.E. RIO GRANDE II | Point | 115 kV | [5 empty] | En operación | Zacatecas | Río Grande | CONACYT 2024 (oficial) | {"type":"Feature","properties":{},"geometry":{"type":"Point","coordinates":[-103.04271,23.81921]}}
S.E. GOMEZ PORTUGAL | Point | 115 kV | [5 empty] | En operación | Aguascalientes | Jesús María | CONACYT 2024 (oficial) | {"type":"Feature","properties":{},"geometry":{"type":"Point","coordinates":[-102.28768,22.01231]}}
S.E. SAN FRANCISCO DE LOS ROMOS | Point | 115 kV | [5 empty] | En operación | Aguascalientes | San Francisco de los Romo | CONACYT 2024 (oficial) | {"type":"Feature","properties":{},"geometry":{"type":"Point","coordinates":[-102.28045,22.03617]}}
S.E. TLALTENANGO | Point | 115 kV | [5 empty] | En operación | Zacatecas | Tlaltenango de Sánchez Román | CONACYT 2024 (oficial) | {"type":"Feature","properties":{},"geometry":{"type":"Point","coordinates":[-103.3079,21.77408]}}
S.E. CHAPALA | Point | 115 kV | [5 empty] | En operación | Jalisco | Chapala | CONACYT 2024 (oficial) | {"type":"Feature","properties":{},"geometry":{"type":"Point","coordinates":[-103.20061,20.31304]}}
S.E. FRESNO | Point | 115 kV | [5 empty] | En operación | Jalisco | Guadalajara | CONACYT 2024 (oficial) | {"type":"Feature","properties":{},"geometry":{"type":"Point","coordinates":[-103.37279,20.65289]}}
S.E. JOCOTEPEC | Point | 115 kV | [5 empty] | En operación | Jalisco | Jocotepec | CONACYT 2024 (oficial) | {"type":"Feature","properties":{},"geometry":{"type":"Point","coordinates":[-103.44745,20.27778]}}
S.E. MOJONERA | Point | 115 kV | [5 empty] | En operación | Jalisco | Zapopan | CONACYT 2024 (oficial) | {"type":"Feature","properties":{},"geometry":{"type":"Point","coordinates":[-103.45446,20.71898]}}
S.E. PARQUE INDUSTRIAL | Point | 115 kV | [5 empty] | En operación | Jalisco | El Salto | CONACYT 2024 (oficial) | {"type":"Feature","properties":{},"geometry":{"type":"Point","coordinates":[-103.3123,20.56991]}}
S.E. EL PINAR | Point | 115 kV | [5 empty] | En operación | Jalisco | Zapopan | CONACYT 2024 (oficial) | {"type":"Feature","properties":{},"geometry":{"type":"Point","coordinates":[-103.4976,20.72599]}}
S.E. TALA | Point | 115 kV | [5 empty] | En operación | Jalisco | Tala | CONACYT 2024 (oficial) | {"type":"Feature","properties":{},"geometry":{"type":"Point","coordinates":[-103.71217,20.67032]}}
S.E. TUZANIA | Point | 115 kV | [5 empty] | En operación | Jalisco | Zapopan | CONACYT 2024 (oficial) | {"type":"Feature","properties":{},"geometry":{"type":"Point","coordinates":[-103.45924,20.77577]}}
S.E. LA VENTA | Point | 115 kV | [5 empty] | En operación | Jalisco | Zapopan | CONACYT 2024 (oficial) | {"type":"Feature","properties":{},"geometry":{"type":"Point","coordinates":[-103.5694,20.72901]}}
S.E. ALZADA | Point | 115 kV | [5 empty] | En operación | Colima | Cuauhtémoc | CONACYT 2024 (oficial) | {"type":"Feature","properties":{},"geometry":{"type":"Point","coordinates":[-103.53661,19.2446]}}
S.E. ESTRELLA | Point | 115 kV | [5 empty] | En operación | Jalisco | Pihuamo | CONACYT 2024 (oficial) | {"type":"Feature","properties":{},"geometry":{"type":"Point","coordinates":[-103.4502,19.21263]}}
S.E. SAN AGUSTÍN | Point | 115 kV | [5 empty] | En operación | Jalisco | Tlajomulco de Zúñiga | CONACYT 2024 (oficial) | {"type":"Feature","properties":{},"geometry":{"type":"Point","coordinates":[-103.46463,20.55913]}}
S.E. BUGAMBILIAS | Point | 115 kV | [5 empty] | En operación | Jalisco | Tlajomulco de Zúñiga | CONACYT 2024 (oficial) | {"type":"Feature","properties":{},"geometry":{"type":"Point","coordinates":[-103.44235,20.57569]}}
S.E. CASTILLO | Point | 115 kV | [5 empty] | En operación | Jalisco | Tlajomulco de Zúñiga | CONACYT 2024 (oficial) | {"type":"Feature","properties":{},"geometry":{"type":"Point","coordinates":[-103.24682,20.49546]}}
S.E. SIAPA | Point | 115 kV | [5 empty] | En operación | Jalisco | San Pedro Tlaquepaque | CONACYT 2024 (oficial) | {"type":"Feature","properties":{},"geometry":{"type":"Point","coordinates":[-103.33699,20.58142]}}
S.E. EL SALTO | Point | 115 kV | [5 empty] | En operación | Jalisco | El Salto | CONACYT 2024 (oficial) | {"type":"Feature","properties":{},"geometry":{"type":"Point","coordinates":[-103.25285,20.53002]}}
S.E. SANTA CRUZ | Point | 115 kV | [5 empty] | En operación | Jalisco | Tlajomulco de Zúñiga | CONACYT 2024 (oficial) | {"type":"Feature","properties":{},"geometry":{"type":"Point","coordinates":[-103.48201,20.49102]}}
S.E. ZALATITÁN | Point | 115 kV | [5 empty] | En operación | Jalisco | Tonalá | CONACYT 2024 (oficial) | {"type":"Feature","properties":{},"geometry":{"type":"Point","coordinates":[-103.26364,20.65685]}}
S.E. ACUEDUCTO | Point | 115 kV | [5 empty] | En operación | Jalisco | Zapopan | CONACYT 2024 (oficial) | {"type":"Feature","properties":{},"geometry":{"type":"Point","coordinates":[-103.41149,20.72395]}}
S.E. EXPERIENCIA | Point | 115 kV | [5 empty] | En operación | Jalisco | Guadalajara | CONACYT 2024 (oficial) | {"type":"Feature","properties":{},"geometry":{"type":"Point","coordinates":[-103.33487,20.71144]}}
S.E. NUEVA HUENTITAN | Point | 115 kV | [5 empty] | En operación | Jalisco | Guadalajara | CONACYT 2024 (oficial) | {"type":"Feature","properties":{},"geometry":{"type":"Point","coordinates":[-103.29239,20.72603]}}
S.E. EL SOL | Point | 115 kV | [5 empty] | En operación | Jalisco | Zapopan | CONACYT 2024 (oficial) | {"type":"Feature","properties":{},"geometry":{"type":"Point","coordinates":[-103.42974,20.64125]}}
S.E. VIEJA HUETITAN | Point | 115 kV | [5 empty] | En operación | Jalisco | Guadalajara | CONACYT 2024 (oficial) | {"type":"Feature","properties":{},"geometry":{"type":"Point","coordinates":[-103.2919,20.72593]}}
S.E. TÉRMICA ZAPOPAN | Point | 115 kV | [5 empty] | En operación | Jalisco | Zapopan | CONACYT 2024 (oficial) | {"type":"Feature","properties":{},"geometry":{"type":"Point","coordinates":[-103.41463,20.67945]}}
S.E. ZOQUIPAN | Point | 115 kV | [5 empty] | En operación | Jalisco | Zapopan | CONACYT 2024 (oficial) | {"type":"Feature","properties":{},"geometry":{"type":"Point","coordinates":[-103.3787,20.72497]}}
S.E. CATARINA | Point | 115 kV | [5 empty] | En operación | Jalisco | Zacoalco de Torres | CONACYT 2024 (oficial) | {"type":"Feature","properties":{},"geometry":{"type":"Point","coordinates":[-103.59468,20.30932]}}
S.E. COCULA | Point | 115 kV | [5 empty] | En operación | Jalisco | Cocula | CONACYT 2024 (oficial) | {"type":"Feature","properties":{},"geometry":{"type":"Point","coordinates":[-103.8516,20.38233]}}
S.E. PENAL | Point | 115 kV | [5 empty] | En operación | Jalisco | Guadalajara | CONACYT 2024 (oficial) | {"type":"Feature","properties":{},"geometry":{"type":"Point","coordinates":[-103.3115,20.67129]}}
S.E. SAN GASPAR | Point | 115 kV | [5 empty] | En operación | Jalisco | Tonalá | CONACYT 2024 (oficial) | {"type":"Feature","properties":{},"geometry":{"type":"Point","coordinates":[-103.23647,20.64489]}}
S.E. TECOLAPA | Point | 115 kV | [5 empty] | En operación | Colima | Tecomán | CONACYT 2024 (oficial) | {"type":"Feature","properties":{},"geometry":{"type":"Point","coordinates":[-103.83288,19.00627]}}
S.E. LOS ASMOLES | Point | 115 kV | [5 empty] | En operación | Colima | Colima | CONACYT 2024 (oficial) | {"type":"Feature","properties":{},"geometry":{"type":"Point","coordinates":[-103.7773,19.10696]}}
S.E. MINATITLÁN | Point | 115 kV | [5 empty] | En operación | Colima | Minatitlán | CONACYT 2024 (oficial) | {"type":"Feature","properties":{},"geometry":{"type":"Point","coordinates":[-104.09552,19.36408]}}
S.E. MIRAMAR | Point | 115 kV | [5 empty] | En operación | Colima | Manzanillo | CONACYT 2024 (oficial) | {"type":"Feature","properties":{},"geometry":{"type":"Point","coordinates":[-104.38649,19.12502]}}
S.E. TECOMÁN | Point | 115 kV | [5 empty] | En operación | Colima | Tecomán | CONACYT 2024 (oficial) | {"type":"Feature","properties":{},"geometry":{"type":"Point","coordinates":[-103.90074,18.94356]}}
S.E. ARMERÍA | Point | 115 kV | [5 empty] | En operación | Colima | Armería | CONACYT 2024 (oficial) | {"type":"Feature","properties":{},"geometry":{"type":"Point","coordinates":[-103.99822,18.93385]}}
S.E. COLOMO DIST. | Point | 115 kV | [5 empty] | En operación | Colima | Manzanillo | CONACYT 2024 (oficial) | {"type":"Feature","properties":{},"geometry":{"type":"Point","coordinates":[-104.27455,19.05019]}}
S.E. CHAMELA | Point | 115 kV | [5 empty] | En operación | Jalisco | La Huerta | CONACYT 2024 (oficial) | {"type":"Feature","properties":{},"geometry":{"type":"Point","coordinates":[-105.08529,19.57045]}}
S.E. LA HUERTA | Point | 115 kV | [5 empty] | En operación | Jalisco | La Huerta | CONACYT 2024 (oficial) | {"type":"Feature","properties":{},"geometry":{"type":"Point","coordinates":[-104.6281,19.48869]}}
S.E. MELAQUE DIST. | Point | 115 kV | [5 empty] | En operación | Jalisco | Cihuatlán | CONACYT 2024 (oficial) | {"type":"Feature","properties":{},"geometry":{"type":"Point","coordinates":[-104.71349,19.26068]}}
S.E. AUTLÁN | Point | 115 kV | [5 empty] | En operación | Jalisco | Autlán de Navarro | CONACYT 2024 (oficial) | {"type":"Feature","properties":{},"geometry":{"type":"Point","coordinates":[-104.3596,19.7428]}}
S.E. BELISARIO DOMINGUEZ | Point | 115 kV | [5 empty] | En operación | Chiapas | Tapachula | CONACYT 2024 (oficial) | {"type":"Feature","properties":{},"geometry":{"type":"Point","coordinates":[-92.32933,14.90743]}}
S.E. PUERTO MADERO | Point | 115 kV | [5 empty] | En operación | Chiapas | Tapachula | CONACYT 2024 (oficial) | {"type":"Feature","properties":{},"geometry":{"type":"Point","coordinates":[-92.39806,14.73358]}}
S.E. CD. HIDALGO | Point | 115 kV | [5 empty] | En operación | Chiapas | Suchiate | CONACYT 2024 (oficial) | {"type":"Feature","properties":{},"geometry":{"type":"Point","coordinates":[-92.19032,14.63083]}}
S.E. PIJIJIAPAN | Point | 115 kV | [5 empty] | En operación | Chiapas | Pijijiapan | CONACYT 2024 (oficial) | {"type":"Feature","properties":{},"geometry":{"type":"Point","coordinates":[-93.17753,15.67165]}}
S.E. GRIJALVA | Point | 115 kV | [5 empty] | En operación | Chiapas | Chiapa de Corzo | CONACYT 2024 (oficial) | {"type":"Feature","properties":{},"geometry":{"type":"Point","coordinates":[-93.01959,16.68097]}}
S.E. CHICBUL | Point | 115 kV | [5 empty] | En operación | Campeche | Carmen | CONACYT 2024 (oficial) | {"type":"Feature","properties":{},"geometry":{"type":"Point","coordinates":[-90.95577,18.74819]}}
S.E. FLORES MAGON | Point | 115 kV | [5 empty] | En operación | Chiapas | Venustiano Carranza | CONACYT 2024 (oficial) | {"type":"Feature","properties":{},"geometry":{"type":"Point","coordinates":[-92.56831,16.31685]}}
S.E. SCHPOINA | Point | 115 kV | [5 empty] | En operación | Chiapas | Venustiano Carranza | CONACYT 2024 (oficial) | {"type":"Feature","properties":{},"geometry":{"type":"Point","coordinates":[-92.42793,16.31412]}}
S.E. COMITAN | Point | 115 kV | [5 empty] | En operación | Chiapas | Comitán de Domínguez | CONACYT 2024 (oficial) | {"type":"Feature","properties":{},"geometry":{"type":"Point","coordinates":[-92.13192,16.20527]}}
S.E. BOCHIL | Point | 115 kV | [5 empty] | En operación | Chiapas | Bochil | CONACYT 2024 (oficial) | {"type":"Feature","properties":{},"geometry":{"type":"Point","coordinates":[-92.91099,16.99709]}}
S.E. SAN CRISTOBAL ORIENTE | Point | 115 kV | [5 empty] | En operación | Chiapas | San Cristóbal de las Casas | CONACYT 2024 (oficial) | {"type":"Feature","properties":{},"geometry":{"type":"Point","coordinates":[-92.6006,16.73764]}}
S.E. TONALA | Point | 115 kV | [5 empty] | En operación | Chiapas | Tonalá | CONACYT 2024 (oficial) | {"type":"Feature","properties":{},"geometry":{"type":"Point","coordinates":[-93.72821,16.05288]}}
S.E. LIBERACION MEXICANA | Point | 115 kV | [5 empty] | En operación | Chiapas | Jiquipilas | CONACYT 2024 (oficial) | {"type":"Feature","properties":{},"geometry":{"type":"Point","coordinates":[-93.82734,16.42866]}}
S.E. LAS GARZA | Point | 115 kV | [5 empty] | En operación | Chiapas | Villaflores | CONACYT 2024 (oficial) | {"type":"Feature","properties":{},"geometry":{"type":"Point","coordinates":[-93.32881,16.32371]}}
S.E. INDEPENDENCIA | Point | 115 kV | [5 empty] | En operación | Chiapas | La Concordia | CONACYT 2024 (oficial) | {"type":"Feature","properties":{},"geometry":{"type":"Point","coordinates":[-92.82756,16.07383]}}
S.E ACACOYAGUA | Point | 115 kV | [5 empty] | En operación | Chiapas | Acacoyagua | CONACYT 2024 (oficial) | {"type":"Feature","properties":{},"geometry":{"type":"Point","coordinates":[-92.68006,15.34464]}}
S.E. MOTOZINTLOA | Point | 115 kV | [5 empty] | En operación | Chiapas | Motozintla | CONACYT 2024 (oficial) | {"type":"Feature","properties":{},"geometry":{"type":"Point","coordinates":[-92.23689,15.36941]}}
S.E. TAPACHULA I | Point | 115 kV | [5 empty] | En operación | Chiapas | Tapachula | CONACYT 2024 (oficial) | {"type":"Feature","properties":{},"geometry":{"type":"Point","coordinates":[-92.25859,14.92277]}}
S.E. TAPACHULA ORIENTE | Point | 115 kV | [5 empty] | En operación | Chiapas | Tuxtla Chico | CONACYT 2024 (oficial) | {"type":"Feature","properties":{},"geometry":{"type":"Point","coordinates":[-92.21876,14.89951]}}
S.E. HUIXTLA | Point | 115 kV | [5 empty] | En operación | Chiapas | Huixtla | CONACYT 2024 (oficial) | {"type":"Feature","properties":{},"geometry":{"type":"Point","coordinates":[-92.45215,15.14666]}}
SE. JUY JUY | Point | 115 kV | [5 empty] | En operación | Chiapas | Chicoasén | CONACYT 2024 (oficial) | {"type":"Feature","properties":{},"geometry":{"type":"Point","coordinates":[-93.10725,16.94112]}}
S.E. ZAPATA II | Point | 115 kV | [5 empty] | En operación | Chiapas | Palenque | CONACYT 2024 (oficial) | {"type":"Feature","properties":{},"geometry":{"type":"Point","coordinates":[-91.87028,17.76022]}}
S.E. SALOYA | Point | 115 kV | [5 empty] | En operación | Tabasco | Nacajuca | CONACYT 2024 (oficial) | {"type":"Feature","properties":{},"geometry":{"type":"Point","coordinates":[-92.96429,18.01094]}}
S.E. TULIPAN | Point | 115 kV | [5 empty] | En operación | Tabasco | Cunduacán | CONACYT 2024 (oficial) | {"type":"Feature","properties":{},"geometry":{"type":"Point","coordinates":[-93.31072,18.11804]}}
S.E. LA CURVA | Point | 115 kV | [5 empty] | En operación | Tabasco | Macuspana | CONACYT 2024 (oficial) | {"type":"Feature","properties":{},"geometry":{"type":"Point","coordinates":[-92.49309,17.86784]}}
S.E. HECELCHACAN | Point | 115 kV | [5 empty] | En operación | Campeche | Hecelchakán | CONACYT 2024 (oficial) | {"type":"Feature","properties":{},"geometry":{"type":"Point","coordinates":[-90.11848,20.18812]}}
S.E. OCOSINGO | Point | 115 kV | [5 empty] | En operación | Chiapas | Ocosingo | CONACYT 2024 (oficial) | {"type":"Feature","properties":{},"geometry":{"type":"Point","coordinates":[-92.10005,16.89483]}}
S.E. JOSE CECILIO DEL VALLE | Point | 115 kV | [5 empty] | En operación | Chiapas | Tapachula | CONACYT 2024 (oficial) | {"type":"Feature","properties":{},"geometry":{"type":"Point","coordinates":[-92.22662,15.02406]}}
S.E. LAGUNA DE TERMINOS | Point | 115 kV | [5 empty] | En operación | Campeche | Carmen | CONACYT 2024 (oficial) | {"type":"Feature","properties":{},"geometry":{"type":"Point","coordinates":[-91.81668,18.64858]}}
S.E. TACOTALPA | Point | 115 kV | [5 empty] | En operación | Tabasco | Tacotalpa | CONACYT 2024 (oficial) | {"type":"Feature","properties":{},"geometry":{"type":"Point","coordinates":[-92.84314,17.57418]}}
S.E. CHOLUL | Point | 115 kV | [5 empty] | En operación | Yucatán | Mérida | CONACYT 2024 (oficial) | {"type":"Feature","properties":{},"geometry":{"type":"Point","coordinates":[-89.5606,21.02275]}}
S.E. MERIDA ORIENTE | Point | 115 kV | [5 empty] | En operación | Yucatán | Kanasín | CONACYT 2024 (oficial) | {"type":"Feature","properties":{},"geometry":{"type":"Point","coordinates":[-89.5646,20.94681]}}
S.E. METROPOLITANA | Point | 115 kV | [5 empty] | En operación | Yucatán | Mérida | CONACYT 2024 (oficial) | {"type":"Feature","properties":{},"geometry":{"type":"Point","coordinates":[-89.65748,20.89702]}}
S.E. PLAYA DEL CARMEN | Point | 115 kV | [5 empty] | En operación | Quintana Roo | Solidaridad | CONACYT 2024 (oficial) | {"type":"Feature","properties":{},"geometry":{"type":"Point","coordinates":[-87.08304,20.63062]}}
S.E. NORTE | Point | 115 kV | [5 empty] | En operación | Yucatán | Mérida | CONACYT 2024 (oficial) | {"type":"Feature","properties":{},"geometry":{"type":"Point","coordinates":[-89.62797,21.05019]}}
S.E. CAUCEL POTENCIA | Point | 115 kV | [5 empty] | En operación | Yucatán | Mérida | CONACYT 2024 (oficial) | {"type":"Feature","properties":{},"geometry":{"type":"Point","coordinates":[-89.69616,20.99301]}}
S.E. UMAN | Point | 115 kV | [5 empty] | En operación | Yucatán | Umán | CONACYT 2024 (oficial) | {"type":"Feature","properties":{},"geometry":{"type":"Point","coordinates":[-89.7451,20.85489]}}
S.E. SUR | Point | 115 kV | [5 empty] | En operación | Yucatán | Mérida | CONACYT 2024 (oficial) | {"type":"Feature","properties":{},"geometry":{"type":"Point","coordinates":[-89.62177,20.91138]}}
S.E. MERIDA II | Point | 115 kV | [5 empty] | En operación | Yucatán | Mérida | CONACYT 2024 (oficial) | {"type":"Feature","properties":{},"geometry":{"type":"Point","coordinates":[-89.68815,20.92813]}}
S.E. CHUBURNA | Point | 115 kV | [5 empty] | En operación | Yucatán | Mérida | CONACYT 2024 (oficial) | {"type":"Feature","properties":{},"geometry":{"type":"Point","coordinates":[-89.6495,21.02245]}}
S.E. PONIENTE | Point | 115 kV | [5 empty] | En operación | Yucatán | Mérida | CONACYT 2024 (oficial) | {"type":"Feature","properties":{},"geometry":{"type":"Point","coordinates":[-89.66977,20.9941]}}
S.E. BONAMPAK | Point | 115 kV | [5 empty] | En operación | Quintana Roo | Benito Juárez | CONACYT 2024 (oficial) | {"type":"Feature","properties":{},"geometry":{"type":"Point","coordinates":[-86.81976,21.15824]}}
S.E. PUERTO JUAREZ | Point | 115 kV | [5 empty] | En operación | Quintana Roo | Benito Juárez | CONACYT 2024 (oficial) | {"type":"Feature","properties":{},"geometry":{"type":"Point","coordinates":[-86.84663,21.17443]}}
S.E. TICUL II | Point | 115 kV | [5 empty] | En operación | Yucatán | Sacalum | CONACYT 2024 (oficial) | {"type":"Feature","properties":{},"geometry":{"type":"Point","coordinates":[-89.56941,20.4068]}}
S.E. KANASIN POTENCIA | Point | 115 kV | [5 empty] | En operación | Yucatán | Kanasín | CONACYT 2024 (oficial) | {"type":"Feature","properties":{},"geometry":{"type":"Point","coordinates":[-89.52976,20.91063]}}
S.E. MAXCANU | Point | 115 kV | [5 empty] | En operación | Yucatán | Maxcanú | CONACYT 2024 (oficial) | {"type":"Feature","properties":{},"geometry":{"type":"Point","coordinates":[-89.98359,20.5961]}}
S.E. NICHUPTE | Point | 115 kV | [5 empty] | En operación | Quintana Roo | Benito Juárez | CONACYT 2024 (oficial) | {"type":"Feature","properties":{},"geometry":{"type":"Point","coordinates":[-86.78876,21.14321]}}
S.E. SIYUSA | Point | 115 kV | [5 empty] | En operación | Yucatán | Mérida | CONACYT 2024 (oficial) | {"type":"Feature","properties":{},"geometry":{"type":"Point","coordinates":[-89.63149,21.04639]}}
S.E. SAN IGNACIO | Point | 115 kV | [5 empty] | En operación | Yucatán | Progreso | CONACYT 2024 (oficial) | {"type":"Feature","properties":{},"geometry":{"type":"Point","coordinates":[-89.65539,21.2185]}}
S.E. PUERTO PROGRESO | Point | 115 kV | [5 empty] | En operación | Yucatán | Progreso | CONACYT 2024 (oficial) | {"type":"Feature","properties":{},"geometry":{"type":"Point","coordinates":[-89.65954,21.27747]}}
S.E. NACHICOCOM | Point | 115 kV | [5 empty] | En operación | Yucatán | Mérida | CONACYT 2024 (oficial) | {"type":"Feature","properties":{},"geometry":{"type":"Point","coordinates":[-89.59414,20.98225]}}
S.E. ALOM | Point | 115 kV | [5 empty] | En operación | Yucatán | Mérida | CONACYT 2024 (oficial) | {"type":"Feature","properties":{},"geometry":{"type":"Point","coordinates":[-89.66823,20.97007]}}
S.E. ITZAES | Point | 115 kV | [5 empty] | En operación | Yucatán | Mérida | CONACYT 2024 (oficial) | {"type":"Feature","properties":{},"geometry":{"type":"Point","coordinates":[-89.64793,20.95659]}}
S.E. TICUL | Point | 115 kV | [5 empty] | En operación | Yucatán | Ticul | CONACYT 2024 (oficial) | {"type":"Feature","properties":{},"geometry":{"type":"Point","coordinates":[-89.55506,20.39706]}}
S.E. TEKAX II | Point | 115 kV | [5 empty] | En operación | Yucatán | Tekax | CONACYT 2024 (oficial) | {"type":"Feature","properties":{},"geometry":{"type":"Point","coordinates":[-89.30865,20.22268]}}
S.E. KAMBUL | Point | 115 kV | [5 empty] | En operación | Yucatán | Peto | CONACYT 2024 (oficial) | {"type":"Feature","properties":{},"geometry":{"type":"Point","coordinates":[-88.8454,19.92264]}}
S.E. POLYUC | Point | 115 kV | [5 empty] | En operación | Quintana Roo | Felipe Carrillo Puerto | CONACYT 2024 (oficial) | {"type":"Feature","properties":{},"geometry":{"type":"Point","coordinates":[-88.57152,19.61105]}}
S.E. LAZARO CARDENAS | Point | 115 kV | [5 empty] | En operación | Quintana Roo | Bacalar | CONACYT 2024 (oficial) | {"type":"Feature","properties":{},"geometry":{"type":"Point","coordinates":[-88.19329,18.95431]}}
S.E. MAHAHUAL | Point | 115 kV | [5 empty] | En operación | Quintana Roo | Othón P. Blanco | CONACYT 2024 (oficial) | {"type":"Feature","properties":{},"geometry":{"type":"Point","coordinates":[-87.71773,18.75182]}}
S.E. XUL-HA | Point | 115 kV | [5 empty] | En operación | Quintana Roo | Othón P. Blanco | CONACYT 2024 (oficial) | {"type":"Feature","properties":{},"geometry":{"type":"Point","coordinates":[-88.46573,18.54539]}}
S.E. INSURGENTES | Point | 115 kV | [5 empty] | En operación | Quintana Roo | Othón P. Blanco | CONACYT 2024 (oficial) | {"type":"Feature","properties":{},"geometry":{"type":"Point","coordinates":[-88.33116,18.51874]}}
S.E. CHETUMAL NORTE | Point | 115 kV | [5 empty] | En operación | Quintana Roo | Othón P. Blanco | CONACYT 2024 (oficial) | {"type":"Feature","properties":{},"geometry":{"type":"Point","coordinates":[-88.29725,18.53267]}}
S.E. IZAMAL | Point | 115 kV | [5 empty] | En operación | Yucatán | Izamal | CONACYT 2024 (oficial) | {"type":"Feature","properties":{},"geometry":{"type":"Point","coordinates":[-89.01199,20.91915]}}
S.E. SUCILA | Point | 115 kV | [5 empty] | En operación | Yucatán | Sucilá | CONACYT 2024 (oficial) | {"type":"Feature","properties":{},"geometry":{"type":"Point","coordinates":[-88.35006,21.15754]}}
S.E. TIZIMIN | Point | 115 kV | [5 empty] | En operación | Yucatán | Tizimín | CONACYT 2024 (oficial) | {"type":"Feature","properties":{},"geometry":{"type":"Point","coordinates":[-88.15584,21.12441]}}
S.E. VALLADOLID | Point | 115 kV | [5 empty] | En operación | Yucatán | Valladolid | CONACYT 2024 (oficial) | {"type":"Feature","properties":{},"geometry":{"type":"Point","coordinates":[-88.26652,20.69782]}}
S.E. TULUM | Point | 115 kV | [5 empty] | En operación | Quintana Roo | Tulum | CONACYT 2024 (oficial) | {"type":"Feature","properties":{},"geometry":{"type":"Point","coordinates":[-87.47135,20.25914]}}
S.E. COZUMEL | Point | 115 kV | [5 empty] | En operación | Quintana Roo | Cozumel | CONACYT 2024 (oficial) | {"type":"Feature","properties":{},"geometry":{"type":"Point","coordinates":[-86.9558,20.50394]}}
S.E. CHANCANAB II | Point | 115 kV | [5 empty] | En operación | Quintana Roo | Cozumel | CONACYT 2024 (oficial) | {"type":"Feature","properties":{},"geometry":{"type":"Point","coordinates":[-86.96082,20.49025]}}
S.E. CHANCANAB I | Point | 115 kV | [5 empty] | En operación | Quintana Roo | Cozumel | CONACYT 2024 (oficial) | {"type":"Feature","properties":{},"geometry":{"type":"Point","coordinates":[-86.9574,20.47533]}}
S.E. PUERTO MORELOS | Point | 115 kV | [5 empty] | En operación | Quintana Roo | Puerto Morelos | CONACYT 2024 (oficial) | {"type":"Feature","properties":{},"geometry":{"type":"Point","coordinates":[-86.90433,20.84931]}}
S.E. CANCUN | Point | 115 kV | [5 empty] | En operación | Quintana Roo | Benito Juárez | CONACYT 2024 (oficial) | {"type":"Feature","properties":{},"geometry":{"type":"Point","coordinates":[-86.83121,21.13295]}}
S.E. BONFIL | Point | 115 kV | [5 empty] | En operación | Quintana Roo | Benito Juárez | CONACYT 2024 (oficial) | {"type":"Feature","properties":{},"geometry":{"type":"Point","coordinates":[-86.86408,21.09975]}}
S.E. NIZUC | Point | 115 kV | [5 empty] | En operación | Quintana Roo | Benito Juárez | CONACYT 2024 (oficial) | {"type":"Feature","properties":{},"geometry":{"type":"Point","coordinates":[-86.84706,21.06748]}}
S.E. NICTE-HA | Point | 115 kV | [5 empty] | En operación | Quintana Roo | Benito Juárez | CONACYT 2024 (oficial) | {"type":"Feature","properties":{},"geometry":{"type":"Point","coordinates":[-86.82226,21.02687]}}
S.E. CHAAC | Point | 115 kV | [5 empty] | En operación | Quintana Roo | Benito Juárez | CONACYT 2024 (oficial) | {"type":"Feature","properties":{},"geometry":{"type":"Point","coordinates":[-86.78291,21.05666]}}
S.E. HUNAB-KU | Point | 115 kV | [5 empty] | En operación | Quintana Roo | Benito Juárez | CONACYT 2024 (oficial) | {"type":"Feature","properties":{},"geometry":{"type":"Point","coordinates":[-86.77197,21.08823]}}
S.E. KABAH | Point | 115 kV | [5 empty] | En operación | Quintana Roo | Benito Juárez | CONACYT 2024 (oficial) | {"type":"Feature","properties":{},"geometry":{"type":"Point","coordinates":[-86.76412,21.1048]}}
S.E. KUKULCAN | Point | 115 kV | [5 empty] | En operación | Quintana Roo | Benito Juárez | CONACYT 2024 (oficial) | {"type":"Feature","properties":{},"geometry":{"type":"Point","coordinates":[-86.83962,21.15228]}}
S.E. CANEK | Point | 115 kV | [5 empty] | En operación | Quintana Roo | Benito Juárez | CONACYT 2024 (oficial) | {"type":"Feature","properties":{},"geometry":{"type":"Point","coordinates":[-86.87061,21.14312]}}
S.E. BALAM | Point | 115 kV | [5 empty] | En operación | Quintana Roo | Benito Juárez | CONACYT 2024 (oficial) | {"type":"Feature","properties":{},"geometry":{"type":"Point","coordinates":[-86.84992,21.18692]}}
S.E. YAXCHE | Point | 115 kV | [5 empty] | En operación | Quintana Roo | Benito Juárez | CONACYT 2024 (oficial) | {"type":"Feature","properties":{},"geometry":{"type":"Point","coordinates":[-86.90318,21.16]}}
S.E. HIDROGENADORA | Point | 115 kV | [5 empty] | En operación | Yucatán | Mérida | CONACYT 2024 (oficial) | {"type":"Feature","properties":{},"geometry":{"type":"Point","coordinates":[-89.68237,20.93407]}}
S.E. CENTRO | Point | 115 kV | [5 empty] | En operación | Yucatán | Mérida | CONACYT 2024 (oficial) | {"type":"Feature","properties":{},"geometry":{"type":"Point","coordinates":[-89.61518,20.96699]}}
S.E. CEMENTOS MAYA | Point | 115 kV | [5 empty] | En operación | Yucatán | Mérida | CONACYT 2024 (oficial) | {"type":"Feature","properties":{},"geometry":{"type":"Point","coordinates":[-89.66297,20.9463]}}
S.E. LA CUEVA | Point | 115 kV | [5 empty] | En operación | Jalisco | San Juan de los Lagos | CONACYT 2024 (oficial) | {"type":"Feature","properties":{},"geometry":{"type":"Point","coordinates":[-102.26831,21.32481]}}
S.E. LA MIRA | Point | 115 kV | [5 empty] | En operación | Michoacán de Ocampo | Lázaro Cárdenas | CONACYT 2024 (oficial) | {"type":"Feature","properties":{},"geometry":{"type":"Point","coordinates":[-102.31984,18.037]}}
S.E. ITZICUARO | Point | 115 kV | [5 empty] | En operación | Michoacán de Ocampo | Los Reyes | CONACYT 2024 (oficial) | {"type":"Feature","properties":{},"geometry":{"type":"Point","coordinates":[-102.42988,19.58017]}}
S.E. BALLESTEROS | Point | 115 kV | [5 empty] | En operación | Michoacán de Ocampo | Vista Hermosa | CONACYT 2024 (oficial) | {"type":"Feature","properties":{},"geometry":{"type":"Point","coordinates":[-102.4925,20.22141]}}
S.E. EL PLATANAL | Point | 115 kV | [5 empty] | En operación | Michoacán de Ocampo | Jacona | CONACYT 2024 (oficial) | {"type":"Feature","properties":{},"geometry":{"type":"Point","coordinates":[-102.2546,19.93303]}}
S.E. CELANECE (LOS ALTOS) | Point | 115 kV | [5 empty] | En operación | Jalisco | Poncitlán | CONACYT 2024 (oficial) | {"type":"Feature","properties":{},"geometry":{"type":"Point","coordinates":[-102.79305,20.35018]}}
S.E. CERVECERA | Point | 115 kV | [5 empty] | En operación | Zacatecas | Calera | CONACYT 2024 (oficial) | {"type":"Feature","properties":{},"geometry":{"type":"Point","coordinates":[-102.69769,22.98035]}}
S.E. HONDA | Point | 115 kV | [5 empty] | En operación | Jalisco | El Salto | CONACYT 2024 (oficial) | {"type":"Feature","properties":{},"geometry":{"type":"Point","coordinates":[-103.25217,20.53326]}}
S.E. CYDSA | Point | 115 kV | [5 empty] | En operación | Jalisco | Tlajomulco de Zúñiga | CONACYT 2024 (oficial) | {"type":"Feature","properties":{},"geometry":{"type":"Point","coordinates":[-103.23203,20.47996]}}
S.E. PHILLIPS | Point | 115 kV | [5 empty] | En operación | Jalisco | San Pedro Tlaquepaque | CONACYT 2024 (oficial) | {"type":"Feature","properties":{},"geometry":{"type":"Point","coordinates":[-103.40806,20.60553]}}
S.E. KODAK | Point | 115 kV | [5 empty] | En operación | Jalisco | Zapopan | CONACYT 2024 (oficial) | {"type":"Feature","properties":{},"geometry":{"type":"Point","coordinates":[-103.41739,20.64767]}}
S.E. CEMENTOS GDL | Point | 115 kV | [5 empty] | En operación | Jalisco | San Pedro Tlaquepaque | CONACYT 2024 (oficial) | {"type":"Feature","properties":{},"geometry":{"type":"Point","coordinates":[-103.34344,20.59931]}}
S.E. TECHNICOLOR | Point | 115 kV | [5 empty] | En operación | Jalisco | Zapopan | CONACYT 2024 (oficial) | {"type":"Feature","properties":{},"geometry":{"type":"Point","coordinates":[-103.41593,20.64804]}}
S.E. TRIQUEST | Point | 115 kV | [5 empty] | En operación | Jalisco | Zapopan | CONACYT 2024 (oficial) | {"type":"Feature","properties":{},"geometry":{"type":"Point","coordinates":[-103.37637,20.73414]}}
S.E. SOLECTRÓN | Point | 115 kV | [5 empty] | En operación | Jalisco | Tlajomulco de Zúñiga | CONACYT 2024 (oficial) | {"type":"Feature","properties":{},"geometry":{"type":"Point","coordinates":[-103.44419,20.57838]}}
S.E. IBM | Point | 115 kV | [5 empty] | En operación | Jalisco | El Salto | CONACYT 2024 (oficial) | {"type":"Feature","properties":{},"geometry":{"type":"Point","coordinates":[-103.29002,20.56304]}}
S.E. SCI | Point | 115 kV | [5 empty] | En operación | Jalisco | Tlajomulco de Zúñiga | CONACYT 2024 (oficial) | {"type":"Feature","properties":{},"geometry":{"type":"Point","coordinates":[-103.27402,20.50336]}}
S.E. PENWALT | Point | 115 kV | [5 empty] | En operación | Jalisco | Tlajomulco de Zúñiga | CONACYT 2024 (oficial) | {"type":"Feature","properties":{},"geometry":{"type":"Point","coordinates":[-103.22646,20.48881]}}
S.E. QUAKER GATORADE | Point | 115 kV | [5 empty] | En operación | Jalisco | Ixtlahuacán de los Membrillos | CONACYT 2024 (oficial) | {"type":"Feature","properties":{},"geometry":{"type":"Point","coordinates":[-103.21247,20.43471]}}
S.E. TREN LIGERO | Point | 115 kV | [5 empty] | En operación | Jalisco | Guadalajara | CONACYT 2024 (oficial) | {"type":"Feature","properties":{},"geometry":{"type":"Point","coordinates":[-103.31384,20.66744]}}
S.E. PETROQUIM | Point | 115 kV | [5 empty] | En operación | Jalisco | El Salto | CONACYT 2024 (oficial) | {"type":"Feature","properties":{},"geometry":{"type":"Point","coordinates":[-103.23119,20.49921]}}
S.E. ENVASES MODERNOS | Point | 115 kV | [5 empty] | En operación | Jalisco | El Salto | CONACYT 2024 (oficial) | {"type":"Feature","properties":{},"geometry":{"type":"Point","coordinates":[-103.25881,20.53756]}}
S.E. TOLUQUILLA | Point | 115 kV | [5 empty] | En operación | Jalisco | San Pedro Tlaquepaque | CONACYT 2024 (oficial) | {"type":"Feature","properties":{},"geometry":{"type":"Point","coordinates":[-103.39772,20.59375]}}
S.E. ENVASES INOVATIVOS | Point | 115 kV | [5 empty] | En operación | Jalisco | El Salto | CONACYT 2024 (oficial) | {"type":"Feature","properties":{},"geometry":{"type":"Point","coordinates":[-103.31594,20.56637]}}
S.E. TITÁN | Point | 115 kV | [5 empty] | En operación | Jalisco | San Pedro Tlaquepaque | CONACYT 2024 (oficial) | {"type":"Feature","properties":{},"geometry":{"type":"Point","coordinates":[-103.38884,20.58383]}}
S.E. EUZKADI | Point | 115 kV | [5 empty] | En operación | Jalisco | Tlajomulco de Zúñiga | CONACYT 2024 (oficial) | {"type":"Feature","properties":{},"geometry":{"type":"Point","coordinates":[-103.23553,20.49]}}
S.E. ENVASES UNIVERSALES (JALISCO) | Point | 115 kV | [5 empty] | En operación | Jalisco | Tlajomulco de Zúñiga | CONACYT 2024 (oficial) | {"type":"Feature","properties":{},"geometry":{"type":"Point","coordinates":[-103.23839,20.48959]}}
S.E. SACH (BOGE) | Point | 115 kV | [5 empty] | En operación | Jalisco | Tlajomulco de Zúñiga | CONACYT 2024 (oficial) | {"type":"Feature","properties":{},"geometry":{"type":"Point","coordinates":[-103.23419,20.48162]}}
S.E. MEZQUITÁN (DESMANTELADA) | Point | 115 kV | [5 empty] | En operación | Jalisco | Autlán de Navarro | CONACYT 2024 (oficial) | {"type":"Feature","properties":{},"geometry":{"type":"Point","coordinates":[-104.33471,19.8233]}}
S.E. JAGUAR | Point | 115 kV | [5 empty] | En operación | Jalisco | Zapopan | CONACYT 2024 (oficial) | {"type":"Feature","properties":{},"geometry":{"type":"Point","coordinates":[-103.45571,20.71826]}}
S.E. SIEMMENS | Point | 115 kV | [5 empty] | En operación | Jalisco | Tlajomulco de Zúñiga | CONACYT 2024 (oficial) | {"type":"Feature","properties":{},"geometry":{"type":"Point","coordinates":[-103.44271,20.58207]}}
S.E. DANISCO | Point | 115 kV | [5 empty] | En operación | Colima | Tecomán | CONACYT 2024 (oficial) | {"type":"Feature","properties":{},"geometry":{"type":"Point","coordinates":[-103.88437,18.96862]}}
S.E. NOVACEL | Point | 115 kV | [5 empty] | En operación | Jalisco | San Pedro Tlaquepaque | CONACYT 2024 (oficial) | {"type":"Feature","properties":{},"geometry":{"type":"Point","coordinates":[-103.32495,20.62165]}}
S.E. VITECH | Point | 115 kV | [5 empty] | En operación | Jalisco | San Pedro Tlaquepaque | CONACYT 2024 (oficial) | {"type":"Feature","properties":{},"geometry":{"type":"Point","coordinates":[-103.40782,20.60554]}}
S.E. CERVECERÍA MODELO | Point | 115 kV | [5 empty] | En operación | Jalisco | Guadalajara | CONACYT 2024 (oficial) | {"type":"Feature","properties":{},"geometry":{"type":"Point","coordinates":[-103.37432,20.66274]}}
S.E. MOTOROLA | Point | 115 kV | [5 empty] | En operación | Jalisco | Zapopan | CONACYT 2024 (oficial) | {"type":"Feature","properties":{},"geometry":{"type":"Point","coordinates":[-103.4182,20.64623]}}
S.E. CIBA | Point | 115 kV | [5 empty] | En operación | Jalisco | Chapala | CONACYT 2024 (oficial) | {"type":"Feature","properties":{},"geometry":{"type":"Point","coordinates":[-103.09872,20.39856]}}
S.E. UAG | Point | 115 kV | [5 empty] | En operación | Jalisco | Zapopan | CONACYT 2024 (oficial) | {"type":"Feature","properties":{},"geometry":{"type":"Point","coordinates":[-103.41978,20.68858]}}
S.E. EMMAN | Point | 115 kV | [5 empty] | En operación | Jalisco | Poncitlán | CONACYT 2024 (oficial) | {"type":"Feature","properties":{},"geometry":{"type":"Point","coordinates":[-102.84412,20.36407]}}
S.E. SERVICIOS AGUAMILPA | Point | 115 kV | [5 empty] | En operación | Nayarit | Del Nayar | CONACYT 2024 (oficial) | {"type":"Feature","properties":{},"geometry":{"type":"Point","coordinates":[-104.80385,21.84203]}}
S.E. AGUAMILPA DISTRIBUCIÓN | Point | 115 kV | [5 empty] | En operación | Nayarit | Tepic | CONACYT 2024 (oficial) | {"type":"Feature","properties":{},"geometry":{"type":"Point","coordinates":[-104.81955,21.82365]}}
S.E. TEXAS INSTRUMET | Point | 115 kV | [5 empty] | En operación | Aguascalientes | Aguascalientes | CONACYT 2024 (oficial) | {"type":"Feature","properties":{},"geometry":{"type":"Point","coordinates":[-102.25934,21.86238]}}
S.E. ATP | Point | 115 kV | [5 empty] | En operación | Jalisco | El Salto | CONACYT 2024 (oficial) | {"type":"Feature","properties":{},"geometry":{"type":"Point","coordinates":[-103.24487,20.5186]}}
S.E. LOS ARELLANO | Point | 115 kV | [5 empty] | En operación | Aguascalientes | Aguascalientes | CONACYT 2024 (oficial) | {"type":"Feature","properties":{},"geometry":{"type":"Point","coordinates":[-102.27031,21.79444]}}
S.E. JATCO | Point | 115 kV | [5 empty] | En operación | Aguascalientes | Aguascalientes | CONACYT 2024 (oficial) | {"type":"Feature","properties":{},"geometry":{"type":"Point","coordinates":[-102.27741,21.8008]}}
S.E. NISSAN | Point | 115 kV | [5 empty] | En operación | Aguascalientes | Aguascalientes | CONACYT 2024 (oficial) | {"type":"Feature","properties":{},"geometry":{"type":"Point","coordinates":[-102.27894,21.80967]}}
S.E. MINERA BOLAÑOS | Point | 115 kV | [5 empty] | En operación | Jalisco | Bolaños | CONACYT 2024 (oficial) | {"type":"Feature","properties":{},"geometry":{"type":"Point","coordinates":[-103.77718,21.85232]}}
S.E. PTM | Point | 115 kV | [5 empty] | En operación | Michoacán de Ocampo | Lázaro Cárdenas | CONACYT 2024 (oficial) | {"type":"Feature","properties":{},"geometry":{"type":"Point","coordinates":[-102.17931,17.95246]}}
S.E. PEMEX | Point | 115 kV | [5 empty] | En operación | Michoacán de Ocampo | Lázaro Cárdenas | CONACYT 2024 (oficial) | {"type":"Feature","properties":{},"geometry":{"type":"Point","coordinates":[-102.16173,17.93896]}}
S.E. INPAMEX | Point | 115 kV | [5 empty] | En operación | Michoacán de Ocampo | Uruapan | CONACYT 2024 (oficial) | {"type":"Feature","properties":{},"geometry":{"type":"Point","coordinates":[-102.01977,19.42487]}}
S.E. BOCAS | Point | 115 kV | [5 empty] | En operación | San Luis Potosí | San Luis Potosí | CONACYT 2024 (oficial) | {"type":"Feature","properties":{},"geometry":{"type":"Point","coordinates":[-101.01691,22.53673]}}
S.E. SAN LUIS NORTE | Point | 115 kV | [5 empty] | En operación | San Luis Potosí | San Luis Potosí | CONACYT 2024 (oficial) | {"type":"Feature","properties":{},"geometry":{"type":"Point","coordinates":[-101.00525,22.18926]}}
S.E. SOLEDAD DE GRACIANO SANCHEZ | Point | 115 kV | [5 empty] | En operación | San Luis Potosí | Soledad de Graciano Sánchez | CONACYT 2024 (oficial) | {"type":"Feature","properties":{},"geometry":{"type":"Point","coordinates":[-100.95361,22.19845]}}
S.E. SANTIAGO | Point | 115 kV | [5 empty] | En operación | San Luis Potosí | San Luis Potosí | CONACYT 2024 (oficial) | {"type":"Feature","properties":{},"geometry":{"type":"Point","coordinates":[-100.99024,22.1631]}}
S.E. SAN LUIS EL PROGRESO | Point | 115 kV | [5 empty] | En operación | San Luis Potosí | San Luis Potosí | CONACYT 2024 (oficial) | {"type":"Feature","properties":{},"geometry":{"type":"Point","coordinates":[-100.93081,22.11236]}}
S.E. SAN LUIS PONIENTE | Point | 115 kV | [5 empty] | En operación | San Luis Potosí | San Luis Potosí | CONACYT 2024 (oficial) | {"type":"Feature","properties":{},"geometry":{"type":"Point","coordinates":[-101.02621,22.1376]}}
S.E. TANGAMANGA | Point | 115 kV | [5 empty] | En operación | San Luis Potosí | San Luis Potosí | CONACYT 2024 (oficial) | {"type":"Feature","properties":{},"geometry":{"type":"Point","coordinates":[-100.9905,22.13881]}}
S.E. TRES NACIONES | Point | 115 kV | [5 empty] | En operación | San Luis Potosí | San Luis Potosí | CONACYT 2024 (oficial) | {"type":"Feature","properties":{},"geometry":{"type":"Point","coordinates":[-100.86842,22.04888]}}
S.E. INDUSTRIAS | Point | 115 kV | [5 empty] | En operación | San Luis Potosí | San Luis Potosí | CONACYT 2024 (oficial) | {"type":"Feature","properties":{},"geometry":{"type":"Point","coordinates":[-100.89135,22.0674]}}
S.E. VENTILLA | Point | 115 kV | [5 empty] | En operación | Guanajuato | San Felipe | CONACYT 2024 (oficial) | {"type":"Feature","properties":{},"geometry":{"type":"Point","coordinates":[-100.99212,21.75457]}}
S.E. OJUELOS | Point | 115 kV | [5 empty] | En operación | Jalisco | Ojuelos de Jalisco | CONACYT 2024 (oficial) | {"type":"Feature","properties":{},"geometry":{"type":"Point","coordinates":[-101.58594,21.8734]}}
S.E. PALO ALTO | Point | 115 kV | [5 empty] | En operación | Aguascalientes | El Llano | CONACYT 2024 (oficial) | {"type":"Feature","properties":{},"geometry":{"type":"Point","coordinates":[-101.97575,21.91494]}}
S.E. LA PILA | Point | 115 kV | [5 empty] | En operación | San Luis Potosí | San Luis Potosí | CONACYT 2024 (oficial) | {"type":"Feature","properties":{},"geometry":{"type":"Point","coordinates":[-100.84751,22.03148]}}
S.E. SAN LUIS I | Point | 115 kV | [5 empty] | En operación | San Luis Potosí | San Luis Potosí | CONACYT 2024 (oficial) | {"type":"Feature","properties":{},"geometry":{"type":"Point","coordinates":[-100.90752,22.09473]}}
S.E. ZARAGOZA | Point | 115 kV | [5 empty] | En operación | San Luis Potosí | Zaragoza | CONACYT 2024 (oficial) | {"type":"Feature","properties":{},"geometry":{"type":"Point","coordinates":[-100.67972,22.09288]}}
S.E. EL ARBOLITO | Point | 115 kV | [5 empty] | En operación | San Luis Potosí | Santa María del Río | CONACYT 2024 (oficial) | {"type":"Feature","properties":{},"geometry":{"type":"Point","coordinates":[-100.74606,21.85115]}}
S.E. VILLA DE REYES | Point | 115 kV | [5 empty] | En operación | San Luis Potosí | Villa de Reyes | CONACYT 2024 (oficial) | {"type":"Feature","properties":{},"geometry":{"type":"Point","coordinates":[-100.93172,21.83218]}}
S.E. 1 DE MAYO | Point | 115 kV | [5 empty] | En operación | Zacatecas | Mazapil | CONACYT 2024 (oficial) | {"type":"Feature","properties":{},"geometry":{"type":"Point","coordinates":[-101.73204,23.87909]}}
S.E. SALINAS | Point | 115 kV | [5 empty] | En operación | San Luis Potosí | Salinas | CONACYT 2024 (oficial) | {"type":"Feature","properties":{},"geometry":{"type":"Point","coordinates":[-101.73297,22.61897]}}
S.E. VILLA HIDALGO | Point | 115 kV | [5 empty] | En operación | Zacatecas | Villa Hidalgo | CONACYT 2024 (oficial) | {"type":"Feature","properties":{},"geometry":{"type":"Point","coordinates":[-101.7843,22.38495]}}
S.E. REAL DE ANGELES | Point | 115 kV | [5 empty] | En operación | Zacatecas | Noria de Ángeles | CONACYT 2024 (oficial) | {"type":"Feature","properties":{},"geometry":{"type":"Point","coordinates":[-101.90899,22.41977]}}
S.E. SAN LUIS DE LA PAZ | Point | 115 kV | [5 empty] | En operación | Guanajuato | San Luis de la Paz | CONACYT 2024 (oficial) | {"type":"Feature","properties":{},"geometry":{"type":"Point","coordinates":[-100.63423,21.28281]}}
S.E. GUADALCAZAR | Point | 115 kV | [5 empty] | En operación | San Luis Potosí | Guadalcázar | CONACYT 2024 (oficial) | {"type":"Feature","properties":{},"geometry":{"type":"Point","coordinates":[-100.50662,22.67552]}}
S.E. MINA LA PAZ | Point | 115 kV | [5 empty] | En operación | San Luis Potosí | Villa de la Paz | CONACYT 2024 (oficial) | {"type":"Feature","properties":{},"geometry":{"type":"Point","coordinates":[-100.70955,23.67301]}}
S.E. CHARCAS | Point | 115 kV | [5 empty] | En operación | San Luis Potosí | Charcas | CONACYT 2024 (oficial) | {"type":"Feature","properties":{},"geometry":{"type":"Point","coordinates":[-101.11065,23.12126]}}
S.E. CHARCAS IMMSA | Point | 115 kV | [5 empty] | En operación | San Luis Potosí | Charcas | CONACYT 2024 (oficial) | {"type":"Feature","properties":{},"geometry":{"type":"Point","coordinates":[-101.15835,23.13325]}}
S.E. CHARCAS POTENCIA | Point | 115 kV | [5 empty] | En operación | San Luis Potosí | Charcas | CONACYT 2024 (oficial) | {"type":"Feature","properties":{},"geometry":{"type":"Point","coordinates":[-101.1033,23.09858]}}
S.E. VILLA DE ARISTA | Point | 115 kV | [5 empty] | En operación | San Luis Potosí | Villa de Arista | CONACYT 2024 (oficial) | {"type":"Feature","properties":{},"geometry":{"type":"Point","coordinates":[-100.88063,22.65688]}}
S.E. PEÑASCO | Point | 115 kV | [5 empty] | En operación | San Luis Potosí | San Luis Potosí | CONACYT 2024 (oficial) | {"type":"Feature","properties":{},"geometry":{"type":"Point","coordinates":[-100.95405,22.30183]}}
S.E. MATEHUALA | Point | 115 kV | [5 empty] | En operación | San Luis Potosí | Matehuala | CONACYT 2024 (oficial) | {"type":"Feature","properties":{},"geometry":{"type":"Point","coordinates":[-100.64589,23.66646]}}
S.E. ACEROS MEXINOX | Point | 115 kV | [5 empty] | En operación | San Luis Potosí | San Luis Potosí | CONACYT 2024 (oficial) | {"type":"Feature","properties":{},"geometry":{"type":"Point","coordinates":[-100.89255,22.09267]}}
S.E. ACEROS DE MÉXICO | Point | 115 kV | [5 empty] | En operación | San Luis Potosí | San Luis Potosí | CONACYT 2024 (oficial) | {"type":"Feature","properties":{},"geometry":{"type":"Point","coordinates":[-100.91272,22.10452]}}
S.E. ACEROS SAN LUIS | Point | 115 kV | [5 empty] | En operación | San Luis Potosí | San Luis Potosí | CONACYT 2024 (oficial) | {"type":"Feature","properties":{},"geometry":{"type":"Point","coordinates":[-100.91798,22.10411]}}
S.E. MINERA MÉXICO | Point | 115 kV | [5 empty] | En operación | San Luis Potosí | San Luis Potosí | CONACYT 2024 (oficial) | {"type":"Feature","properties":{},"geometry":{"type":"Point","coordinates":[-101.03601,22.17315]}}
S.E. SAN LUIS ORIENTE | Point | 115 kV | [5 empty] | En operación | San Luis Potosí | San Luis Potosí | CONACYT 2024 (oficial) | {"type":"Feature","properties":{},"geometry":{"type":"Point","coordinates":[-100.95573,22.14275]}}
S.E. INDUSTRIAL VIDRIERA | Point | 115 kV | [5 empty] | En operación | San Luis Potosí | San Luis Potosí | CONACYT 2024 (oficial) | {"type":"Feature","properties":{},"geometry":{"type":"Point","coordinates":[-100.89082,22.06665]}}
S.E. LAS CAÑAS | Point | 115 kV | [5 empty] | En operación | Michoacán de Ocampo | Arteaga | CONACYT 2024 (oficial) | {"type":"Feature","properties":{},"geometry":{"type":"Point","coordinates":[-101.97617,18.54241]}}
S.E. INFIERNILLO PITIRERA | Point | 115 kV | [5 empty] | En operación | Michoacán de Ocampo | Arteaga | CONACYT 2024 (oficial) | {"type":"Feature","properties":{},"geometry":{"type":"Point","coordinates":[-101.90161,18.27882]}}
S.E. DESCANSADERO | Point | 115 kV | [5 empty] | En operación | Michoacán de Ocampo | Arteaga | CONACYT 2024 (oficial) | {"type":"Feature","properties":{},"geometry":{"type":"Point","coordinates":[-101.96579,18.65016]}}
S.E. EL GRULLO | Point | 115 kV | [5 empty] | En operación | Jalisco | El Grullo | CONACYT 2024 (oficial) | {"type":"Feature","properties":{},"geometry":{"type":"Point","coordinates":[-104.2121,19.79172]}}
S.E. TECOMATES | Point | 115 kV | [5 empty] | En operación | Jalisco | Casimiro Castillo | CONACYT 2024 (oficial) | {"type":"Feature","properties":{},"geometry":{"type":"Point","coordinates":[-104.49687,19.55611]}}
S.E. CIHUATLAN | Point | 115 kV | [5 empty] | En operación | Jalisco | Cihuatlán | CONACYT 2024 (oficial) | {"type":"Feature","properties":{},"geometry":{"type":"Point","coordinates":[-104.57258,19.24116]}}
S.E. MORALETE | Point | 115 kV | [5 empty] | En operación | Colima | Colima | CONACYT 2024 (oficial) | {"type":"Feature","properties":{},"geometry":{"type":"Point","coordinates":[-103.71155,19.23231]}}
S.E. SALAHUA | Point | 115 kV | [5 empty] | En operación | Colima | Manzanillo | CONACYT 2024 (oficial) | {"type":"Feature","properties":{},"geometry":{"type":"Point","coordinates":[-104.34174,19.11703]}}
S.E. TAPEIXTLES DIST. | Point | 115 kV | [5 empty] | En operación | Colima | Manzanillo | CONACYT 2024 (oficial) | {"type":"Feature","properties":{},"geometry":{"type":"Point","coordinates":[-104.27351,19.0796]}}
S.E. FLEXTRONICS | Point | 115 kV | [5 empty] | En operación | Jalisco | Zapopan | CONACYT 2024 (oficial) | {"type":"Feature","properties":{},"geometry":{"type":"Point","coordinates":[-103.44818,20.74076]}}
S.E. PRAXAIR | Point | 115 kV | [5 empty] | En operación | Jalisco | Guadalajara | CONACYT 2024 (oficial) | {"type":"Feature","properties":{},"geometry":{"type":"Point","coordinates":[-103.36634,20.64688]}}
S.E. COLIMILLA | Point | 115 kV | [5 empty] | En operación | Jalisco | Tonalá | CONACYT 2024 (oficial) | {"type":"Feature","properties":{},"geometry":{"type":"Point","coordinates":[-103.24466,20.70075]}}
S.E. ALAMEDA | Point | 115 kV | [5 empty] | En operación | Jalisco | Guadalajara | CONACYT 2024 (oficial) | {"type":"Feature","properties":{},"geometry":{"type":"Point","coordinates":[-103.34265,20.67931]}}
S.E. FERTIMEX | Point | 115 kV | [5 empty] | En operación | Jalisco | San Pedro Tlaquepaque | CONACYT 2024 (oficial) | {"type":"Feature","properties":{},"geometry":{"type":"Point","coordinates":[-103.35255,20.57684]}}
S.E. LAS JUNTAS (DESMANTELADA) | Point | 115 kV | [5 empty] | En operación | Jalisco | Guadalajara | CONACYT 2024 (oficial) | {"type":"Feature","properties":{},"geometry":{"type":"Point","coordinates":[-103.28062,20.72203]}}
S.E. MÉXICO | Point | 115 kV | [5 empty] | En operación | Jalisco | Guadalajara | CONACYT 2024 (oficial) | {"type":"Feature","properties":{},"geometry":{"type":"Point","coordinates":[-103.37111,20.6876]}}
S.E. SAN MARTÍN | Point | 115 kV | [5 empty] | En operación | Jalisco | Tonalá | CONACYT 2024 (oficial) | {"type":"Feature","properties":{},"geometry":{"type":"Point","coordinates":[-103.27683,20.6208]}}
S.E. ZAPOTLANEJO | Point | 115 kV | [5 empty] | En operación | Jalisco | Zapotlanejo | CONACYT 2024 (oficial) | {"type":"Feature","properties":{},"geometry":{"type":"Point","coordinates":[-103.08229,20.61685]}}
S.E. ALIMEX | Point | 115 kV | [5 empty] | En operación | Jalisco | Guadalajara | CONACYT 2024 (oficial) | {"type":"Feature","properties":{},"geometry":{"type":"Point","coordinates":[-103.35679,20.63222]}}
S.E. HIGUERILLAS | Point | 115 kV | [5 empty] | En operación | Jalisco | Guadalajara | CONACYT 2024 (oficial) | {"type":"Feature","properties":{},"geometry":{"type":"Point","coordinates":[-103.35518,20.63785]}}
S.E. MICONSA | Point | 115 kV | [5 empty] | En operación | Jalisco | Guadalajara | CONACYT 2024 (oficial) | {"type":"Feature","properties":{},"geometry":{"type":"Point","coordinates":[-103.33984,20.62875]}}
S.E. LA BARCA | Point | 115 kV | [5 empty] | En operación | Jalisco | La Barca | CONACYT 2024 (oficial) | {"type":"Feature","properties":{},"geometry":{"type":"Point","coordinates":[-102.5623,20.29404]}}
S.E. CUITZEO | Point | 115 kV | [5 empty] | En operación | Jalisco | Poncitlán | CONACYT 2024 (oficial) | {"type":"Feature","properties":{},"geometry":{"type":"Point","coordinates":[-102.78442,20.34414]}}
S.E. SAN ANDRÉS (CUITZEO II) | Point | 115 kV | [5 empty] | En operación | Jalisco | Ocotlán | CONACYT 2024 (oficial) | {"type":"Feature","properties":{},"geometry":{"type":"Point","coordinates":[-102.74929,20.33767]}}
S.E. SANTA ROSA | Point | 115 kV | [5 empty] | En operación | Jalisco | Amatitán | CONACYT 2024 (oficial) | {"type":"Feature","properties":{},"geometry":{"type":"Point","coordinates":[-103.70641,20.90644]}}
S.E. TEQUILA II | Point | 115 kV | [5 empty] | En operación | Jalisco | Tequila | CONACYT 2024 (oficial) | {"type":"Feature","properties":{},"geometry":{"type":"Point","coordinates":[-103.83763,20.91209]}}
S.E. TEQUILA (DEMANTELADA) | Point | 115 kV | [5 empty] | En operación | Jalisco | Tequila | CONACYT 2024 (oficial) | {"type":"Feature","properties":{},"geometry":{"type":"Point","coordinates":[-103.84292,20.87123]}}
S.E. AMECA | Point | 115 kV | [5 empty] | En operación | Jalisco | Ameca | CONACYT 2024 (oficial) | {"type":"Feature","properties":{},"geometry":{"type":"Point","coordinates":[-104.04858,20.55825]}}
S.E. ESTANCITA | Point | 115 kV | [5 empty] | En operación | Jalisco | San Juanito de Escobedo | CONACYT 2024 (oficial) | {"type":"Feature","properties":{},"geometry":{"type":"Point","coordinates":[-104.01708,20.75474]}}
S.E. LA VEGA | Point | 115 kV | [5 empty] | En operación | Jalisco | Ameca | CONACYT 2024 (oficial) | {"type":"Feature","properties":{},"geometry":{"type":"Point","coordinates":[-103.85852,20.57293]}}
S.E. AMATITÁN | Point | 115 kV | [5 empty] | En operación | Jalisco | Amatitán | CONACYT 2024 (oficial) | {"type":"Feature","properties":{},"geometry":{"type":"Point","coordinates":[-103.7295,20.82251]}}
S.E. MELAQUE POT | Point | 115 kV | [5 empty] | En operación | Jalisco | Cihuatlán | CONACYT 2024 (oficial) | {"type":"Feature","properties":{},"geometry":{"type":"Point","coordinates":[-104.71474,19.28184]}}
S.E. SAYULA | Point | 115 kV | [5 empty] | En operación | Jalisco | Sayula | CONACYT 2024 (oficial) | {"type":"Feature","properties":{},"geometry":{"type":"Point","coordinates":[-103.5887,19.88826]}}
S.E. ATENQUIQUE | Point | 115 kV | [5 empty] | En operación | Jalisco | Tuxpan | CONACYT 2024 (oficial) | {"type":"Feature","properties":{},"geometry":{"type":"Point","coordinates":[-103.43716,19.52831]}}
S.E. JUAN RULFO | Point | 115 kV | [5 empty] | En operación | Jalisco | San Gabriel | CONACYT 2024 (oficial) | {"type":"Feature","properties":{},"geometry":{"type":"Point","coordinates":[-103.79663,19.68041]}}
S.E. TAMAZULA | Point | 115 kV | [5 empty] | En operación | Jalisco | Tamazula de Gordiano | CONACYT 2024 (oficial) | {"type":"Feature","properties":{},"geometry":{"type":"Point","coordinates":[-103.26966,19.68768]}}
S.E. TOLTECA | Point | 115 kV | [5 empty] | En operación | Jalisco | Zapotiltic | CONACYT 2024 (oficial) | {"type":"Feature","properties":{},"geometry":{"type":"Point","coordinates":[-103.37996,19.67061]}}
S.E. ZAPOTILTIC | Point | 115 kV | [5 empty] | En operación | Jalisco | Zapotiltic | CONACYT 2024 (oficial) | {"type":"Feature","properties":{},"geometry":{"type":"Point","coordinates":[-103.43245,19.63298]}}
S.E. SANTA CRUZ DE SOLEDAD | Point | 115 kV | [5 empty] | En operación | Jalisco | Chapala | CONACYT 2024 (oficial) | {"type":"Feature","properties":{},"geometry":{"type":"Point","coordinates":[-103.14543,20.31741]}}
S.E. ALMERIA | Point | 115 kV | [5 empty] | En operación | Jalisco | Zacoalco de Torres | CONACYT 2024 (oficial) | {"type":"Feature","properties":{},"geometry":{"type":"Point","coordinates":[-103.61187,20.31416]}}
S.E. DIATOMITA | Point | 115 kV | [5 empty] | En operación | Jalisco | Zacoalco de Torres | CONACYT 2024 (oficial) | {"type":"Feature","properties":{},"geometry":{"type":"Point","coordinates":[-103.61135,20.31428]}}
S.E. PONCITLÁN II | Point | 115 kV | [5 empty] | En operación | Jalisco | Poncitlán | CONACYT 2024 (oficial) | {"type":"Feature","properties":{},"geometry":{"type":"Point","coordinates":[-102.94618,20.38006]}}
S.E. SAN CLEMENTE | Point | 115 kV | [5 empty] | En operación | Jalisco | Unión de Tula | CONACYT 2024 (oficial) | {"type":"Feature","properties":{},"geometry":{"type":"Point","coordinates":[-104.22835,20.07082]}}
S.E. TECOLOTLÁN | Point | 115 kV | [5 empty] | En operación | Jalisco | Tecolotlán | CONACYT 2024 (oficial) | {"type":"Feature","properties":{},"geometry":{"type":"Point","coordinates":[-104.0056,20.20854]}}
S.E. LOS VOLCANES | Point | 115 kV | [5 empty] | En operación | Jalisco | Atenguillo | CONACYT 2024 (oficial) | {"type":"Feature","properties":{},"geometry":{"type":"Point","coordinates":[-104.51985,20.29643]}}
S.E. TECUALA | Point | 115 kV | [5 empty] | En operación | Nayarit | Tecuala | CONACYT 2024 (oficial) | {"type":"Feature","properties":{},"geometry":{"type":"Point","coordinates":[-105.45984,22.39891]}}
S.E. 5 DE MAYO | Point | 115 kV | [5 empty] | En operación | Nayarit | Tepic | CONACYT 2024 (oficial) | {"type":"Feature","properties":{},"geometry":{"type":"Point","coordinates":[-105.07925,21.68858]}}
S.E. AHUACATLÁN | Point | 115 kV | [5 empty] | En operación | Nayarit | Ahuacatlán | CONACYT 2024 (oficial) | {"type":"Feature","properties":{},"geometry":{"type":"Point","coordinates":[-104.47944,21.06019]}}
S.E. LAS BRISAS | Point | 115 kV | [5 empty] | En operación | Nayarit | Tepic | CONACYT 2024 (oficial) | {"type":"Feature","properties":{},"geometry":{"type":"Point","coordinates":[-104.92342,21.51269]}}
S.E. SANTIAGO | Point | 115 kV | [5 empty] | En operación | Nayarit | Santiago Ixcuintla | CONACYT 2024 (oficial) | {"type":"Feature","properties":{},"geometry":{"type":"Point","coordinates":[-105.17519,21.83278]}}
S.E. ACAPONETA | Point | 115 kV | [5 empty] | En operación | Nayarit | Acaponeta | CONACYT 2024 (oficial) | {"type":"Feature","properties":{},"geometry":{"type":"Point","coordinates":[-105.38521,22.47534]}}
S.E. TEPIC INDUSTRIAL | Point | 115 kV | [5 empty] | En operación | Nayarit | Tepic | CONACYT 2024 (oficial) | {"type":"Feature","properties":{},"geometry":{"type":"Point","coordinates":[-104.84254,21.48446]}}
S.E. TABACALERA | Point | 115 kV | [5 empty] | En operación | Nayarit | Tepic | CONACYT 2024 (oficial) | {"type":"Feature","properties":{},"geometry":{"type":"Point","coordinates":[-104.8828,21.50485]}}
S.E. AGUAMILPA | Point | 115 kV | [5 empty] | En operación | Nayarit | Del Nayar | CONACYT 2024 (oficial) | {"type":"Feature","properties":{},"geometry":{"type":"Point","coordinates":[-104.80412,21.84337]}}
S.E. MAZAMITLA SWITCHEO | Point | 115 kV | [5 empty] | En operación | Jalisco | Valle de Juárez | CONACYT 2024 (oficial) | {"type":"Feature","properties":{},"geometry":{"type":"Point","coordinates":[-102.98071,19.96244]}}
S.E. VILLA DE ÁLVAREZ | Point | 115 kV | [5 empty] | En operación | Colima | Villa de Álvarez | CONACYT 2024 (oficial) | {"type":"Feature","properties":{},"geometry":{"type":"Point","coordinates":[-103.75538,19.27514]}}
S.E. CUAHUTEMOC | Point | 115 kV | [5 empty] | En operación | Colima | Cuauhtémoc | CONACYT 2024 (oficial) | {"type":"Feature","properties":{},"geometry":{"type":"Point","coordinates":[-103.55904,19.35333]}}
S.E. PEÑA COLORADA | Point | 115 kV | [5 empty] | En operación | Colima | Minatitlán | CONACYT 2024 (oficial) | {"type":"Feature","properties":{},"geometry":{"type":"Point","coordinates":[-104.09304,19.37217]}}
S.E. PELETIZADORA TAPEIXTLES | Point | 115 kV | [5 empty] | En operación | Colima | Manzanillo | CONACYT 2024 (oficial) | {"type":"Feature","properties":{},"geometry":{"type":"Point","coordinates":[-104.27563,19.08655]}}
S.E. APASCO | Point | 115 kV | [5 empty] | En operación | Colima | Tecomán | CONACYT 2024 (oficial) | {"type":"Feature","properties":{},"geometry":{"type":"Point","coordinates":[-103.87262,18.97933]}}
S.E. COAHUAYANA | Point | 115 kV | [5 empty] | En operación | Michoacán de Ocampo | Coahuayana | CONACYT 2024 (oficial) | {"type":"Feature","properties":{},"geometry":{"type":"Point","coordinates":[-103.67793,18.71167]}}
S.E. YURECUARO | Point | 115 kV | [5 empty] | En operación | Jalisco | Ayotlán | CONACYT 2024 (oficial) | {"type":"Feature","properties":{},"geometry":{"type":"Point","coordinates":[-102.29246,20.35838]}}
S.E. GOZA | Point | 115 kV | [5 empty] | En operación | Jalisco | Tlajomulco de Zúñiga | CONACYT 2024 (oficial) | {"type":"Feature","properties":{},"geometry":{"type":"Point","coordinates":[-103.22067,20.47336]}}
S.E. TALPA | Point | 115 kV | [5 empty] | En operación | Jalisco | Talpa de Allende | CONACYT 2024 (oficial) | {"type":"Feature","properties":{},"geometry":{"type":"Point","coordinates":[-104.81547,20.39739]}}
S.E. COMPOSTELA | Point | 115 kV | [5 empty] | En operación | Nayarit | Compostela | CONACYT 2024 (oficial) | {"type":"Feature","properties":{},"geometry":{"type":"Point","coordinates":[-104.90314,21.24911]}}
S.E. TAMARINDOS | Point | 115 kV | [5 empty] | En operación | Jalisco | Puerto Vallarta | CONACYT 2024 (oficial) | {"type":"Feature","properties":{},"geometry":{"type":"Point","coordinates":[-105.19544,20.72071]}}
S.E. MUELLE | Point | 115 kV | [5 empty] | En operación | Jalisco | Puerto Vallarta | CONACYT 2024 (oficial) | {"type":"Feature","properties":{},"geometry":{"type":"Point","coordinates":[-105.23542,20.66241]}}
S.E. VALLARTA III | Point | 115 kV | [5 empty] | En operación | Jalisco | Puerto Vallarta | CONACYT 2024 (oficial) | {"type":"Feature","properties":{},"geometry":{"type":"Point","coordinates":[-105.24712,20.56106]}}
S.E. VALLARTA I | Point | 115 kV | [5 empty] | En operación | Jalisco | Puerto Vallarta | CONACYT 2024 (oficial) | {"type":"Feature","properties":{},"geometry":{"type":"Point","coordinates":[-105.226,20.6296]}}
S.E. FLAMINGOS | Point | 115 kV | [5 empty] | En operación | Nayarit | Bahía de Banderas | CONACYT 2024 (oficial) | {"type":"Feature","properties":{},"geometry":{"type":"Point","coordinates":[-105.31555,20.73913]}}
S.E. GUAYABITOS | Point | 115 kV | [5 empty] | En operación | Nayarit | Compostela | CONACYT 2024 (oficial) | {"type":"Feature","properties":{},"geometry":{"type":"Point","coordinates":[-105.25749,21.02892]}}
S.E. BANDERAS | Point | 115 kV | [5 empty] | En operación | Nayarit | Bahía de Banderas | CONACYT 2024 (oficial) | {"type":"Feature","properties":{},"geometry":{"type":"Point","coordinates":[-105.21108,20.82174]}}
S.E. JARRETADERAS | Point | 115 kV | [5 empty] | En operación | Nayarit | Bahía de Banderas | CONACYT 2024 (oficial) | {"type":"Feature","properties":{},"geometry":{"type":"Point","coordinates":[-105.28045,20.70941]}}
S.E. DESTILADERA | Point | 115 kV | [5 empty] | En operación | Nayarit | Bahía de Banderas | CONACYT 2024 (oficial) | {"type":"Feature","properties":{},"geometry":{"type":"Point","coordinates":[-105.4464,20.75376]}}
S.E. JUMATAN | Point | 115 kV | [5 empty] | En operación | Nayarit | Tepic | CONACYT 2024 (oficial) | {"type":"Feature","properties":{},"geometry":{"type":"Point","coordinates":[-105.03213,21.6496]}}
S.E. MIRAVALLE | Point | 115 kV | [5 empty] | En operación | Jalisco | Guadalajara | CONACYT 2024 (oficial) | {"type":"Feature","properties":{},"geometry":{"type":"Point","coordinates":[-103.3614,20.61526]}}
S.E. GUEVARA | Point | 115 kV | [5 empty] | En operación | Jalisco | Magdalena | CONACYT 2024 (oficial) | {"type":"Feature","properties":{},"geometry":{"type":"Point","coordinates":[-103.9459,20.91075]}}
S.E. TEPIC I | Point | 115 kV | [5 empty] | En operación | Nayarit | Tepic | CONACYT 2024 (oficial) | {"type":"Feature","properties":{},"geometry":{"type":"Point","coordinates":[-104.88199,21.52671]}}
S.E. PELETIZADORA ALZADA | Point | 115 kV | [5 empty] | En operación | Colima | Cuauhtémoc | CONACYT 2024 (oficial) | {"type":"Feature","properties":{},"geometry":{"type":"Point","coordinates":[-103.53014,19.25524]}}
S.E. LAS PINTAS (TOLUQUILLA) | Point | 115 kV | [5 empty] | En operación | Jalisco | San Pedro Tlaquepaque | CONACYT 2024 (oficial) | {"type":"Feature","properties":{},"geometry":{"type":"Point","coordinates":[-103.36323,20.57308]}}
S.E. SIDERURGICA | Point | 115 kV | [5 empty] | En operación | Jalisco | Guadalajara | CONACYT 2024 (oficial) | {"type":"Feature","properties":{},"geometry":{"type":"Point","coordinates":[-103.34195,20.63771]}}
S.E. VIDRIERA | Point | 115 kV | [5 empty] | En operación | Jalisco | Zapopan | CONACYT 2024 (oficial) | {"type":"Feature","properties":{},"geometry":{"type":"Point","coordinates":[-103.41574,20.68096]}}
S.E. LECHERA | Point | 115 kV | [5 empty] | En operación | Jalisco | Guadalajara | CONACYT 2024 (oficial) | {"type":"Feature","properties":{},"geometry":{"type":"Point","coordinates":[-103.33076,20.63608]}}
S.E. JABIL | Point | 115 kV | [5 empty] | En operación | Jalisco | Zapopan | CONACYT 2024 (oficial) | {"type":"Feature","properties":{},"geometry":{"type":"Point","coordinates":[-103.3999,20.74193]}}
S.E. TUXPAN | Point | 115 kV | [5 empty] | En operación | Jalisco | Tuxpan | CONACYT 2024 (oficial) | {"type":"Feature","properties":{},"geometry":{"type":"Point","coordinates":[-103.38587,19.57817]}}
S.E. EL REBALSITO (DESMANTELADA) | Point | 115 kV | [5 empty] | En operación | Jalisco | La Huerta | CONACYT 2024 (oficial) | {"type":"Feature","properties":{},"geometry":{"type":"Point","coordinates":[-104.88969,19.30622]}}
S.E. MAZATLÁN II | Point | 115 kV | [5 empty] | En operación | Sinaloa | Mazatlán | CONACYT 2024 (oficial) | {"type":"Feature","properties":{},"geometry":{"type":"Point","coordinates":[-106.35321,23.19046]}}
S.E. MAZATLÁN I | Point | 115 kV | [5 empty] | En operación | Sinaloa | Mazatlán | CONACYT 2024 (oficial) | {"type":"Feature","properties":{},"geometry":{"type":"Point","coordinates":[-106.37767,23.2168]}}
S.E. JAMAY | Point | 115 kV | [5 empty] | En operación | Jalisco | El Salto | CONACYT 2024 (oficial) | {"type":"Feature","properties":{},"geometry":{"type":"Point","coordinates":[-103.28753,20.56003]}}
S.E. ARTEAGA II | Point | 115 kV | [5 empty] | En operación | Michoacán de Ocampo | Arteaga | CONACYT 2024 (oficial) | {"type":"Feature","properties":{},"geometry":{"type":"Point","coordinates":[-102.3065,18.36158]}}
S.E. CRUCERO II (LA RUANA) | Point | 115 kV | [5 empty] | En operación | Jalisco | Jilotlán de los Dolores | CONACYT 2024 (oficial) | {"type":"Feature","properties":{},"geometry":{"type":"Point","coordinates":[-102.67474,19.21727]}}
S.E. PRADERA | Point | 115 kV | [5 empty] | En operación | Michoacán de Ocampo | Apatzingán | CONACYT 2024 (oficial) | {"type":"Feature","properties":{},"geometry":{"type":"Point","coordinates":[-102.35715,19.11365]}}
S.E. APATZINGAN I | Point | 115 kV | [5 empty] | En operación | Michoacán de Ocampo | Apatzingán | CONACYT 2024 (oficial) | {"type":"Feature","properties":{},"geometry":{"type":"Point","coordinates":[-102.32942,19.06143]}}
S.E. URUAPAN POT. | Point | 115 kV | [5 empty] | En operación | Michoacán de Ocampo | Uruapan | CONACYT 2024 (oficial) | {"type":"Feature","properties":{},"geometry":{"type":"Point","coordinates":[-102.08805,19.33141]}}
S.E. URUAPAN III | Point | 115 kV | [5 empty] | En operación | Michoacán de Ocampo | Uruapan | CONACYT 2024 (oficial) | {"type":"Feature","properties":{},"geometry":{"type":"Point","coordinates":[-102.06751,19.3604]}}
S.E. EL MIRADOR | Point | 115 kV | [5 empty] | En operación | Michoacán de Ocampo | Uruapan | CONACYT 2024 (oficial) | {"type":"Feature","properties":{},"geometry":{"type":"Point","coordinates":[-102.07729,19.43672]}}
S.E. LA ESPERANZA | Point | 115 kV | [5 empty] | En operación | Michoacán de Ocampo | Uruapan | CONACYT 2024 (oficial) | {"type":"Feature","properties":{},"geometry":{"type":"Point","coordinates":[-102.01435,19.40689]}}
S.E. SAN JUAN DE LOS LAGOS II | Point | 115 kV | [5 empty] | En operación | Jalisco | San Juan de los Lagos | CONACYT 2024 (oficial) | {"type":"Feature","properties":{},"geometry":{"type":"Point","coordinates":[-102.43045,21.33324]}}
S.E. JALOSTOTITLÁN | Point | 115 kV | [5 empty] | En operación | Jalisco | Jalostotitlán | CONACYT 2024 (oficial) | {"type":"Feature","properties":{},"geometry":{"type":"Point","coordinates":[-102.4629,21.18258]}}
S.E. VALLE GUADALUPE | Point | 115 kV | [5 empty] | En operación | Jalisco | Valle de Guadalupe | CONACYT 2024 (oficial) | {"type":"Feature","properties":{},"geometry":{"type":"Point","coordinates":[-102.5859,21.04545]}}
S.E. SAN JUAN DE LOS LAGOS | Point | 115 kV | [5 empty] | En operación | Jalisco | San Juan de los Lagos | CONACYT 2024 (oficial) | {"type":"Feature","properties":{},"geometry":{"type":"Point","coordinates":[-102.31198,21.26637]}}
S.E. TEOCALTICHE | Point | 115 kV | [5 empty] | En operación | Jalisco | Teocaltiche | CONACYT 2024 (oficial) | {"type":"Feature","properties":{},"geometry":{"type":"Point","coordinates":[-102.56775,21.42489]}}
S.E. SAHUAYO | Point | 115 kV | [5 empty] | En operación | Michoacán de Ocampo | Sahuayo | CONACYT 2024 (oficial) | {"type":"Feature","properties":{},"geometry":{"type":"Point","coordinates":[-102.71358,20.08175]}}
S.E. JIQUILPAN | Point | 115 kV | [5 empty] | En operación | Michoacán de Ocampo | Jiquilpan | CONACYT 2024 (oficial) | {"type":"Feature","properties":{},"geometry":{"type":"Point","coordinates":[-102.7449,19.99649]}}
S.E. VISTA HERMOSA | Point | 115 kV | [5 empty] | En operación | Michoacán de Ocampo | Vista Hermosa | CONACYT 2024 (oficial) | {"type":"Feature","properties":{},"geometry":{"type":"Point","coordinates":[-102.47661,20.25783]}}
S.E. OCOTLÁN POTENCIA | Point | 115 kV | [5 empty] | En operación | Jalisco | Jamay | CONACYT 2024 (oficial) | {"type":"Feature","properties":{},"geometry":{"type":"Point","coordinates":[-102.6855,20.2958]}}
S.E. LA PIEDAD | Point | 115 kV | [5 empty] | En operación | Michoacán de Ocampo | La Piedad | CONACYT 2024 (oficial) | {"type":"Feature","properties":{},"geometry":{"type":"Point","coordinates":[-102.02591,20.32667]}}
S.E. EL SOL | Point | 115 kV | [5 empty] | En operación | Michoacán de Ocampo | La Piedad | CONACYT 2024 (oficial) | {"type":"Feature","properties":{},"geometry":{"type":"Point","coordinates":[-102.02756,20.36713]}}
S.E. LA PIEDAD PONIENTE | Point | 115 kV | [5 empty] | En operación | Michoacán de Ocampo | La Piedad | CONACYT 2024 (oficial) | {"type":"Feature","properties":{},"geometry":{"type":"Point","coordinates":[-102.05418,20.35968]}}
S.E. ARBOLEDAS | Point | 115 kV | [5 empty] | En operación | Michoacán de Ocampo | Zamora | CONACYT 2024 (oficial) | {"type":"Feature","properties":{},"geometry":{"type":"Point","coordinates":[-102.277,19.96578]}}
S.E. ZAMORA | Point | 115 kV | [5 empty] | En operación | Michoacán de Ocampo | Zamora | CONACYT 2024 (oficial) | {"type":"Feature","properties":{},"geometry":{"type":"Point","coordinates":[-102.28361,20.01419]}}
S.E. JACONA | Point | 115 kV | [5 empty] | En operación | Michoacán de Ocampo | Jacona | CONACYT 2024 (oficial) | {"type":"Feature","properties":{},"geometry":{"type":"Point","coordinates":[-102.29924,19.96662]}}
S.E. JACONA II | Point | 115 kV | [5 empty] | En operación | Michoacán de Ocampo | Jacona | CONACYT 2024 (oficial) | {"type":"Feature","properties":{},"geometry":{"type":"Point","coordinates":[-102.33958,19.95956]}}
S.E. TANGANCICUARO | Point | 115 kV | [5 empty] | En operación | Michoacán de Ocampo | Tangancícuaro | CONACYT 2024 (oficial) | {"type":"Feature","properties":{},"geometry":{"type":"Point","coordinates":[-102.20043,19.91302]}}
S.E. GUACAMAYAS | Point | 115 kV | [5 empty] | En operación | Michoacán de Ocampo | Lázaro Cárdenas | CONACYT 2024 (oficial) | {"type":"Feature","properties":{},"geometry":{"type":"Point","coordinates":[-102.20327,18.02635]}}
S.E ZUMPIMITO | Point | 115 kV | [5 empty] | En operación | Michoacán de Ocampo | Uruapan | CONACYT 2024 (oficial) | {"type":"Feature","properties":{},"geometry":{"type":"Point","coordinates":[-102.07062,19.35707]}}
S.E. ANTUNEZ | Point | 115 kV | [5 empty] | En operación | Michoacán de Ocampo | Parácuaro | CONACYT 2024 (oficial) | {"type":"Feature","properties":{},"geometry":{"type":"Point","coordinates":[-102.21626,19.00278]}}
S.E. VALLE VERDE | Point | 115 kV | [5 empty] | En operación | Michoacán de Ocampo | Apatzingán | CONACYT 2024 (oficial) | {"type":"Feature","properties":{},"geometry":{"type":"Point","coordinates":[-102.36491,19.08626]}}
S.E. PINZANDARO | Point | 115 kV | [5 empty] | En operación | Michoacán de Ocampo | Buenavista | CONACYT 2024 (oficial) | {"type":"Feature","properties":{},"geometry":{"type":"Point","coordinates":[-102.54871,19.10613]}}
S.E. LÁZARO CÁRDENAS DIST. | Point | 115 kV | [5 empty] | En operación | Michoacán de Ocampo | Lázaro Cárdenas | CONACYT 2024 (oficial) | {"type":"Feature","properties":{},"geometry":{"type":"Point","coordinates":[-102.20917,17.96789]}}
S.E. GUASCARO | Point | 115 kV | [5 empty] | En operación | Michoacán de Ocampo | Tingüindín | CONACYT 2024 (oficial) | {"type":"Feature","properties":{},"geometry":{"type":"Point","coordinates":[-102.50976,19.78309]}}
S.E. LOS REYES | Point | 115 kV | [5 empty] | En operación | Michoacán de Ocampo | Los Reyes | CONACYT 2024 (oficial) | {"type":"Feature","properties":{},"geometry":{"type":"Point","coordinates":[-102.47743,19.60456]}}
S.E. COTIJA | Point | 115 kV | [5 empty] | En operación | Michoacán de Ocampo | Cotija | CONACYT 2024 (oficial) | {"type":"Feature","properties":{},"geometry":{"type":"Point","coordinates":[-102.66347,19.80251]}}
S.E. SICARTSA I | Point | 115 kV | [5 empty] | En operación | Michoacán de Ocampo | Lázaro Cárdenas | CONACYT 2024 (oficial) | {"type":"Feature","properties":{},"geometry":{"type":"Point","coordinates":[-102.19738,17.93938]}}
S.E. SICARTSA II | Point | 115 kV | [5 empty] | En operación | Michoacán de Ocampo | Lázaro Cárdenas | CONACYT 2024 (oficial) | {"type":"Feature","properties":{},"geometry":{"type":"Point","coordinates":[-102.2135,17.93392]}}
S.E. CARAPAN II | Point | 115 kV | [5 empty] | En operación | Michoacán de Ocampo | Chilchota | CONACYT 2024 (oficial) | {"type":"Feature","properties":{},"geometry":{"type":"Point","coordinates":[-102.00737,19.84954]}}
S.E. PUREPERO | Point | 115 kV | [5 empty] | En operación | Michoacán de Ocampo | Purépero | CONACYT 2024 (oficial) | {"type":"Feature","properties":{},"geometry":{"type":"Point","coordinates":[-102.03166,19.92078]}}
S.E. CONDEMBARO | Point | 115 kV | [5 empty] | En operación | Michoacán de Ocampo | Tancítaro | CONACYT 2024 (oficial) | {"type":"Feature","properties":{},"geometry":{"type":"Point","coordinates":[-102.3094,19.29415]}}
S.E. TOTOTLÁN | Point | 115 kV | [5 empty] | En operación | Jalisco | Tototlán | CONACYT 2024 (oficial) | {"type":"Feature","properties":{},"geometry":{"type":"Point","coordinates":[-102.7649,20.506]}}
S.E. TEPATITLAN | Point | 115 kV | [5 empty] | En operación | Jalisco | Tepatitlán de Morelos | CONACYT 2024 (oficial) | {"type":"Feature","properties":{},"geometry":{"type":"Point","coordinates":[-102.78843,20.80028]}}
S.E. ENCARNACIÓN DE DÍAZ | Point | 115 kV | [5 empty] | En operación | Jalisco | Encarnación de Díaz | CONACYT 2024 (oficial) | {"type":"Feature","properties":{},"geometry":{"type":"Point","coordinates":[-102.2389,21.54575]}}
S.E. MEXTICACÁN | Point | 115 kV | [5 empty] | En operación | Jalisco | Mexticacán | CONACYT 2024 (oficial) | {"type":"Feature","properties":{},"geometry":{"type":"Point","coordinates":[-102.79541,21.24941]}}
S.E. SAN MIGUEL | Point | 115 kV | [5 empty] | En operación | Jalisco | San Miguel el Alto | CONACYT 2024 (oficial) | {"type":"Feature","properties":{},"geometry":{"type":"Point","coordinates":[-102.4135,21.02843]}}
S.E. CARBONCER | Point | 115 kV | [5 empty] | En operación | Michoacán de Ocampo | Lázaro Cárdenas | CONACYT 2024 (oficial) | {"type":"Feature","properties":{},"geometry":{"type":"Point","coordinates":[-102.14388,17.93694]}}
S.E. CAYACAL | Point | 115 kV | [5 empty] | En operación | Michoacán de Ocampo | Lázaro Cárdenas | CONACYT 2024 (oficial) | {"type":"Feature","properties":{},"geometry":{"type":"Point","coordinates":[-102.18163,17.96548]}}
S.E. CUPATITZIO | Point | 115 kV | [5 empty] | En operación | Michoacán de Ocampo | Uruapan | CONACYT 2024 (oficial) | {"type":"Feature","properties":{},"geometry":{"type":"Point","coordinates":[-102.07975,19.26847]}}
S.E. SAN ISIDRO | Point | 115 kV | [5 empty] | En operación | Michoacán de Ocampo | Lázaro Cárdenas | CONACYT 2024 (oficial) | {"type":"Feature","properties":{},"geometry":{"type":"Point","coordinates":[-102.34421,18.05387]}}
S.E. PEÑUELAS | Point | 115 kV | [5 empty] | En operación | Aguascalientes | Aguascalientes | CONACYT 2024 (oficial) | {"type":"Feature","properties":{},"geometry":{"type":"Point","coordinates":[-102.27875,21.71015]}}
S.E. CAPILLA DE GUADALUPE | Point | 115 kV | [5 empty] | En operación | Jalisco | San Ignacio Cerro Gordo | CONACYT 2024 (oficial) | {"type":"Feature","properties":{},"geometry":{"type":"Point","coordinates":[-102.56587,20.79323]}}
S.E. CARAPAN | Point | 115 kV | [5 empty] | En operación | Michoacán de Ocampo | Chilchota | CONACYT 2024 (oficial) | {"type":"Feature","properties":{},"geometry":{"type":"Point","coordinates":[-102.02932,19.85065]}}
S.E. LAS TROJES | Point | 115 kV | [5 empty] | En operación | Michoacán de Ocampo | Chinicuila | CONACYT 2024 (oficial) | {"type":"Feature","properties":{},"geometry":{"type":"Point","coordinates":[-103.39774,18.96417]}}
S.E. LA MINITA | Point | 115 kV | [5 empty] | En operación | Michoacán de Ocampo | Coalcomán de Vázquez Pallares | CONACYT 2024 (oficial) | {"type":"Feature","properties":{},"geometry":{"type":"Point","coordinates":[-103.28121,18.8694]}}
S.E. COALCOMAN | Point | 115 kV | [5 empty] | En operación | Michoacán de Ocampo | Coalcomán de Vázquez Pallares | CONACYT 2024 (oficial) | {"type":"Feature","properties":{},"geometry":{"type":"Point","coordinates":[-103.1964,18.76177]}}
S.E. COBANO | Point | 115 kV | [5 empty] | En operación | Michoacán de Ocampo | Gabriel Zamora | CONACYT 2024 (oficial) | {"type":"Feature","properties":{},"geometry":{"type":"Point","coordinates":[-102.01182,19.16614]}}
S.E. NUEVA ITALIA | Point | 115 kV | [5 empty] | En operación | Michoacán de Ocampo | Múgica | CONACYT 2024 (oficial) | {"type":"Feature","properties":{},"geometry":{"type":"Point","coordinates":[-102.08301,19.02665]}}
S.E. LOMBARDÍA | Point | 115 kV | [5 empty] | En operación | Michoacán de Ocampo | Gabriel Zamora | CONACYT 2024 (oficial) | {"type":"Feature","properties":{},"geometry":{"type":"Point","coordinates":[-102.01914,19.15603]}}
S.E. CHILATÁN | Point | 115 kV | [5 empty] | En operación | Jalisco | Jilotlán de los Dolores | CONACYT 2024 (oficial) | {"type":"Feature","properties":{},"geometry":{"type":"Point","coordinates":[-102.77694,19.28691]}}
S.E. TEPALCATEPEC | Point | 115 kV | [5 empty] | En operación | Jalisco | Jilotlán de los Dolores | CONACYT 2024 (oficial) | {"type":"Feature","properties":{},"geometry":{"type":"Point","coordinates":[-102.81838,19.2093]}}
S.E. ATOTONILCO | Point | 115 kV | [5 empty] | En operación | Jalisco | Atotonilco el Alto | CONACYT 2024 (oficial) | {"type":"Feature","properties":{},"geometry":{"type":"Point","coordinates":[-102.51768,20.52491]}}
S.E. PARACHO II | Point | 115 kV | [5 empty] | En operación | Michoacán de Ocampo | Paracho | CONACYT 2024 (oficial) | {"type":"Feature","properties":{},"geometry":{"type":"Point","coordinates":[-102.05682,19.6366]}}
S.E. ARANDAS | Point | 115 kV | [5 empty] | En operación | Jalisco | Arandas | CONACYT 2024 (oficial) | {"type":"Feature","properties":{},"geometry":{"type":"Point","coordinates":[-102.34771,20.68015]}}
S.E. SANTA RITA | Point | 115 kV | [5 empty] | En operación | Jalisco | Ayotlán | CONACYT 2024 (oficial) | {"type":"Feature","properties":{},"geometry":{"type":"Point","coordinates":[-102.38269,20.44316]}}
S.E. CULIACAN POTENCIA | Point | 115 kV | [5 empty] | En operación | Sinaloa | Culiacán | CONACYT 2024 (oficial) | {"type":"Feature","properties":{},"geometry":{"type":"Point","coordinates":[-107.33972,24.73224]}}
S.E. CULIACAN CENTRO | Point | 115 kV | [5 empty] | En operación | Sinaloa | Culiacán | CONACYT 2024 (oficial) | {"type":"Feature","properties":{},"geometry":{"type":"Point","coordinates":[-107.38422,24.80333]}}
S.E. CULIACAN 1 | Point | 115 kV | [5 empty] | En operación | Sinaloa | Culiacán | CONACYT 2024 (oficial) | {"type":"Feature","properties":{},"geometry":{"type":"Point","coordinates":[-107.41713,24.81846]}}
SE TRES RIOS | Point | 115 kV | [5 empty] | En operación | Sinaloa | Culiacán | CONACYT 2024 (oficial) | {"type":"Feature","properties":{},"geometry":{"type":"Point","coordinates":[-107.4057,24.82216]}}
SE CULIACAN SUR | Point | 115 kV | [5 empty] | En operación | Sinaloa | Culiacán | CONACYT 2024 (oficial) | {"type":"Feature","properties":{},"geometry":{"type":"Point","coordinates":[-107.41788,24.75353]}}
SE VENADILLO | Point | 115 kV | [5 empty] | En operación | Sinaloa | Mazatlán | CONACYT 2024 (oficial) | {"type":"Feature","properties":{},"geometry":{"type":"Point","coordinates":[-106.45839,23.29506]}}
SE MAZATLAN ORIENTE | Point | 115 kV | [5 empty] | En operación | Sinaloa | Mazatlán | CONACYT 2024 (oficial) | {"type":"Feature","properties":{},"geometry":{"type":"Point","coordinates":[-106.40102,23.26631]}}
SE EL HABAL | Point | 115 kV | [5 empty] | En operación | Sinaloa | Mazatlán | CONACYT 2024 (oficial) | {"type":"Feature","properties":{},"geometry":{"type":"Point","coordinates":[-106.41079,23.29158]}}
SE MAZATLAN I | Point | 115 kV | [5 empty] | En operación | Sinaloa | Mazatlán | CONACYT 2024 (oficial) | {"type":"Feature","properties":{},"geometry":{"type":"Point","coordinates":[-106.37767,23.2168]}}
SE MAZATLAN CENTRO | Point | 115 kV | [5 empty] | En operación | Sinaloa | Mazatlán | CONACYT 2024 (oficial) | {"type":"Feature","properties":{},"geometry":{"type":"Point","coordinates":[-106.41389,23.20232]}}
SE COMEDERO | Point | 115 kV | [5 empty] | En operación | Sinaloa | Cosalá | CONACYT 2024 (oficial) | {"type":"Feature","properties":{},"geometry":{"type":"Point","coordinates":[-106.80689,24.56736]}}
SE PERICOS | Point | 115 kV | [5 empty] | En operación | Sinaloa | Mocorito | CONACYT 2024 (oficial) | {"type":"Feature","properties":{},"geometry":{"type":"Point","coordinates":[-107.69464,25.0902]}}
SE COSTA RICA | Point | 115 kV | [5 empty] | En operación | Sinaloa | Culiacán | CONACYT 2024 (oficial) | {"type":"Feature","properties":{},"geometry":{"type":"Point","coordinates":[-107.44213,24.59102]}}
S.E BACURATO | Point | 115 kV | [5 empty] | En operación | Sinaloa | Sinaloa | CONACYT 2024 (oficial) | {"type":"Feature","properties":{},"geometry":{"type":"Point","coordinates":[-107.9451,25.87824]}}
SE HUMAYA | Point | 115 kV | [5 empty] | En operación | Sinaloa | Badiraguato | CONACYT 2024 (oficial) | {"type":"Feature","properties":{},"geometry":{"type":"Point","coordinates":[-107.39256,25.09633]}}
SE NAVOLATO | Point | 115 kV | [5 empty] | En operación | Sinaloa | Navolato | CONACYT 2024 (oficial) | {"type":"Feature","properties":{},"geometry":{"type":"Point","coordinates":[-107.69306,24.75167]}}
SE PIAXTLA | Point | 115 kV | [5 empty] | En operación | Sinaloa | San Ignacio | CONACYT 2024 (oficial) | {"type":"Feature","properties":{},"geometry":{"type":"Point","coordinates":[-106.61792,23.83719]}}
SE UNIDAD DEPORTIVA | Point | 115 kV | [5 empty] | En operación | Sinaloa | Mazatlán | CONACYT 2024 (oficial) | {"type":"Feature","properties":{},"geometry":{"type":"Point","coordinates":[-106.42883,23.2287]}}
SE MAZATLAN NORTE | Point | 115 kV | [5 empty] | En operación | Sinaloa | Mazatlán | CONACYT 2024 (oficial) | {"type":"Feature","properties":{},"geometry":{"type":"Point","coordinates":[-106.42519,23.24934]}}
SE SANALONA | Point | 115 kV | [5 empty] | En operación | Sinaloa | Culiacán | CONACYT 2024 (oficial) | {"type":"Feature","properties":{},"geometry":{"type":"Point","coordinates":[-107.14944,24.8131]}}
SE QUILA | Point | 115 kV | [5 empty] | En operación | Sinaloa | Culiacán | CONACYT 2024 (oficial) | {"type":"Feature","properties":{},"geometry":{"type":"Point","coordinates":[-107.21344,24.42462]}}
SE VILLA UNION | Point | 115 kV | [5 empty] | En operación | Sinaloa | Mazatlán | CONACYT 2024 (oficial) | {"type":"Feature","properties":{},"geometry":{"type":"Point","coordinates":[-106.20805,23.19493]}}
SE EL ROSARIO | Point | 115 kV | [5 empty] | En operación | Sinaloa | Rosario | CONACYT 2024 (oficial) | {"type":"Feature","properties":{},"geometry":{"type":"Point","coordinates":[-105.87187,23.005]}}
SE ESCUINAPA | Point | 115 kV | [5 empty] | En operación | Sinaloa | Escuinapa | CONACYT 2024 (oficial) | {"type":"Feature","properties":{},"geometry":{"type":"Point","coordinates":[-105.78738,22.83821]}}
SE MILENIUM | Point | 115 kV | [5 empty] | En operación | Sinaloa | Culiacán | CONACYT 2024 (oficial) | {"type":"Feature","properties":{},"geometry":{"type":"Point","coordinates":[-107.43685,24.79837]}}
SE NORTE | Point | 115 kV | [5 empty] | En operación | Sinaloa | Culiacán | CONACYT 2024 (oficial) | {"type":"Feature","properties":{},"geometry":{"type":"Point","coordinates":[-107.39168,24.86219]}}
SE ORIENTE | Point | 115 kV | [5 empty] | En operación | Sinaloa | Culiacán | CONACYT 2024 (oficial) | {"type":"Feature","properties":{},"geometry":{"type":"Point","coordinates":[-107.33829,24.80316]}}
S.E. FINCA MONTERREY | Point | 115 kV | [5 empty] | En operación | Baja California | Ensenada | CONACYT 2024 (oficial) | {"type":"Feature","properties":{},"geometry":{"type":"Point","coordinates":[-116.60545,31.87583]}}
S.E. ENSENADA | Point | 115 kV | [5 empty] | En operación | Baja California | Ensenada | CONACYT 2024 (oficial) | {"type":"Feature","properties":{},"geometry":{"type":"Point","coordinates":[-116.61513,31.87936]}}
SE PACKARD | Point | 115 kV | [5 empty] | En operación | Baja California | Mexicali | CONACYT 2024 (oficial) | {"type":"Feature","properties":{},"geometry":{"type":"Point","coordinates":[-115.44694,32.62508]}}
SE ORIZABA | Point | 115 kV | [5 empty] | En operación | Baja California | Mexicali | CONACYT 2024 (oficial) | {"type":"Feature","properties":{},"geometry":{"type":"Point","coordinates":[-115.5208,32.62961]}}
SE RIO NUEVO | Point | 115 kV | [5 empty] | En operación | Baja California | Mexicali | CONACYT 2024 (oficial) | {"type":"Feature","properties":{},"geometry":{"type":"Point","coordinates":[-115.49595,32.6609]}}
SE NACOZARI | Point | 115 kV | [5 empty] | En operación | Baja California | Mexicali | CONACYT 2024 (oficial) | {"type":"Feature","properties":{},"geometry":{"type":"Point","coordinates":[-115.45443,32.64005]}}
SE MEXICALI ORIENTE | Point | 115 kV | [5 empty] | En operación | Baja California | Mexicali | CONACYT 2024 (oficial) | {"type":"Feature","properties":{},"geometry":{"type":"Point","coordinates":[-115.35722,32.65414]}}
SE GONZALES ORTEGA | Point | 115 kV | [5 empty] | En operación | Baja California | Mexicali | CONACYT 2024 (oficial) | {"type":"Feature","properties":{},"geometry":{"type":"Point","coordinates":[-115.33328,32.57966]}}
NO DEFINIDO | Point | 115 kV | [5 empty] | En operación | Baja California | Mexicali | CONACYT 2024 (oficial) | {"type":"Feature","properties":{},"geometry":{"type":"Point","coordinates":[-115.65997,32.60058]}}
S.E CERRO PRITO I | Point | 115 kV | [5 empty] | En operación | Baja California | Mexicali | CONACYT 2024 (oficial) | {"type":"Feature","properties":{},"geometry":{"type":"Point","coordinates":[-115.23817,32.399]}}
SE TECRA | Point | 115 kV | [5 empty] | En operación | Baja California | Tecate | CONACYT 2024 (oficial) | {"type":"Feature","properties":{},"geometry":{"type":"Point","coordinates":[-116.64842,32.56241]}}
SE TECATE II | Point | 115 kV | [5 empty] | En operación | Baja California | Tecate | CONACYT 2024 (oficial) | {"type":"Feature","properties":{},"geometry":{"type":"Point","coordinates":[-116.62773,32.54168]}}
SE PEMEX | Point | 115 kV | [5 empty] | En operación | Baja California | Tecate | CONACYT 2024 (oficial) | {"type":"Feature","properties":{},"geometry":{"type":"Point","coordinates":[-116.54228,32.55919]}}
SE EL ENCINAL | Point | 115 kV | [5 empty] | En operación | Baja California | Tecate | CONACYT 2024 (oficial) | {"type":"Feature","properties":{},"geometry":{"type":"Point","coordinates":[-116.54406,32.55686]}}
S.E. EL CAÑON | Point | 115 kV | [5 empty] | En operación | Baja California | Ensenada | CONACYT 2024 (oficial) | {"type":"Feature","properties":{},"geometry":{"type":"Point","coordinates":[-116.16174,31.2233]}}
S.E. EL TECOLOTE | Point | 115 kV | [5 empty] | En operación | Baja California | Tijuana | CONACYT 2024 (oficial) | {"type":"Feature","properties":{},"geometry":{"type":"Point","coordinates":[-117.0214,32.46025]}}
S.E. EL FLORIDO | Point | 115 kV | [5 empty] | En operación | Baja California | Tijuana | CONACYT 2024 (oficial) | {"type":"Feature","properties":{},"geometry":{"type":"Point","coordinates":[-116.78395,32.47233]}}
SE EL DURAZNO | Point | 115 kV | [5 empty] | En operación | Baja California | Tijuana | CONACYT 2024 (oficial) | {"type":"Feature","properties":{},"geometry":{"type":"Point","coordinates":[-116.94126,32.42703]}}
SE TECATE | Point | 115 kV | [5 empty] | En operación | Baja California | Tecate | CONACYT 2024 (oficial) | {"type":"Feature","properties":{},"geometry":{"type":"Point","coordinates":[-116.63603,32.571]}}
S.E. MINERA SAN FELIPE | Point | 115 kV | [5 empty] | En operación | Baja California | San Felipe | CONACYT 2024 (oficial) | {"type":"Feature","properties":{},"geometry":{"type":"Point","coordinates":[-115.1222,31.58635]}}
S.E. SAN FELIPE | Point | 115 kV | [5 empty] | En operación | Baja California | San Felipe | CONACYT 2024 (oficial) | {"type":"Feature","properties":{},"geometry":{"type":"Point","coordinates":[-114.84798,31.0279]}}
S.E. TRINIDAD | Point | 115 kV | [5 empty] | En operación | Baja California | Ensenada | CONACYT 2024 (oficial) | {"type":"Feature","properties":{},"geometry":{"type":"Point","coordinates":[-115.74271,31.37564]}}
S.E. PUERTO NUEVO | Point | 115 kV | [5 empty] | En operación | Baja California | Playas de Rosarito | CONACYT 2024 (oficial) | {"type":"Feature","properties":{},"geometry":{"type":"Point","coordinates":[-116.93612,32.24763]}}
S.E. MANEADERO | Point | 115 kV | [5 empty] | En operación | Baja California | Ensenada | CONACYT 2024 (oficial) | {"type":"Feature","properties":{},"geometry":{"type":"Point","coordinates":[-116.57146,31.71807]}}
S.E. PUNTA CHINA | Point | 115 kV | [5 empty] | En operación | Baja California | Ensenada | CONACYT 2024 (oficial) | {"type":"Feature","properties":{},"geometry":{"type":"Point","coordinates":[-116.62339,31.51768]}}
S.E. SAN VICENTE | Point | 115 kV | [5 empty] | En operación | Baja California | Ensenada | CONACYT 2024 (oficial) | {"type":"Feature","properties":{},"geometry":{"type":"Point","coordinates":[-116.24886,31.32417]}}
S.E. SAN QUINTIN | Point | 115 kV | [5 empty] | En operación | Baja California | San Quintín | CONACYT 2024 (oficial) | {"type":"Feature","properties":{},"geometry":{"type":"Point","coordinates":[-115.98742,30.71554]}}
S.E. SAN SIMON | Point | 115 kV | [5 empty] | En operación | Baja California | San Quintín | CONACYT 2024 (oficial) | {"type":"Feature","properties":{},"geometry":{"type":"Point","coordinates":[-115.90924,30.50782]}}
S.E LAZARO CARDENAS | Point | 115 kV | [5 empty] | En operación | Baja California | Tijuana | CONACYT 2024 (oficial) | {"type":"Feature","properties":{},"geometry":{"type":"Point","coordinates":[-117.09563,32.51161]}}
S.E. GUERRERO | Point | 115 kV | [5 empty] | En operación | Baja California | Tijuana | CONACYT 2024 (oficial) | {"type":"Feature","properties":{},"geometry":{"type":"Point","coordinates":[-117.05276,32.51549]}}
S.E. HIPODROMO | Point | 115 kV | [5 empty] | En operación | Baja California | Tijuana | CONACYT 2024 (oficial) | {"type":"Feature","properties":{},"geometry":{"type":"Point","coordinates":[-116.99396,32.51489]}}
S.E. PACIFICO | Point | 115 kV | [5 empty] | En operación | Baja California | Tijuana | CONACYT 2024 (oficial) | {"type":"Feature","properties":{},"geometry":{"type":"Point","coordinates":[-116.98534,32.46288]}}
S.E. P.I.P. | Point | 115 kV | [5 empty] | En operación | Baja California | Tijuana | CONACYT 2024 (oficial) | {"type":"Feature","properties":{},"geometry":{"type":"Point","coordinates":[-116.97711,32.45576]}}
S.E. PANAMERICANA FRACCIONAMIENTO | Point | 115 kV | [5 empty] | En operación | Baja California | Tijuana | CONACYT 2024 (oficial) | {"type":"Feature","properties":{},"geometry":{"type":"Point","coordinates":[-116.99161,32.44608]}}
S.E. LA MESA | Point | 115 kV | [5 empty] | En operación | Baja California | Tijuana | CONACYT 2024 (oficial) | {"type":"Feature","properties":{},"geometry":{"type":"Point","coordinates":[-116.94472,32.49149]}}
S.E. SEMINARIO | Point | 115 kV | [5 empty] | En operación | Baja California | Tijuana | CONACYT 2024 (oficial) | {"type":"Feature","properties":{},"geometry":{"type":"Point","coordinates":[-116.92533,32.47145]}}
S.E. MABAMEX | Point | 115 kV | [5 empty] | En operación | Baja California | Tijuana | CONACYT 2024 (oficial) | {"type":"Feature","properties":{},"geometry":{"type":"Point","coordinates":[-116.8597,32.47476]}}
S.E. SONY | Point | 115 kV | [5 empty] | En operación | Baja California | Tijuana | CONACYT 2024 (oficial) | {"type":"Feature","properties":{},"geometry":{"type":"Point","coordinates":[-116.92327,32.50192]}}
S.E. EL LAGO | Point | 115 kV | [5 empty] | En operación | Baja California | Tijuana | CONACYT 2024 (oficial) | {"type":"Feature","properties":{},"geometry":{"type":"Point","coordinates":[-116.92687,32.5038]}}
S.E. TUSCARORA | Point | 115 kV | [5 empty] | En operación | Baja California | Tijuana | CONACYT 2024 (oficial) | {"type":"Feature","properties":{},"geometry":{"type":"Point","coordinates":[-116.93009,32.50369]}}
S.E. RIO | Point | 115 kV | [5 empty] | En operación | Baja California | Tijuana | CONACYT 2024 (oficial) | {"type":"Feature","properties":{},"geometry":{"type":"Point","coordinates":[-117.01378,32.52857]}}
S.E. UNIVERSIDAD | Point | 115 kV | [5 empty] | En operación | Baja California | Tijuana | CONACYT 2024 (oficial) | {"type":"Feature","properties":{},"geometry":{"type":"Point","coordinates":[-116.94993,32.52171]}}
S.E. INDUSTRIAL | Point | 115 kV | [5 empty] | En operación | Baja California | Tijuana | CONACYT 2024 (oficial) | {"type":"Feature","properties":{},"geometry":{"type":"Point","coordinates":[-116.92307,32.53591]}}
S.E. FRONTERA | Point | 115 kV | [5 empty] | En operación | Baja California | Tijuana | CONACYT 2024 (oficial) | {"type":"Feature","properties":{},"geometry":{"type":"Point","coordinates":[-116.91628,32.54928]}}
S.E. CBS | Point | 115 kV | [5 empty] | En operación | Baja California | Tijuana | CONACYT 2024 (oficial) | {"type":"Feature","properties":{},"geometry":{"type":"Point","coordinates":[-116.91238,32.54693]}}
S.E MGI | Point | 115 kV | [5 empty] | En operación | Baja California | Tijuana | CONACYT 2024 (oficial) | {"type":"Feature","properties":{},"geometry":{"type":"Point","coordinates":[-116.91036,32.55228]}}
S.E. PANASONIC | Point | 115 kV | [5 empty] | En operación | Baja California | Tijuana | CONACYT 2024 (oficial) | {"type":"Feature","properties":{},"geometry":{"type":"Point","coordinates":[-116.91455,32.538]}}
S.E. HITACHI | Point | 115 kV | [5 empty] | En operación | Baja California | Tijuana | CONACYT 2024 (oficial) | {"type":"Feature","properties":{},"geometry":{"type":"Point","coordinates":[-116.93025,32.54934]}}
S.E. AVOLAR | Point | 115 kV | [5 empty] | En operación | Baja California | Tijuana | CONACYT 2024 (oficial) | {"type":"Feature","properties":{},"geometry":{"type":"Point","coordinates":[-116.96529,32.5469]}}
S.E. KIOMEX | Point | 115 kV | [5 empty] | En operación | Baja California | Tijuana | CONACYT 2024 (oficial) | {"type":"Feature","properties":{},"geometry":{"type":"Point","coordinates":[-116.92147,32.53534]}}
S.E. IND. OPTICA | Point | 115 kV | [5 empty] | En operación | Baja California | Tijuana | CONACYT 2024 (oficial) | {"type":"Feature","properties":{},"geometry":{"type":"Point","coordinates":[-116.92133,32.53473]}}
S.E. FRANCISCO VILLA (MATAMOROS) | Point | 115 kV | [5 empty] | En operación | Baja California | Tijuana | CONACYT 2024 (oficial) | {"type":"Feature","properties":{},"geometry":{"type":"Point","coordinates":[-116.84116,32.48728]}}
S.E. CESPT | Point | 115 kV | [5 empty] | En operación | Baja California | Tijuana | CONACYT 2024 (oficial) | {"type":"Feature","properties":{},"geometry":{"type":"Point","coordinates":[-117.1091,32.47764]}}
S.E. SIDUE | Point | 115 kV | [5 empty] | En operación | Baja California | Tijuana | CONACYT 2024 (oficial) | {"type":"Feature","properties":{},"geometry":{"type":"Point","coordinates":[-117.05888,32.53958]}}
S.E. MÉXICO | Point | 115 kV | [5 empty] | En operación | Baja California | Tijuana | CONACYT 2024 (oficial) | {"type":"Feature","properties":{},"geometry":{"type":"Point","coordinates":[-117.03638,32.53647]}}
S.E. VALLE SUR | Point | 115 kV | [5 empty] | En operación | Baja California | Tijuana | CONACYT 2024 (oficial) | {"type":"Feature","properties":{},"geometry":{"type":"Point","coordinates":[-117.02911,32.47593]}}
S.E. MISION | Point | 115 kV | [5 empty] | En operación | Baja California | Playas de Rosarito | CONACYT 2024 (oficial) | {"type":"Feature","properties":{},"geometry":{"type":"Point","coordinates":[-116.8746,32.10031]}}
S.E. JATAY | Point | 115 kV | [5 empty] | En operación | Baja California | Ensenada | CONACYT 2024 (oficial) | {"type":"Feature","properties":{},"geometry":{"type":"Point","coordinates":[-116.86089,32.02394]}}
S.E ACUEDUCTO | Point | 115 kV | [5 empty] | En operación | Baja California | Ensenada | CONACYT 2024 (oficial) | {"type":"Feature","properties":{},"geometry":{"type":"Point","coordinates":[-116.80984,32.09841]}}
S.E. POPOTLA | Point | 115 kV | [5 empty] | En operación | Baja California | Playas de Rosarito | CONACYT 2024 (oficial) | {"type":"Feature","properties":{},"geometry":{"type":"Point","coordinates":[-117.03726,32.29528]}}
S.E. EL SAUZAL | Point | 115 kV | [5 empty] | En operación | Baja California | Ensenada | CONACYT 2024 (oficial) | {"type":"Feature","properties":{},"geometry":{"type":"Point","coordinates":[-116.70296,31.90653]}}
S.E. CEM-CALIFORNIA | Point | 115 kV | [5 empty] | En operación | Baja California | Ensenada | CONACYT 2024 (oficial) | {"type":"Feature","properties":{},"geometry":{"type":"Point","coordinates":[-116.58275,31.84719]}}
S.E. GALLO | Point | 115 kV | [5 empty] | En operación | Baja California | Ensenada | CONACYT 2024 (oficial) | {"type":"Feature","properties":{},"geometry":{"type":"Point","coordinates":[-116.59263,31.85309]}}
S.E. CABO SAN LUCAS II | Point | 115 kV | [5 empty] | En operación | Baja California Sur | Los Cabos | CONACYT 2024 (oficial) | {"type":"Feature","properties":{},"geometry":{"type":"Point","coordinates":[-109.92067,22.90366]}}
S.E. CABO BELLO | Point | 115 kV | [5 empty] | En operación | Baja California Sur | Los Cabos | CONACYT 2024 (oficial) | {"type":"Feature","properties":{},"geometry":{"type":"Point","coordinates":[-109.88473,22.90348]}}
S.E. SAN JOSE DEL CABO | Point | 115 kV | [5 empty] | En operación | Baja California Sur | Los Cabos | CONACYT 2024 (oficial) | {"type":"Feature","properties":{},"geometry":{"type":"Point","coordinates":[-109.70446,23.06416]}}
S.E. SANTIAGO | Point | 115 kV | [5 empty] | En operación | Baja California Sur | Los Cabos | CONACYT 2024 (oficial) | {"type":"Feature","properties":{},"geometry":{"type":"Point","coordinates":[-109.69479,23.4725]}}
S.E. ZINAPÉCUARO | Point | 115 kV | [5 empty] | En operación | Michoacán de Ocampo | Zinapécuaro | CONACYT 2024 (oficial) | {"type":"Feature","properties":{},"geometry":{"type":"Point","coordinates":[-100.82345,19.85287]}}
S.E. AZUFRES SWITCHEO | Point | 115 kV | [5 empty] | En operación | Michoacán de Ocampo | Zinapécuaro | CONACYT 2024 (oficial) | {"type":"Feature","properties":{},"geometry":{"type":"Point","coordinates":[-100.66465,19.83184]}}
S.E. AZUFRES II 2DA UNIDAD | Point | 115 kV | [5 empty] | En operación | Michoacán de Ocampo | Zinapécuaro | CONACYT 2024 (oficial) | {"type":"Feature","properties":{},"geometry":{"type":"Point","coordinates":[-100.66191,19.82691]}}
S.E. ROMITA | Point | 115 kV | [5 empty] | En operación | Guanajuato | Romita | CONACYT 2024 (oficial) | {"type":"Feature","properties":{},"geometry":{"type":"Point","coordinates":[-101.58835,20.84524]}}
S.E. EL TORO | Point | 115 kV | [5 empty] | En operación | Guanajuato | Manuel Doblado | CONACYT 2024 (oficial) | {"type":"Feature","properties":{},"geometry":{"type":"Point","coordinates":[-101.90358,20.82506]}}
S.E. JESÚS DEL MONTE | Point | 115 kV | [5 empty] | En operación | Guanajuato | León | CONACYT 2024 (oficial) | {"type":"Feature","properties":{},"geometry":{"type":"Point","coordinates":[-101.7151,20.93114]}}
S.E. SAN FCO. DEL RINCON | Point | 115 kV | [5 empty] | En operación | Guanajuato | San Francisco del Rincón | CONACYT 2024 (oficial) | {"type":"Feature","properties":{},"geometry":{"type":"Point","coordinates":[-101.86876,21.02915]}}
S.E. ZITACUARO I | Point | 115 kV | [5 empty] | En operación | Michoacán de Ocampo | Zitácuaro | CONACYT 2024 (oficial) | {"type":"Feature","properties":{},"geometry":{"type":"Point","coordinates":[-100.38716,19.48529]}}
S.E. REXEL (RESISTOL) | Point | 115 kV | [5 empty] | En operación | Michoacán de Ocampo | Zitácuaro | CONACYT 2024 (oficial) | {"type":"Feature","properties":{},"geometry":{"type":"Point","coordinates":[-100.38715,19.4843]}}
S.E. TUXPAN | Point | 115 kV | [5 empty] | En operación | Michoacán de Ocampo | Tuxpan | CONACYT 2024 (oficial) | {"type":"Feature","properties":{},"geometry":{"type":"Point","coordinates":[-100.44543,19.55801]}}
S.E. ZITACUARO II | Point | 115 kV | [5 empty] | En operación | Michoacán de Ocampo | Zitácuaro | CONACYT 2024 (oficial) | {"type":"Feature","properties":{},"geometry":{"type":"Point","coordinates":[-100.39038,19.4282]}}
S.E. ABASTOS 2 | Point | 115 kV | [5 empty] | En operación | Michoacán de Ocampo | Morelia | CONACYT 2024 (oficial) | {"type":"Feature","properties":{},"geometry":{"type":"Point","coordinates":[-101.15836,19.7081]}}
S.E. LAGUNILLAS | Point | 115 kV | [5 empty] | En operación | Michoacán de Ocampo | Lagunillas | CONACYT 2024 (oficial) | {"type":"Feature","properties":{},"geometry":{"type":"Point","coordinates":[-101.41248,19.55868]}}
S.E. PATZCUARO SUR | Point | 115 kV | [5 empty] | En operación | Michoacán de Ocampo | Pátzcuaro | CONACYT 2024 (oficial) | {"type":"Feature","properties":{},"geometry":{"type":"Point","coordinates":[-101.59075,19.49685]}}
S.E. PATZCUARO NORTE | Point | 115 kV | [5 empty] | En operación | Michoacán de Ocampo | Pátzcuaro | CONACYT 2024 (oficial) | {"type":"Feature","properties":{},"geometry":{"type":"Point","coordinates":[-101.61925,19.53105]}}
S.E. CEPAMISA | Point | 115 kV | [5 empty] | En operación | Michoacán de Ocampo | Morelia | CONACYT 2024 (oficial) | {"type":"Feature","properties":{},"geometry":{"type":"Point","coordinates":[-101.26686,19.65198]}}
S.E. MORELIA II | Point | 115 kV | [5 empty] | En operación | Michoacán de Ocampo | Morelia | CONACYT 2024 (oficial) | {"type":"Feature","properties":{},"geometry":{"type":"Point","coordinates":[-101.21037,19.67256]}}
S.E. LAGOS GALERA | Point | 115 kV | [5 empty] | En operación | Jalisco | Lagos de Moreno | CONACYT 2024 (oficial) | {"type":"Feature","properties":{},"geometry":{"type":"Point","coordinates":[-101.86593,21.39978]}}
S.E. MORELIA INDUSTRIAL | Point | 115 kV | [5 empty] | En operación | Michoacán de Ocampo | Morelia | CONACYT 2024 (oficial) | {"type":"Feature","properties":{},"geometry":{"type":"Point","coordinates":[-101.13381,19.73281]}}
S.E. MORELIA III | Point | 115 kV | [5 empty] | En operación | Michoacán de Ocampo | Morelia | CONACYT 2024 (oficial) | {"type":"Feature","properties":{},"geometry":{"type":"Point","coordinates":[-101.25156,19.69097]}}
S.E. SANTIAGUITO | Point | 115 kV | [5 empty] | En operación | Michoacán de Ocampo | Morelia | CONACYT 2024 (oficial) | {"type":"Feature","properties":{},"geometry":{"type":"Point","coordinates":[-101.18675,19.72462]}}
S.E. MORELIA NORTE | Point | 115 kV | [5 empty] | En operación | Michoacán de Ocampo | Morelia | CONACYT 2024 (oficial) | {"type":"Feature","properties":{},"geometry":{"type":"Point","coordinates":[-101.19751,19.70951]}}
S.E. LA HUACANA | Point | 115 kV | [5 empty] | En operación | Michoacán de Ocampo | La Huacana | CONACYT 2024 (oficial) | {"type":"Feature","properties":{},"geometry":{"type":"Point","coordinates":[-101.81196,18.95295]}}
S.E. PURUARAN | Point | 115 kV | [5 empty] | En operación | Michoacán de Ocampo | Turicato | CONACYT 2024 (oficial) | {"type":"Feature","properties":{},"geometry":{"type":"Point","coordinates":[-101.53199,19.08853]}}
S.E. ARIO DE ROSALES | Point | 115 kV | [5 empty] | En operación | Michoacán de Ocampo | Ario | CONACYT 2024 (oficial) | {"type":"Feature","properties":{},"geometry":{"type":"Point","coordinates":[-101.67633,19.2195]}}
S.E. IGUANA | Point | 115 kV | [5 empty] | En operación | Michoacán de Ocampo | Arteaga | CONACYT 2024 (oficial) | {"type":"Feature","properties":{},"geometry":{"type":"Point","coordinates":[-101.90249,18.27657]}}
S.E. ZIHUATANEJO I | Point | 115 kV | [5 empty] | En operación | Guerrero | Zihuatanejo de Azueta | CONACYT 2024 (oficial) | {"type":"Feature","properties":{},"geometry":{"type":"Point","coordinates":[-101.58951,17.66317]}}
S.E. CD HIDALGO | Point | 115 kV | [5 empty] | En operación | Michoacán de Ocampo | Hidalgo | CONACYT 2024 (oficial) | {"type":"Feature","properties":{},"geometry":{"type":"Point","coordinates":[-100.52769,19.69098]}}
S.E. ANGAMACUTIRO II | Point | 115 kV | [5 empty] | En operación | Michoacán de Ocampo | Angamacutiro | CONACYT 2024 (oficial) | {"type":"Feature","properties":{},"geometry":{"type":"Point","coordinates":[-101.72648,20.15834]}}
S.E. PURUANDIRO | Point | 115 kV | [5 empty] | En operación | Michoacán de Ocampo | Puruándiro | CONACYT 2024 (oficial) | {"type":"Feature","properties":{},"geometry":{"type":"Point","coordinates":[-101.52817,20.09115]}}
S.E. LAGUNA LARGA | Point | 115 kV | [5 empty] | En operación | Guanajuato | Pénjamo | CONACYT 2024 (oficial) | {"type":"Feature","properties":{},"geometry":{"type":"Point","coordinates":[-101.88953,20.38556]}}
S.E. ZINAPARO | Point | 115 kV | [5 empty] | En operación | Michoacán de Ocampo | Zináparo | CONACYT 2024 (oficial) | {"type":"Feature","properties":{},"geometry":{"type":"Point","coordinates":[-101.97674,20.20567]}}
S.E. ANGAMACUTIRO | Point | 115 kV | [5 empty] | En operación | Michoacán de Ocampo | Angamacutiro | CONACYT 2024 (oficial) | {"type":"Feature","properties":{},"geometry":{"type":"Point","coordinates":[-101.72315,20.15643]}}
S.E. MORELOS | Point | 115 kV | [5 empty] | En operación | Michoacán de Ocampo | Morelia | CONACYT 2024 (oficial) | {"type":"Feature","properties":{},"geometry":{"type":"Point","coordinates":[-101.24273,19.70475]}}
S.E. CAMPESTRE | Point | 115 kV | [5 empty] | En operación | Michoacán de Ocampo | Morelia | CONACYT 2024 (oficial) | {"type":"Feature","properties":{},"geometry":{"type":"Point","coordinates":[-101.15372,19.68459]}}
S.E. DONATO GUERRA | Point | 115 kV | [5 empty] | En operación | México | Donato Guerra | CONACYT 2024 (oficial) | {"type":"Feature","properties":{},"geometry":{"type":"Point","coordinates":[-100.14163,19.28329]}}
S.E. VILLA JIMENEZ | Point | 115 kV | [5 empty] | En operación | Michoacán de Ocampo | Jiménez | CONACYT 2024 (oficial) | {"type":"Feature","properties":{},"geometry":{"type":"Point","coordinates":[-101.76103,19.91723]}}
S.E. BOTELLO | Point | 115 kV | [5 empty] | En operación | Michoacán de Ocampo | Panindícuaro | CONACYT 2024 (oficial) | {"type":"Feature","properties":{},"geometry":{"type":"Point","coordinates":[-101.73539,19.9791]}}
S.E. SALAMANCA PV | Point | 115 kV | [5 empty] | En operación | Guanajuato | Salamanca | CONACYT 2024 (oficial) | {"type":"Feature","properties":{},"geometry":{"type":"Point","coordinates":[-101.16752,20.57431]}}
S.E. LEON IV | Point | 115 kV | [5 empty] | En operación | Guanajuato | León | CONACYT 2024 (oficial) | {"type":"Feature","properties":{},"geometry":{"type":"Point","coordinates":[-101.60584,21.13597]}}
S.E. LA JOYA | Point | 115 kV | [5 empty] | En operación | Guanajuato | León | CONACYT 2024 (oficial) | {"type":"Feature","properties":{},"geometry":{"type":"Point","coordinates":[-101.73202,21.12505]}}
S.E. LEÓN NORTE | Point | 115 kV | [5 empty] | En operación | Guanajuato | León | CONACYT 2024 (oficial) | {"type":"Feature","properties":{},"geometry":{"type":"Point","coordinates":[-101.68372,21.15403]}}
S.E. SAN ROQUE | Point | 115 kV | [5 empty] | En operación | Guanajuato | Purísima del Rincón | CONACYT 2024 (oficial) | {"type":"Feature","properties":{},"geometry":{"type":"Point","coordinates":[-101.86345,20.97325]}}
S.E. GRANJENO | Point | 115 kV | [5 empty] | En operación | Guanajuato | León | CONACYT 2024 (oficial) | {"type":"Feature","properties":{},"geometry":{"type":"Point","coordinates":[-101.65198,21.08345]}}
S.E. LEÓN ORIENTE | Point | 115 kV | [5 empty] | En operación | Guanajuato | León | CONACYT 2024 (oficial) | {"type":"Feature","properties":{},"geometry":{"type":"Point","coordinates":[-101.62868,21.09292]}}
S.E. LOS SAUCES | Point | 115 kV | [5 empty] | En operación | Guanajuato | León | CONACYT 2024 (oficial) | {"type":"Feature","properties":{},"geometry":{"type":"Point","coordinates":[-101.55083,21.0258]}}
S.E. LAGOS | Point | 115 kV | [5 empty] | En operación | Jalisco | Lagos de Moreno | CONACYT 2024 (oficial) | {"type":"Feature","properties":{},"geometry":{"type":"Point","coordinates":[-101.91366,21.36577]}}
S.E. TARETAN | Point | 115 kV | [5 empty] | En operación | Michoacán de Ocampo | Taretan | CONACYT 2024 (oficial) | {"type":"Feature","properties":{},"geometry":{"type":"Point","coordinates":[-101.92057,19.33152]}}
S.E. PATZCUARO | Point | 115 kV | [5 empty] | En operación | Michoacán de Ocampo | Pátzcuaro | CONACYT 2024 (oficial) | {"type":"Feature","properties":{},"geometry":{"type":"Point","coordinates":[-101.61557,19.53555]}}
S.E. CELANESE (MICHOACÁN) | Point | 115 kV | [5 empty] | En operación | Michoacán de Ocampo | Zacapu | CONACYT 2024 (oficial) | {"type":"Feature","properties":{},"geometry":{"type":"Point","coordinates":[-101.77475,19.83006]}}
S.E. ZACAPU | Point | 115 kV | [5 empty] | En operación | Michoacán de Ocampo | Zacapu | CONACYT 2024 (oficial) | {"type":"Feature","properties":{},"geometry":{"type":"Point","coordinates":[-101.77572,19.79709]}}
S.E. AEROPUERTO | Point | 115 kV | [5 empty] | En operación | Michoacán de Ocampo | Álvaro Obregón | CONACYT 2024 (oficial) | {"type":"Feature","properties":{},"geometry":{"type":"Point","coordinates":[-101.03628,19.81749]}}
S.E. LEÓN PONIENTE | Point | 115 kV | [5 empty] | En operación | Guanajuato | León | CONACYT 2024 (oficial) | {"type":"Feature","properties":{},"geometry":{"type":"Point","coordinates":[-101.7086,21.11551]}}
S.E. CUITZEO | Point | 115 kV | [5 empty] | En operación | Michoacán de Ocampo | Cuitzeo | CONACYT 2024 (oficial) | {"type":"Feature","properties":{},"geometry":{"type":"Point","coordinates":[-101.13405,19.95921]}}
S.E. HITCHINER | Point | 115 kV | [5 empty] | En operación | San Luis Potosí | San Luis Potosí | CONACYT 2024 (oficial) | {"type":"Feature","properties":{},"geometry":{"type":"Point","coordinates":[-100.87285,22.04823]}}
S.E. LAMOSA | Point | 115 kV | [5 empty] | En operación | San Luis Potosí | San Luis Potosí | CONACYT 2024 (oficial) | {"type":"Feature","properties":{},"geometry":{"type":"Point","coordinates":[-100.87262,22.04834]}}
S.E. EATON | Point | 115 kV | [5 empty] | En operación | San Luis Potosí | San Luis Potosí | CONACYT 2024 (oficial) | {"type":"Feature","properties":{},"geometry":{"type":"Point","coordinates":[-100.86942,22.05026]}}
S.E. PRONAPADE | Point | 115 kV | [5 empty] | En operación | San Luis Potosí | Villa de Reyes | CONACYT 2024 (oficial) | {"type":"Feature","properties":{},"geometry":{"type":"Point","coordinates":[-100.93458,21.75261]}}
S.E. ZACATECAS | Point | 115 kV | [5 empty] | En operación | Zacatecas | Zacatecas | CONACYT 2024 (oficial) | {"type":"Feature","properties":{},"geometry":{"type":"Point","coordinates":[-102.57664,22.76194]}}
S.E. DASA | Point | 115 kV | [5 empty] | En operación | San Luis Potosí | San Luis Potosí | CONACYT 2024 (oficial) | {"type":"Feature","properties":{},"geometry":{"type":"Point","coordinates":[-100.90115,22.08946]}}
S.E. MABE LAISER | Point | 115 kV | [5 empty] | En operación | San Luis Potosí | San Luis Potosí | CONACYT 2024 (oficial) | {"type":"Feature","properties":{},"geometry":{"type":"Point","coordinates":[-100.89079,22.07716]}}
S.E. BONLAN | Point | 115 kV | [5 empty] | En operación | San Luis Potosí | San Luis Potosí | CONACYT 2024 (oficial) | {"type":"Feature","properties":{},"geometry":{"type":"Point","coordinates":[-100.89828,22.088]}}
S.E. LATINCASA | Point | 115 kV | [5 empty] | En operación | San Luis Potosí | San Luis Potosí | CONACYT 2024 (oficial) | {"type":"Feature","properties":{},"geometry":{"type":"Point","coordinates":[-100.90054,22.10365]}}
S.E. GENERAL POPO | Point | 115 kV | [5 empty] | En operación | San Luis Potosí | San Luis Potosí | CONACYT 2024 (oficial) | {"type":"Feature","properties":{},"geometry":{"type":"Point","coordinates":[-100.91059,22.1113]}}
S.E. TISAMIC | Point | 115 kV | [5 empty] | En operación | San Luis Potosí | San Luis Potosí | CONACYT 2024 (oficial) | {"type":"Feature","properties":{},"geometry":{"type":"Point","coordinates":[-100.90873,22.10545]}}
S.E. ALUPRINT | Point | 115 kV | [5 empty] | En operación | San Luis Potosí | San Luis Potosí | CONACYT 2024 (oficial) | {"type":"Feature","properties":{},"geometry":{"type":"Point","coordinates":[-100.90581,22.1012]}}
S.E. NACOBRE | Point | 115 kV | [5 empty] | En operación | San Luis Potosí | San Luis Potosí | CONACYT 2024 (oficial) | {"type":"Feature","properties":{},"geometry":{"type":"Point","coordinates":[-100.91471,22.09842]}}
S.E. PAPEL EL POTOSÍ | Point | 115 kV | [5 empty] | En operación | San Luis Potosí | San Luis Potosí | CONACYT 2024 (oficial) | {"type":"Feature","properties":{},"geometry":{"type":"Point","coordinates":[-100.90083,22.09507]}}
S.E. CONDUCTORES MONTERREY | Point | 115 kV | [5 empty] | En operación | San Luis Potosí | San Luis Potosí | CONACYT 2024 (oficial) | {"type":"Feature","properties":{},"geometry":{"type":"Point","coordinates":[-100.8945,22.0977]}}
S.E. BARILLA (CIGARRERA MODERNA) | Point | 115 kV | [5 empty] | En operación | San Luis Potosí | San Luis Potosí | CONACYT 2024 (oficial) | {"type":"Feature","properties":{},"geometry":{"type":"Point","coordinates":[-100.89198,22.10148]}}
S.E. FEVISA | Point | 115 kV | [5 empty] | En operación | San Luis Potosí | San Luis Potosí | CONACYT 2024 (oficial) | {"type":"Feature","properties":{},"geometry":{"type":"Point","coordinates":[-100.89413,22.04641]}}
S.E. NITROMEX | Point | 115 kV | [5 empty] | En operación | San Luis Potosí | San Luis Potosí | CONACYT 2024 (oficial) | {"type":"Feature","properties":{},"geometry":{"type":"Point","coordinates":[-100.88897,22.04142]}}
S.E. DELCO | Point | 115 kV | [5 empty] | En operación | San Luis Potosí | San Luis Potosí | CONACYT 2024 (oficial) | {"type":"Feature","properties":{},"geometry":{"type":"Point","coordinates":[-100.87346,22.05457]}}
S.E. SELVA | Point | 115 kV | [5 empty] | En operación | San Luis Potosí | San Luis Potosí | CONACYT 2024 (oficial) | {"type":"Feature","properties":{},"geometry":{"type":"Point","coordinates":[-100.87479,22.04725]}}
S.E. VITROMEX | Point | 115 kV | [5 empty] | En operación | San Luis Potosí | San Luis Potosí | CONACYT 2024 (oficial) | {"type":"Feature","properties":{},"geometry":{"type":"Point","coordinates":[-100.8861,22.03488]}}
S.E. DICUMSA | Point | 115 kV | [5 empty] | En operación | San Luis Potosí | San Luis Potosí | CONACYT 2024 (oficial) | {"type":"Feature","properties":{},"geometry":{"type":"Point","coordinates":[-100.89557,22.09943]}}
S.E. 3M | Point | 115 kV | [5 empty] | En operación | San Luis Potosí | San Luis Potosí | CONACYT 2024 (oficial) | {"type":"Feature","properties":{},"geometry":{"type":"Point","coordinates":[-100.8846,22.07108]}}
S.E. CEMENTOS MOCTEZUMA | Point | 115 kV | [5 empty] | En operación | San Luis Potosí | Cerritos | CONACYT 2024 (oficial) | {"type":"Feature","properties":{},"geometry":{"type":"Point","coordinates":[-100.37838,22.47171]}}
S.E. TANQUE TENORIO | Point | 115 kV | [5 empty] | En operación | San Luis Potosí | San Luis Potosí | CONACYT 2024 (oficial) | {"type":"Feature","properties":{},"geometry":{"type":"Point","coordinates":[-100.8797,22.12397]}}
S.E. MABE SANYO | Point | 115 kV | [5 empty] | En operación | San Luis Potosí | San Luis Potosí | CONACYT 2024 (oficial) | {"type":"Feature","properties":{},"geometry":{"type":"Point","coordinates":[-100.89627,22.10742]}}
S.E. KRUPP | Point | 115 kV | [5 empty] | En operación | San Luis Potosí | San Luis Potosí | CONACYT 2024 (oficial) | {"type":"Feature","properties":{},"geometry":{"type":"Point","coordinates":[-100.88705,22.07966]}}
S.E. SCHULMAN | Point | 115 kV | [5 empty] | En operación | San Luis Potosí | San Luis Potosí | CONACYT 2024 (oficial) | {"type":"Feature","properties":{},"geometry":{"type":"Point","coordinates":[-100.87856,22.06242]}}
S.E. LA HIGUERA | Point | 115 kV | [5 empty] | En operación | Sinaloa | Navolato | CONACYT 2024 (oficial) | {"type":"Feature","properties":{},"geometry":{"type":"Point","coordinates":[-107.50728,24.69789]}}
S.E. CATERPILLAR | Point | 115 kV | [5 empty] | En operación | Nuevo León | Santa Catarina | CONACYT 2024 (oficial) | {"type":"Feature","properties":{},"geometry":{"type":"Point","coordinates":[-100.52123,25.72807]}}
S.E. ZAPALINAME | Point | 115 kV | [5 empty] | En operación | Coahuila de Zaragoza | Saltillo | CONACYT 2024 (oficial) | {"type":"Feature","properties":{},"geometry":{"type":"Point","coordinates":[-100.97151,25.42365]}}
S.E. SALTILLO | Point | 115 kV | [5 empty] | En operación | Coahuila de Zaragoza | Saltillo | CONACYT 2024 (oficial) | {"type":"Feature","properties":{},"geometry":{"type":"Point","coordinates":[-101.01636,25.44712]}}
S.E. ALPES | Point | 115 kV | [5 empty] | En operación | Coahuila de Zaragoza | Saltillo | CONACYT 2024 (oficial) | {"type":"Feature","properties":{},"geometry":{"type":"Point","coordinates":[-100.93189,25.48118]}}
S.E. RAMOS ARIZPE POT. | Point | 115 kV | [5 empty] | En operación | Coahuila de Zaragoza | Ramos Arizpe | CONACYT 2024 (oficial) | {"type":"Feature","properties":{},"geometry":{"type":"Point","coordinates":[-100.90722,25.59857]}}
SE SPARTECH | Point | 115 kV | [5 empty] | En operación | Coahuila de Zaragoza | Ramos Arizpe | CONACYT 2024 (oficial) | {"type":"Feature","properties":{},"geometry":{"type":"Point","coordinates":[-100.9141,25.5936]}}
NO DEFINIDO | Point | 115 kV | [5 empty] | En operación | Coahuila de Zaragoza | Arteaga | CONACYT 2024 (oficial) | {"type":"Feature","properties":{},"geometry":{"type":"Point","coordinates":[-100.90118,25.44057]}}
SE MABE MEXICO | Point | 115 kV | [5 empty] | En operación | Coahuila de Zaragoza | Saltillo | CONACYT 2024 (oficial) | {"type":"Feature","properties":{},"geometry":{"type":"Point","coordinates":[-100.9677,25.50407]}}
SE NUTEC | Point | 115 kV | [5 empty] | En operación | Coahuila de Zaragoza | Ramos Arizpe | CONACYT 2024 (oficial) | {"type":"Feature","properties":{},"geometry":{"type":"Point","coordinates":[-100.96392,25.51887]}}
NO DEFINIDO | Point | 115 kV | [5 empty] | En operación | Coahuila de Zaragoza | Saltillo | CONACYT 2024 (oficial) | {"type":"Feature","properties":{},"geometry":{"type":"Point","coordinates":[-100.98527,25.49806]}}
S.E. GENERAL MOTORS | Point | 115 kV | [5 empty] | En operación | Coahuila de Zaragoza | Ramos Arizpe | CONACYT 2024 (oficial) | {"type":"Feature","properties":{},"geometry":{"type":"Point","coordinates":[-100.97084,25.50765]}}
S.E. CHRYSLER DE MEXICO | Point | 115 kV | [5 empty] | En operación | Coahuila de Zaragoza | Ramos Arizpe | CONACYT 2024 (oficial) | {"type":"Feature","properties":{},"geometry":{"type":"Point","coordinates":[-100.9597,25.52116]}}
S.E. DE ACERO | Point | 115 kV | [5 empty] | En operación | Coahuila de Zaragoza | Ramos Arizpe | CONACYT 2024 (oficial) | {"type":"Feature","properties":{},"geometry":{"type":"Point","coordinates":[-100.96462,25.51219]}}
S.E. PÑL | Point | 115 kV | [5 empty] | En operación | Coahuila de Zaragoza | Ramos Arizpe | CONACYT 2024 (oficial) | {"type":"Feature","properties":{},"geometry":{"type":"Point","coordinates":[-100.96317,25.5199]}}
S.E. CIFUNSA | Point | 115 kV | [5 empty] | En operación | Coahuila de Zaragoza | Saltillo | CONACYT 2024 (oficial) | {"type":"Feature","properties":{},"geometry":{"type":"Point","coordinates":[-100.99509,25.45739]}}
S.E. ESTANZUELA | Point | 115 kV | [5 empty] | En operación | Nuevo León | Monterrey | CONACYT 2024 (oficial) | {"type":"Feature","properties":{},"geometry":{"type":"Point","coordinates":[-100.25545,25.58523]}}
S.E. INDUSTRIAS CONDUCTORAS MONTERREY | Point | 115 kV | [5 empty] | En operación | Nuevo León | San Nicolás de los Garza | CONACYT 2024 (oficial) | {"type":"Feature","properties":{},"geometry":{"type":"Point","coordinates":[-100.25075,25.72683]}}
S.E. PTAR. NORTE | Point | 115 kV | [5 empty] | En operación | Nuevo León | General Escobedo | CONACYT 2024 (oficial) | {"type":"Feature","properties":{},"geometry":{"type":"Point","coordinates":[-100.29295,25.79954]}}
S.E. KEMET | Point | 115 kV | [5 empty] | En operación | Nuevo León | San Nicolás de los Garza | CONACYT 2024 (oficial) | {"type":"Feature","properties":{},"geometry":{"type":"Point","coordinates":[-100.2565,25.73058]}}
S.E. THOMAS AND BETIS | Point | 115 kV | [5 empty] | En operación | Nuevo León | Guadalupe | CONACYT 2024 (oficial) | {"type":"Feature","properties":{},"geometry":{"type":"Point","coordinates":[-100.21828,25.70318]}}
S.E. SADM SAN ROQUE II | Point | 115 kV | [5 empty] | En operación | Nuevo León | Guadalupe | CONACYT 2024 (oficial) | {"type":"Feature","properties":{},"geometry":{"type":"Point","coordinates":[-100.22637,25.65723]}}
S.E. PROLEC G.E. | Point | 115 kV | [5 empty] | En operación | Nuevo León | Apodaca | CONACYT 2024 (oficial) | {"type":"Feature","properties":{},"geometry":{"type":"Point","coordinates":[-100.20364,25.75549]}}
S.E. ELECTRODOS | Point | 115 kV | [5 empty] | En operación | Nuevo León | Apodaca | CONACYT 2024 (oficial) | {"type":"Feature","properties":{},"geometry":{"type":"Point","coordinates":[-100.17945,25.77613]}}
S.E. METALSA | Point | 115 kV | [5 empty] | En operación | Nuevo León | Apodaca | CONACYT 2024 (oficial) | {"type":"Feature","properties":{},"geometry":{"type":"Point","coordinates":[-100.20907,25.75212]}}
S.E. CRYO INFRA | Point | 115 kV | [5 empty] | En operación | Nuevo León | San Nicolás de los Garza | CONACYT 2024 (oficial) | {"type":"Feature","properties":{},"geometry":{"type":"Point","coordinates":[-100.23317,25.74416]}}
S.E. APODACA TECNOLOGY PARK | Point | 115 kV | [5 empty] | En operación | Nuevo León | Apodaca | CONACYT 2024 (oficial) | {"type":"Feature","properties":{},"geometry":{"type":"Point","coordinates":[-100.1688,25.79297]}}
S.E. CIS | Point | 115 kV | [5 empty] | En operación | Nuevo León | Apodaca | CONACYT 2024 (oficial) | {"type":"Feature","properties":{},"geometry":{"type":"Point","coordinates":[-100.16302,25.7678]}}
S.E. PTAR. DULCES NOMBRES | Point | 115 kV | [5 empty] | En operación | Nuevo León | Pesquería | CONACYT 2024 (oficial) | {"type":"Feature","properties":{},"geometry":{"type":"Point","coordinates":[-100.0703,25.73983]}}
S.E. ACEROS PLANOS DE MEXICO | Point | 115 kV | [5 empty] | En operación | Nuevo León | Monterrey | CONACYT 2024 (oficial) | {"type":"Feature","properties":{},"geometry":{"type":"Point","coordinates":[-100.27658,25.69507]}}
S.E. KOHLER | Point | 115 kV | [5 empty] | En operación | Nuevo León | Juárez | CONACYT 2024 (oficial) | {"type":"Feature","properties":{},"geometry":{"type":"Point","coordinates":[-100.08841,25.67432]}}
S.E. PLAZA | Point | 115 kV | [5 empty] | En operación | Nuevo León | San Pedro Garza García | CONACYT 2024 (oficial) | {"type":"Feature","properties":{},"geometry":{"type":"Point","coordinates":[-100.31999,25.64424]}}
S.E. ARCO VIAL | Point | 115 kV | [5 empty] | En operación | Nuevo León | Santa Catarina | CONACYT 2024 (oficial) | {"type":"Feature","properties":{},"geometry":{"type":"Point","coordinates":[-100.52175,25.72823]}}
S.E. MITRAS | Point | 115 kV | [5 empty] | En operación | Nuevo León | García | CONACYT 2024 (oficial) | {"type":"Feature","properties":{},"geometry":{"type":"Point","coordinates":[-100.44716,25.78214]}}
S.E. SAN JORGE | Point | 115 kV | [5 empty] | En operación | Nuevo León | Monterrey | CONACYT 2024 (oficial) | {"type":"Feature","properties":{},"geometry":{"type":"Point","coordinates":[-100.36207,25.71198]}}
S.E. VITROMEX | Point | 115 kV | [5 empty] | En operación | Coahuila de Zaragoza | Saltillo | CONACYT 2024 (oficial) | {"type":"Feature","properties":{},"geometry":{"type":"Point","coordinates":[-100.99293,25.46201]}}
S.E. FERSINSA | Point | 115 kV | [5 empty] | En operación | Coahuila de Zaragoza | Ramos Arizpe | CONACYT 2024 (oficial) | {"type":"Feature","properties":{},"geometry":{"type":"Point","coordinates":[-100.94035,25.54149]}}
S.E. ISR | Point | 115 kV | [5 empty] | En operación | Coahuila de Zaragoza | Ramos Arizpe | CONACYT 2024 (oficial) | {"type":"Feature","properties":{},"geometry":{"type":"Point","coordinates":[-100.92851,25.56367]}}
S.E. RAMOS ARIZPE | Point | 115 kV | [5 empty] | En operación | Coahuila de Zaragoza | Ramos Arizpe | CONACYT 2024 (oficial) | {"type":"Feature","properties":{},"geometry":{"type":"Point","coordinates":[-100.93944,25.54911]}}
S.E. CEDROS POT. | Point | 115 kV | [5 empty] | En operación | Coahuila de Zaragoza | Ramos Arizpe | CONACYT 2024 (oficial) | {"type":"Feature","properties":{},"geometry":{"type":"Point","coordinates":[-100.98206,25.5472]}}
S.E. ALAMO | Point | 115 kV | [5 empty] | En operación | Coahuila de Zaragoza | Saltillo | CONACYT 2024 (oficial) | {"type":"Feature","properties":{},"geometry":{"type":"Point","coordinates":[-101.00738,25.38121]}}
S.E. CHRYSLER PTA. CAMIONES | Point | 115 kV | [5 empty] | En operación | Coahuila de Zaragoza | Saltillo | CONACYT 2024 (oficial) | {"type":"Feature","properties":{},"geometry":{"type":"Point","coordinates":[-101.11832,25.2601]}}
S.E. VALLE | Point | 115 kV | [5 empty] | En operación | Nuevo León | San Pedro Garza García | CONACYT 2024 (oficial) | {"type":"Feature","properties":{},"geometry":{"type":"Point","coordinates":[-100.35779,25.64992]}}
S.E. NOGALAR | Point | 115 kV | [5 empty] | En operación | Nuevo León | Monterrey | CONACYT 2024 (oficial) | {"type":"Feature","properties":{},"geometry":{"type":"Point","coordinates":[-100.29094,25.70631]}}
S.E. LOMA LARGA | Point | 115 kV | [5 empty] | En operación | Nuevo León | Monterrey | CONACYT 2024 (oficial) | {"type":"Feature","properties":{},"geometry":{"type":"Point","coordinates":[-100.31016,25.65466]}}
S.E. PLAZA SABINO | Point | 115 kV | [5 empty] | En operación | Nuevo León | Monterrey | CONACYT 2024 (oficial) | {"type":"Feature","properties":{},"geometry":{"type":"Point","coordinates":[-100.30943,25.67117]}}
S.E. FELIX U. GOMEZ | Point | 115 kV | [5 empty] | En operación | Nuevo León | Monterrey | CONACYT 2024 (oficial) | {"type":"Feature","properties":{},"geometry":{"type":"Point","coordinates":[-100.29782,25.6723]}}
S.E. FUNDIDORA | Point | 115 kV | [5 empty] | En operación | Nuevo León | Monterrey | CONACYT 2024 (oficial) | {"type":"Feature","properties":{},"geometry":{"type":"Point","coordinates":[-100.27817,25.68197]}}
S.E. ESCOBEDO | Point | 115 kV | [5 empty] | En operación | Nuevo León | El Carmen | CONACYT 2024 (oficial) | {"type":"Feature","properties":{},"geometry":{"type":"Point","coordinates":[-100.36724,25.86522]}}
S.E. MODELO | Point | 115 kV | [5 empty] | En operación | Nuevo León | Monterrey | CONACYT 2024 (oficial) | {"type":"Feature","properties":{},"geometry":{"type":"Point","coordinates":[-100.38061,25.74105]}}
S.E. TOPOCHICO | Point | 115 kV | [5 empty] | En operación | Nuevo León | Monterrey | CONACYT 2024 (oficial) | {"type":"Feature","properties":{},"geometry":{"type":"Point","coordinates":[-100.32438,25.739]}}
S.E. PARQUE INDUSTRIAL ESCOBEDO | Point | 115 kV | [5 empty] | En operación | Nuevo León | General Escobedo | CONACYT 2024 (oficial) | {"type":"Feature","properties":{},"geometry":{"type":"Point","coordinates":[-100.34726,25.80605]}}
S.E. SAN ROQUE | Point | 115 kV | [5 empty] | En operación | Nuevo León | Guadalupe | CONACYT 2024 (oficial) | {"type":"Feature","properties":{},"geometry":{"type":"Point","coordinates":[-100.21462,25.6589]}}
S.E. LA SILLA | Point | 115 kV | [5 empty] | En operación | Nuevo León | Guadalupe | CONACYT 2024 (oficial) | {"type":"Feature","properties":{},"geometry":{"type":"Point","coordinates":[-100.17868,25.65324]}}
S.E. PEMEX | Point | 115 kV | [5 empty] | En operación | Nuevo León | Guadalupe | CONACYT 2024 (oficial) | {"type":"Feature","properties":{},"geometry":{"type":"Point","coordinates":[-100.21715,25.70856]}}
S.E. APODACA | Point | 115 kV | [5 empty] | En operación | Nuevo León | Apodaca | CONACYT 2024 (oficial) | {"type":"Feature","properties":{},"geometry":{"type":"Point","coordinates":[-100.17779,25.77722]}}
S.E. PIMSA | Point | 115 kV | [5 empty] | En operación | Nuevo León | Apodaca | CONACYT 2024 (oficial) | {"type":"Feature","properties":{},"geometry":{"type":"Point","coordinates":[-100.16463,25.77403]}}
S.E. STIVA APODACA | Point | 115 kV | [5 empty] | En operación | Nuevo León | Apodaca | CONACYT 2024 (oficial) | {"type":"Feature","properties":{},"geometry":{"type":"Point","coordinates":[-100.19168,25.7577]}}
S.E. MIRAVALLE | Point | 115 kV | [5 empty] | En operación | Nuevo León | Monterrey | CONACYT 2024 (oficial) | {"type":"Feature","properties":{},"geometry":{"type":"Point","coordinates":[-100.38168,25.67197]}}
S.E. HIDALGO | Point | 115 kV | [5 empty] | En operación | Nuevo León | Hidalgo | CONACYT 2024 (oficial) | {"type":"Feature","properties":{},"geometry":{"type":"Point","coordinates":[-100.4591,25.96363]}}
S.E. SABINAS HIDALGO | Point | 115 kV | [5 empty] | En operación | Nuevo León | Sabinas Hidalgo | CONACYT 2024 (oficial) | {"type":"Feature","properties":{},"geometry":{"type":"Point","coordinates":[-100.16059,26.46946]}}
S.E. SAN ROBERTO | Point | 115 kV | [5 empty] | En operación | Nuevo León | Galeana | CONACYT 2024 (oficial) | {"type":"Feature","properties":{},"geometry":{"type":"Point","coordinates":[-100.30338,24.67993]}}
S.E. MUNICH | Point | 115 kV | [5 empty] | En operación | Nuevo León | San Nicolás de los Garza | CONACYT 2024 (oficial) | {"type":"Feature","properties":{},"geometry":{"type":"Point","coordinates":[-100.30198,25.73476]}}
S.E. LLANOS | Point | 115 kV | [5 empty] | En operación | Coahuila de Zaragoza | Arteaga | CONACYT 2024 (oficial) | {"type":"Feature","properties":{},"geometry":{"type":"Point","coordinates":[-100.78494,25.28852]}}
S.E. ASF | Point | 115 kV | [5 empty] | En operación | Coahuila de Zaragoza | Ramos Arizpe | CONACYT 2024 (oficial) | {"type":"Feature","properties":{},"geometry":{"type":"Point","coordinates":[-100.92375,25.57125]}}
S.E. MSC | Point | 115 kV | [5 empty] | En operación | Coahuila de Zaragoza | Ramos Arizpe | CONACYT 2024 (oficial) | {"type":"Feature","properties":{},"geometry":{"type":"Point","coordinates":[-100.92873,25.55892]}}
S.E. MFS | Point | 115 kV | [5 empty] | En operación | Coahuila de Zaragoza | Ramos Arizpe | CONACYT 2024 (oficial) | {"type":"Feature","properties":{},"geometry":{"type":"Point","coordinates":[-100.90551,25.59671]}}
S.E. KIMBERLY CLARK DE MEXICO | Point | 115 kV | [5 empty] | En operación | Coahuila de Zaragoza | Ramos Arizpe | CONACYT 2024 (oficial) | {"type":"Feature","properties":{},"geometry":{"type":"Point","coordinates":[-100.88543,25.59571]}}
S.E IMSS | Point | 115 kV | [5 empty] | En operación | Coahuila de Zaragoza | Saltillo | CONACYT 2024 (oficial) | {"type":"Feature","properties":{},"geometry":{"type":"Point","coordinates":[-100.96824,25.4471]}}
S.E. MST | Point | 115 kV | [5 empty] | En operación | Coahuila de Zaragoza | Ramos Arizpe | CONACYT 2024 (oficial) | {"type":"Feature","properties":{},"geometry":{"type":"Point","coordinates":[-100.92523,25.56602]}}
S.E. INDUSTRIAS MONTERREY | Point | 115 kV | [5 empty] | En operación | Nuevo León | San Nicolás de los Garza | CONACYT 2024 (oficial) | {"type":"Feature","properties":{},"geometry":{"type":"Point","coordinates":[-100.30394,25.7299]}}
S.E. PAPELERA MALDONADO | Point | 115 kV | [5 empty] | En operación | Nuevo León | San Nicolás de los Garza | CONACYT 2024 (oficial) | {"type":"Feature","properties":{},"geometry":{"type":"Point","coordinates":[-100.29022,25.72771]}}
S.E. TERZA | Point | 115 kV | [5 empty] | En operación | Nuevo León | El Carmen | CONACYT 2024 (oficial) | {"type":"Feature","properties":{},"geometry":{"type":"Point","coordinates":[-100.35369,25.87914]}}
S.E. SAN BERNABE | Point | 115 kV | [5 empty] | En operación | Nuevo León | Monterrey | CONACYT 2024 (oficial) | {"type":"Feature","properties":{},"geometry":{"type":"Point","coordinates":[-100.40986,25.76675]}}
S.E. DAO | Point | 115 kV | [5 empty] | En operación | Nuevo León | General Escobedo | CONACYT 2024 (oficial) | {"type":"Feature","properties":{},"geometry":{"type":"Point","coordinates":[-100.3278,25.82136]}}
S.E. FORJA | Point | 115 kV | [5 empty] | En operación | Nuevo León | General Escobedo | CONACYT 2024 (oficial) | {"type":"Feature","properties":{},"geometry":{"type":"Point","coordinates":[-100.2984,25.81747]}}
S.E. DIRONA | Point | 115 kV | [5 empty] | En operación | Nuevo León | General Escobedo | CONACYT 2024 (oficial) | {"type":"Feature","properties":{},"geometry":{"type":"Point","coordinates":[-100.29839,25.81714]}}
S.E. PROLAMSA | Point | 115 kV | [5 empty] | En operación | Nuevo León | General Escobedo | CONACYT 2024 (oficial) | {"type":"Feature","properties":{},"geometry":{"type":"Point","coordinates":[-100.29691,25.81002]}}
S.E. PB4 | Point | 115 kV | [5 empty] | En operación | Nuevo León | Cadereyta Jiménez | CONACYT 2024 (oficial) | {"type":"Feature","properties":{},"geometry":{"type":"Point","coordinates":[-100.06111,25.56485]}}
S.E. CEJA | Point | 115 kV | [5 empty] | En operación | Nuevo León | China | CONACYT 2024 (oficial) | {"type":"Feature","properties":{},"geometry":{"type":"Point","coordinates":[-99.36125,25.73098]}}
S.E. PB 0 | Point | 115 kV | [5 empty] | En operación | Nuevo León | China | CONACYT 2024 (oficial) | {"type":"Feature","properties":{},"geometry":{"type":"Point","coordinates":[-99.31833,25.72801]}}
SE PB 1 | Point | 115 kV | [5 empty] | En operación | Nuevo León | Los Ramones | CONACYT 2024 (oficial) | {"type":"Feature","properties":{},"geometry":{"type":"Point","coordinates":[-99.53886,25.65301]}}
S.E. CUCHILLO | Point | 115 kV | [5 empty] | En operación | Nuevo León | Los Ramones | CONACYT 2024 (oficial) | {"type":"Feature","properties":{},"geometry":{"type":"Point","coordinates":[-99.66551,25.60091]}}
S.E. PB2 | Point | 115 kV | [5 empty] | En operación | Nuevo León | Los Ramones | CONACYT 2024 (oficial) | {"type":"Feature","properties":{},"geometry":{"type":"Point","coordinates":[-99.71226,25.58818]}}
S.E. PB3 | Point | 115 kV | [5 empty] | En operación | Nuevo León | Cadereyta Jiménez | CONACYT 2024 (oficial) | {"type":"Feature","properties":{},"geometry":{"type":"Point","coordinates":[-99.92997,25.56973]}}
S.E. CADEREYTA II | Point | 115 kV | [5 empty] | En operación | Nuevo León | Cadereyta Jiménez | CONACYT 2024 (oficial) | {"type":"Feature","properties":{},"geometry":{"type":"Point","coordinates":[-99.98316,25.56032]}}
S.E. BLEDALES | Point | 115 kV | [5 empty] | En operación | Baja California Sur | La Paz | CONACYT 2024 (oficial) | {"type":"Feature","properties":{},"geometry":{"type":"Point","coordinates":[-110.34168,24.08589]}}
S.E. OLAS ATLAS | Point | 115 kV | [5 empty] | En operación | Baja California Sur | La Paz | CONACYT 2024 (oficial) | {"type":"Feature","properties":{},"geometry":{"type":"Point","coordinates":[-110.33716,24.03482]}}
S.E. PALMIRA | Point | 115 kV | [5 empty] | En operación | Baja California Sur | La Paz | CONACYT 2024 (oficial) | {"type":"Feature","properties":{},"geometry":{"type":"Point","coordinates":[-110.29623,24.16329]}}
S.E. LA PAZ | Point | 115 kV | [5 empty] | En operación | Baja California Sur | La Paz | CONACYT 2024 (oficial) | {"type":"Feature","properties":{},"geometry":{"type":"Point","coordinates":[-110.3129,24.13384]}}
S.E. CABO DEL SOL | Point | 115 kV | [5 empty] | En operación | Baja California Sur | Los Cabos | CONACYT 2024 (oficial) | {"type":"Feature","properties":{},"geometry":{"type":"Point","coordinates":[-109.83199,22.92634]}}
S.E. CABO REAL | Point | 115 kV | [5 empty] | En operación | Baja California Sur | Los Cabos | CONACYT 2024 (oficial) | {"type":"Feature","properties":{},"geometry":{"type":"Point","coordinates":[-109.77478,22.98044]}}
S.E. PALMILLA | Point | 115 kV | [5 empty] | En operación | Baja California Sur | Los Cabos | CONACYT 2024 (oficial) | {"type":"Feature","properties":{},"geometry":{"type":"Point","coordinates":[-109.72598,23.01172]}}
S.E. EL TRIUNFO | Point | 115 kV | [5 empty] | En operación | Baja California Sur | La Paz | CONACYT 2024 (oficial) | {"type":"Feature","properties":{},"geometry":{"type":"Point","coordinates":[-110.12218,23.78544]}}
S.E. CENTRAL PUNTA PRIETA II | Point | 115 kV | [5 empty] | En operación | Baja California Sur | La Paz | CONACYT 2024 (oficial) | {"type":"Feature","properties":{},"geometry":{"type":"Point","coordinates":[-110.30939,24.22379]}}
S.E. CENTRAL PUNTA PRIETA I | Point | 115 kV | [5 empty] | En operación | Baja California Sur | La Paz | CONACYT 2024 (oficial) | {"type":"Feature","properties":{},"geometry":{"type":"Point","coordinates":[-110.31006,24.22102]}}
S.E CABO PUERTO SAN CARLOS | Point | 115 kV | [5 empty] | En operación | Baja California Sur | Comondú | CONACYT 2024 (oficial) | {"type":"Feature","properties":{},"geometry":{"type":"Point","coordinates":[-112.09266,24.8154]}}
SE VILLA CONSTITUCION | Point | 115 kV | [5 empty] | En operación | Baja California Sur | Comondú | CONACYT 2024 (oficial) | {"type":"Feature","properties":{},"geometry":{"type":"Point","coordinates":[-111.66659,25.01922]}}
SE SANTO DOMINGO | Point | 115 kV | [5 empty] | En operación | Baja California Sur | Comondú | CONACYT 2024 (oficial) | {"type":"Feature","properties":{},"geometry":{"type":"Point","coordinates":[-111.8509,25.42401]}}
SE VILLA INSURGENTES | Point | 115 kV | [5 empty] | En operación | Baja California Sur | Comondú | CONACYT 2024 (oficial) | {"type":"Feature","properties":{},"geometry":{"type":"Point","coordinates":[-111.74998,25.19775]}}
SE LORETO | Point | 115 kV | [5 empty] | En operación | Baja California Sur | Loreto | CONACYT 2024 (oficial) | {"type":"Feature","properties":{},"geometry":{"type":"Point","coordinates":[-111.36776,25.96074]}}
SE ROFOMEX | Point | 115 kV | [5 empty] | En operación | Baja California Sur | La Paz | CONACYT 2024 (oficial) | {"type":"Feature","properties":{},"geometry":{"type":"Point","coordinates":[-110.82536,24.32451]}}
SE PUERTO ESCONDIDO | Point | 115 kV | [5 empty] | En operación | Baja California Sur | Loreto | CONACYT 2024 (oficial) | {"type":"Feature","properties":{},"geometry":{"type":"Point","coordinates":[-111.32862,25.8015]}}
S.E. C.D. LOS CABOS | Point | 115 kV | [5 empty] | En operación | Baja California Sur | Los Cabos | CONACYT 2024 (oficial) | {"type":"Feature","properties":{},"geometry":{"type":"Point","coordinates":[-110.02055,22.97255]}}
SE REFORMAS AGRARIAS | Point | 115 kV | [5 empty] | En operación | Baja California Sur | La Paz | CONACYT 2024 (oficial) | {"type":"Feature","properties":{},"geometry":{"type":"Point","coordinates":[-110.71204,24.08867]}}
S.E. MOCHIS INDUSTRIAL | Point | 115 kV | [5 empty] | En operación | Sinaloa | Ahome | CONACYT 2024 (oficial) | {"type":"Feature","properties":{},"geometry":{"type":"Point","coordinates":[-108.90204,25.81901]}}
S.E. MOCHIS 3 | Point | 115 kV | [5 empty] | En operación | Sinaloa | Ahome | CONACYT 2024 (oficial) | {"type":"Feature","properties":{},"geometry":{"type":"Point","coordinates":[-108.99448,25.81787]}}
S.E. SAN RAFAEL | Point | 115 kV | [5 empty] | En operación | Sinaloa | Guasave | CONACYT 2024 (oficial) | {"type":"Feature","properties":{},"geometry":{"type":"Point","coordinates":[-108.30687,25.49696]}}
S.E. LOMAS GUASAVE | Point | 115 kV | [5 empty] | En operación | Sinaloa | Guasave | CONACYT 2024 (oficial) | {"type":"Feature","properties":{},"geometry":{"type":"Point","coordinates":[-108.47167,25.54397]}}
SE LAS VILLAS | Point | 115 kV | [5 empty] | En operación | Sinaloa | Ahome | CONACYT 2024 (oficial) | {"type":"Feature","properties":{},"geometry":{"type":"Point","coordinates":[-109.01817,25.76182]}}
SE LOUISIANA (MOCHIS NORTE) | Point | 115 kV | [5 empty] | En operación | Sinaloa | Ahome | CONACYT 2024 (oficial) | {"type":"Feature","properties":{},"geometry":{"type":"Point","coordinates":[-109.07639,25.78484]}}
SE MOCHIS I | Point | 115 kV | [5 empty] | En operación | Sinaloa | Ahome | CONACYT 2024 (oficial) | {"type":"Feature","properties":{},"geometry":{"type":"Point","coordinates":[-108.9672,25.77171]}}
SE EL CARRIZO | Point | 115 kV | [5 empty] | En operación | Sinaloa | Ahome | CONACYT 2024 (oficial) | {"type":"Feature","properties":{},"geometry":{"type":"Point","coordinates":[-109.01031,26.39873]}}
SE PEMEX | Point | 115 kV | [5 empty] | En operación | Sinaloa | Ahome | CONACYT 2024 (oficial) | {"type":"Feature","properties":{},"geometry":{"type":"Point","coordinates":[-109.04844,25.61336]}}
SE TOPOLOBAMPO | Point | 115 kV | [5 empty] | En operación | Sinaloa | Ahome | CONACYT 2024 (oficial) | {"type":"Feature","properties":{},"geometry":{"type":"Point","coordinates":[-109.05088,25.60935]}}
S.E. GUASAVE | Point | 115 kV | [5 empty] | En operación | Sinaloa | Guasave | CONACYT 2024 (oficial) | {"type":"Feature","properties":{},"geometry":{"type":"Point","coordinates":[-108.47932,25.58015]}}
SE EL FUERTE | Point | 115 kV | [5 empty] | En operación | Sinaloa | El Fuerte | CONACYT 2024 (oficial) | {"type":"Feature","properties":{},"geometry":{"type":"Point","coordinates":[-108.57478,26.50733]}}
SE HORNILLOS | Point | 115 kV | [5 empty] | En operación | Sinaloa | El Fuerte | CONACYT 2024 (oficial) | {"type":"Feature","properties":{},"geometry":{"type":"Point","coordinates":[-108.50458,26.48443]}}
SE JUAN JOSE RIOS | Point | 115 kV | [5 empty] | En operación | Sinaloa | Guasave | CONACYT 2024 (oficial) | {"type":"Feature","properties":{},"geometry":{"type":"Point","coordinates":[-108.82537,25.76646]}}
SE LEYVA SOLANO | Point | 115 kV | [5 empty] | En operación | Sinaloa | Guasave | CONACYT 2024 (oficial) | {"type":"Feature","properties":{},"geometry":{"type":"Point","coordinates":[-108.63356,25.66423]}}
SE GUAMUCHIL II | Point | 115 kV | [5 empty] | En operación | Sinaloa | Salvador Alvarado | CONACYT 2024 (oficial) | {"type":"Feature","properties":{},"geometry":{"type":"Point","coordinates":[-108.08162,25.48694]}}
SE GUAMUCHIL | Point | 115 kV | [5 empty] | En operación | Sinaloa | Salvador Alvarado | CONACYT 2024 (oficial) | {"type":"Feature","properties":{},"geometry":{"type":"Point","coordinates":[-108.06873,25.44484]}}
S.E. NOGALES NORTE | Point | 115 kV | [5 empty] | En operación | Sonora | Nogales | CONACYT 2024 (oficial) | {"type":"Feature","properties":{},"geometry":{"type":"Point","coordinates":[-110.96014,31.31136]}}
S.E. HERMOSILLO 4 | Point | 115 kV | [5 empty] | En operación | Sonora | Hermosillo | CONACYT 2024 (oficial) | {"type":"Feature","properties":{},"geometry":{"type":"Point","coordinates":[-111.02465,29.08059]}}
S.E. HERMOSILLO 8 | Point | 115 kV | [5 empty] | En operación | Sonora | Hermosillo | CONACYT 2024 (oficial) | {"type":"Feature","properties":{},"geometry":{"type":"Point","coordinates":[-110.91925,29.03067]}}
S.E. FATIMA | Point | 115 kV | [5 empty] | En operación | Sonora | Guaymas | CONACYT 2024 (oficial) | {"type":"Feature","properties":{},"geometry":{"type":"Point","coordinates":[-110.87468,27.93791]}}
S.E. TRES VIRGENES | Point | 115 kV | [5 empty] | En operación | Baja California Sur | Mulegé | CONACYT 2024 (oficial) | {"type":"Feature","properties":{},"geometry":{"type":"Point","coordinates":[-112.56018,27.50605]}}
S.E. SANTA ROSALIA | Point | 115 kV | [5 empty] | En operación | Baja California Sur | Mulegé | CONACYT 2024 (oficial) | {"type":"Feature","properties":{},"geometry":{"type":"Point","coordinates":[-112.27139,27.35382]}}
S.E. BENITO JUAREZ | Point | 115 kV | [5 empty] | En operación | Baja California Sur | Mulegé | CONACYT 2024 (oficial) | {"type":"Feature","properties":{},"geometry":{"type":"Point","coordinates":[-113.79887,27.87736]}}
S.E. GUERRERO NEGRO II | Point | 115 kV | [5 empty] | En operación | Baja California Sur | Mulegé | CONACYT 2024 (oficial) | {"type":"Feature","properties":{},"geometry":{"type":"Point","coordinates":[-113.41318,27.64097]}}
SE HERMOSILLO II | Point | 115 kV | [5 empty] | En operación | Sonora | Hermosillo | CONACYT 2024 (oficial) | {"type":"Feature","properties":{},"geometry":{"type":"Point","coordinates":[-110.97191,29.11298]}}
SE HERMOSILLO 9 | Point | 115 kV | [5 empty] | En operación | Sonora | Hermosillo | CONACYT 2024 (oficial) | {"type":"Feature","properties":{},"geometry":{"type":"Point","coordinates":[-110.96085,29.06358]}}
SE HERMOSILLO I | Point | 115 kV | [5 empty] | En operación | Sonora | Hermosillo | CONACYT 2024 (oficial) | {"type":"Feature","properties":{},"geometry":{"type":"Point","coordinates":[-110.95509,29.05909]}}
SE FORD | Point | 115 kV | [5 empty] | En operación | Sonora | Hermosillo | CONACYT 2024 (oficial) | {"type":"Feature","properties":{},"geometry":{"type":"Point","coordinates":[-110.91964,29.01593]}}
SE HERMOSILLO 7 | Point | 115 kV | [5 empty] | En operación | Sonora | Hermosillo | CONACYT 2024 (oficial) | {"type":"Feature","properties":{},"geometry":{"type":"Point","coordinates":[-110.91721,29.10871]}}
SE LADRILLERAS | Point | 115 kV | [5 empty] | En operación | Sonora | Hermosillo | CONACYT 2024 (oficial) | {"type":"Feature","properties":{},"geometry":{"type":"Point","coordinates":[-111.00421,29.14561]}}
SE COLINAS | Point | 115 kV | [5 empty] | En operación | Sonora | Hermosillo | CONACYT 2024 (oficial) | {"type":"Feature","properties":{},"geometry":{"type":"Point","coordinates":[-110.95964,29.13609]}}
S.E CERESO | Point | 115 kV | [5 empty] | En operación | Sonora | Hermosillo | CONACYT 2024 (oficial) | {"type":"Feature","properties":{},"geometry":{"type":"Point","coordinates":[-110.94183,29.05225]}}
SE ESTADIO | Point | 115 kV | [5 empty] | En operación | Sonora | Hermosillo | CONACYT 2024 (oficial) | {"type":"Feature","properties":{},"geometry":{"type":"Point","coordinates":[-110.98225,29.09284]}}
SE NAVOJOA NORTE | Point | 115 kV | [5 empty] | En operación | Sonora | Navojoa | CONACYT 2024 (oficial) | {"type":"Feature","properties":{},"geometry":{"type":"Point","coordinates":[-109.46509,27.1138]}}
SE NAVOJOA | Point | 115 kV | [5 empty] | En operación | Sonora | Navojoa | CONACYT 2024 (oficial) | {"type":"Feature","properties":{},"geometry":{"type":"Point","coordinates":[-109.43908,27.04961]}}
SE PUEBLO NUEVO | Point | 115 kV | [5 empty] | En operación | Sonora | Navojoa | CONACYT 2024 (oficial) | {"type":"Feature","properties":{},"geometry":{"type":"Point","coordinates":[-109.37405,27.07011]}}
SE HUATABAMPO | Point | 115 kV | [5 empty] | En operación | Sonora | Huatabampo | CONACYT 2024 (oficial) | {"type":"Feature","properties":{},"geometry":{"type":"Point","coordinates":[-109.63808,26.85379]}}
SE VALLE DEL MAYO | Point | 115 kV | [5 empty] | En operación | Sonora | Etchojoa | CONACYT 2024 (oficial) | {"type":"Feature","properties":{},"geometry":{"type":"Point","coordinates":[-109.66426,26.96344]}}
SE OBREGON 1 | Point | 115 kV | [5 empty] | En operación | Sonora | Cajeme | CONACYT 2024 (oficial) | {"type":"Feature","properties":{},"geometry":{"type":"Point","coordinates":[-109.90654,27.46781]}}
SE VALLE DEL YAQUI 2 | Point | 115 kV | [5 empty] | En operación | Sonora | Cajeme | CONACYT 2024 (oficial) | {"type":"Feature","properties":{},"geometry":{"type":"Point","coordinates":[-109.93343,27.26334]}}
SE OBREGON 4 | Point | 115 kV | [5 empty] | En operación | Sonora | Cajeme | CONACYT 2024 (oficial) | {"type":"Feature","properties":{},"geometry":{"type":"Point","coordinates":[-109.93409,27.42886]}}
SE OBREGON 2 | Point | 115 kV | [5 empty] | En operación | Sonora | Cajeme | CONACYT 2024 (oficial) | {"type":"Feature","properties":{},"geometry":{"type":"Point","coordinates":[-109.9744,27.48933]}}
SE OBREGON 3 | Point | 115 kV | [5 empty] | En operación | Sonora | Cajeme | CONACYT 2024 (oficial) | {"type":"Feature","properties":{},"geometry":{"type":"Point","coordinates":[-109.9251,27.52403]}}
SE VALLE DEL YAQUI | Point | 115 kV | [5 empty] | En operación | Sonora | Cajeme | CONACYT 2024 (oficial) | {"type":"Feature","properties":{},"geometry":{"type":"Point","coordinates":[-110.03458,27.40879]}}
SE COCORIT | Point | 115 kV | [5 empty] | En operación | Sonora | Cajeme | CONACYT 2024 (oficial) | {"type":"Feature","properties":{},"geometry":{"type":"Point","coordinates":[-109.95506,27.56206]}}
SE SINATEX | Point | 115 kV | [5 empty] | En operación | Sonora | Cajeme | CONACYT 2024 (oficial) | {"type":"Feature","properties":{},"geometry":{"type":"Point","coordinates":[-109.94816,27.56091]}}
S.E. TRES VIRGENES | Point | 115 kV | [5 empty] | En operación | Baja California Sur | Mulegé | CONACYT 2024 (oficial) | {"type":"Feature","properties":{},"geometry":{"type":"Point","coordinates":[-112.55731,27.50693]}}
SE GAMESA | Point | 115 kV | [5 empty] | En operación | Sonora | Cajeme | CONACYT 2024 (oficial) | {"type":"Feature","properties":{},"geometry":{"type":"Point","coordinates":[-109.91902,27.48008]}}
SE PLANTA GUAYMAS 2 | Point | 115 kV | [5 empty] | En operación | Sonora | Guaymas | CONACYT 2024 (oficial) | {"type":"Feature","properties":{},"geometry":{"type":"Point","coordinates":[-110.86451,27.93651]}}
SE PLANTA GUAYMAS 1 | Point | 115 kV | [5 empty] | En operación | Sonora | Guaymas | CONACYT 2024 (oficial) | {"type":"Feature","properties":{},"geometry":{"type":"Point","coordinates":[-110.86575,27.92734]}}
SE EMPALME | Point | 115 kV | [5 empty] | En operación | Sonora | Empalme | CONACYT 2024 (oficial) | {"type":"Feature","properties":{},"geometry":{"type":"Point","coordinates":[-110.79696,27.95246]}}
SE SAN CARLOS | Point | 115 kV | [5 empty] | En operación | Sonora | Guaymas | CONACYT 2024 (oficial) | {"type":"Feature","properties":{},"geometry":{"type":"Point","coordinates":[-111.03002,27.98083]}}
SE GUAYMAS 1 | Point | 115 kV | [5 empty] | En operación | Sonora | Guaymas | CONACYT 2024 (oficial) | {"type":"Feature","properties":{},"geometry":{"type":"Point","coordinates":[-110.93279,27.94765]}}
SE CRUZ DE PIEDRA | Point | 115 kV | [5 empty] | En operación | Sonora | Empalme | CONACYT 2024 (oficial) | {"type":"Feature","properties":{},"geometry":{"type":"Point","coordinates":[-110.71025,28.01576]}}
S.E AGRICOLA SONOYTA | Point | 115 kV | [5 empty] | En operación | Sonora | General Plutarco Elías Calles | CONACYT 2024 (oficial) | {"type":"Feature","properties":{},"geometry":{"type":"Point","coordinates":[-112.41383,31.65627]}}
SE SONOYTA | Point | 115 kV | [5 empty] | En operación | Sonora | General Plutarco Elías Calles | CONACYT 2024 (oficial) | {"type":"Feature","properties":{},"geometry":{"type":"Point","coordinates":[-112.86814,31.86329]}}
SE SAHUARO | Point | 115 kV | [5 empty] | En operación | Sonora | Caborca | CONACYT 2024 (oficial) | {"type":"Feature","properties":{},"geometry":{"type":"Point","coordinates":[-112.97001,30.96917]}}
S.E ANTIMONIO | Point | 115 kV | [5 empty] | En operación | Sonora | Caborca | CONACYT 2024 (oficial) | {"type":"Feature","properties":{},"geometry":{"type":"Point","coordinates":[-112.88249,30.84845]}}
S.E BIZANI | Point | 115 kV | [5 empty] | En operación | Sonora | Caborca | CONACYT 2024 (oficial) | {"type":"Feature","properties":{},"geometry":{"type":"Point","coordinates":[-112.4042,30.64999]}}
SE EL DESEO | Point | 115 kV | [5 empty] | En operación | Sonora | Caborca | CONACYT 2024 (oficial) | {"type":"Feature","properties":{},"geometry":{"type":"Point","coordinates":[-112.25866,30.56787]}}
S.E CABORCA | Point | 115 kV | [5 empty] | En operación | Sonora | Caborca | CONACYT 2024 (oficial) | {"type":"Feature","properties":{},"geometry":{"type":"Point","coordinates":[-112.15821,30.72565]}}
SE LLANO BLANCO | Point | 115 kV | [5 empty] | En operación | Sonora | Altar | CONACYT 2024 (oficial) | {"type":"Feature","properties":{},"geometry":{"type":"Point","coordinates":[-111.91785,30.62811]}}
S.E ARROYO SECO | Point | 115 kV | [5 empty] | En operación | Sonora | Altar | CONACYT 2024 (oficial) | {"type":"Feature","properties":{},"geometry":{"type":"Point","coordinates":[-112.03228,30.99621]}}
SE OCUCA | Point | 115 kV | [5 empty] | En operación | Sonora | Trincheras | CONACYT 2024 (oficial) | {"type":"Feature","properties":{},"geometry":{"type":"Point","coordinates":[-111.43447,30.58614]}}
SE MOCUZARI | Point | 115 kV | [5 empty] | En operación | Sonora | Álamos | CONACYT 2024 (oficial) | {"type":"Feature","properties":{},"geometry":{"type":"Point","coordinates":[-109.10583,27.22325]}}
S.E ALAMOS | Point | 115 kV | [5 empty] | En operación | Sonora | Álamos | CONACYT 2024 (oficial) | {"type":"Feature","properties":{},"geometry":{"type":"Point","coordinates":[-108.95525,27.03197]}}
SE PLANTA EOLICA | Point | 115 kV | [5 empty] | En operación | Baja California Sur | Mulegé | CONACYT 2024 (oficial) | {"type":"Feature","properties":{},"geometry":{"type":"Point","coordinates":[-114.06722,27.97623]}}
SE GUERRERO NEGRO I | Point | 115 kV | [5 empty] | En operación | Baja California Sur | Mulegé | CONACYT 2024 (oficial) | {"type":"Feature","properties":{},"geometry":{"type":"Point","coordinates":[-114.0362,27.97514]}}
SE NOGALES SUR | Point | 115 kV | [5 empty] | En operación | Sonora | Nogales | CONACYT 2024 (oficial) | {"type":"Feature","properties":{},"geometry":{"type":"Point","coordinates":[-110.94299,31.28563]}}
SE NUEVO NOGALES | Point | 115 kV | [5 empty] | En operación | Sonora | Nogales | CONACYT 2024 (oficial) | {"type":"Feature","properties":{},"geometry":{"type":"Point","coordinates":[-110.97097,31.25749]}}
S.E ACCO PRESS | Point | 115 kV | [5 empty] | En operación | Sonora | Nogales | CONACYT 2024 (oficial) | {"type":"Feature","properties":{},"geometry":{"type":"Point","coordinates":[-110.96996,31.26036]}}
SE EL OVIACHI | Point | 115 kV | [5 empty] | En operación | Sonora | Cajeme | CONACYT 2024 (oficial) | {"type":"Feature","properties":{},"geometry":{"type":"Point","coordinates":[-109.89668,27.82265]}}
SE EJIDO LAGUNERO | Point | 115 kV | [5 empty] | En operación | Baja California Sur | Mulegé | CONACYT 2024 (oficial) | {"type":"Feature","properties":{},"geometry":{"type":"Point","coordinates":[-113.67968,27.82011]}}
SE MINERA MARIA | Point | 115 kV | [5 empty] | En operación | Sonora | Cananea | CONACYT 2024 (oficial) | {"type":"Feature","properties":{},"geometry":{"type":"Point","coordinates":[-110.37202,31.03441]}}
S.E AGUA PRIETA | Point | 115 kV | [5 empty] | En operación | Sonora | Agua Prieta | CONACYT 2024 (oficial) | {"type":"Feature","properties":{},"geometry":{"type":"Point","coordinates":[-109.55806,31.30973]}}
SE DIAZ ORDAZ | Point | 115 kV | [5 empty] | En operación | Baja California Sur | Mulegé | CONACYT 2024 (oficial) | {"type":"Feature","properties":{},"geometry":{"type":"Point","coordinates":[-113.45234,27.64246]}}
SE EJIDO EMILIANO ZAPATA | Point | 115 kV | [5 empty] | En operación | Baja California Sur | Mulegé | CONACYT 2024 (oficial) | {"type":"Feature","properties":{},"geometry":{"type":"Point","coordinates":[-113.39375,27.53743]}}
SE OASIS | Point | 115 kV | [5 empty] | En operación | Sonora | Carbó | CONACYT 2024 (oficial) | {"type":"Feature","properties":{},"geometry":{"type":"Point","coordinates":[-111.04254,29.68879]}}
SE COSTA 8 | Point | 115 kV | [5 empty] | En operación | Sonora | Hermosillo | CONACYT 2024 (oficial) | {"type":"Feature","properties":{},"geometry":{"type":"Point","coordinates":[-111.73443,29.09275]}}
SE COSTA 1 | Point | 115 kV | [5 empty] | En operación | Sonora | Hermosillo | CONACYT 2024 (oficial) | {"type":"Feature","properties":{},"geometry":{"type":"Point","coordinates":[-111.71371,28.9301]}}
SE COSTA 11 | Point | 115 kV | [5 empty] | En operación | Sonora | Hermosillo | CONACYT 2024 (oficial) | {"type":"Feature","properties":{},"geometry":{"type":"Point","coordinates":[-111.54251,28.91808]}}
SE KINO | Point | 115 kV | [5 empty] | En operación | Sonora | Hermosillo | CONACYT 2024 (oficial) | {"type":"Feature","properties":{},"geometry":{"type":"Point","coordinates":[-111.91826,28.82933]}}
SE COSTA 3 | Point | 115 kV | [5 empty] | En operación | Sonora | Hermosillo | CONACYT 2024 (oficial) | {"type":"Feature","properties":{},"geometry":{"type":"Point","coordinates":[-111.60401,28.83229]}}
SE PUNTO P | Point | 115 kV | [5 empty] | En operación | Sonora | Hermosillo | CONACYT 2024 (oficial) | {"type":"Feature","properties":{},"geometry":{"type":"Point","coordinates":[-111.4753,28.84065]}}
SE COSTA 5 | Point | 115 kV | [5 empty] | En operación | Sonora | Hermosillo | CONACYT 2024 (oficial) | {"type":"Feature","properties":{},"geometry":{"type":"Point","coordinates":[-111.63191,28.75313]}}
SE COSTA 6 | Point | 115 kV | [5 empty] | En operación | Sonora | Hermosillo | CONACYT 2024 (oficial) | {"type":"Feature","properties":{},"geometry":{"type":"Point","coordinates":[-111.63231,28.62367]}}
SE COSTA 4 | Point | 115 kV | [5 empty] | En operación | Sonora | Hermosillo | CONACYT 2024 (oficial) | {"type":"Feature","properties":{},"geometry":{"type":"Point","coordinates":[-111.47316,28.56811]}}
SE COSTA 2 | Point | 115 kV | [5 empty] | En operación | Sonora | Hermosillo | CONACYT 2024 (oficial) | {"type":"Feature","properties":{},"geometry":{"type":"Point","coordinates":[-111.47336,28.75355]}}
SE COSTA 7 | Point | 115 kV | [5 empty] | En operación | Sonora | Hermosillo | CONACYT 2024 (oficial) | {"type":"Feature","properties":{},"geometry":{"type":"Point","coordinates":[-111.34673,28.87922]}}
SE COSTA 10 | Point | 115 kV | [5 empty] | En operación | Sonora | Hermosillo | CONACYT 2024 (oficial) | {"type":"Feature","properties":{},"geometry":{"type":"Point","coordinates":[-111.31067,28.77227]}}
SE URES | Point | 115 kV | [5 empty] | En operación | Sonora | Ures | CONACYT 2024 (oficial) | {"type":"Feature","properties":{},"geometry":{"type":"Point","coordinates":[-110.39588,29.42296]}}
S.E CEMENTOS PORTLAND | Point | 115 kV | [5 empty] | En operación | Sonora | Hermosillo | CONACYT 2024 (oficial) | {"type":"Feature","properties":{},"geometry":{"type":"Point","coordinates":[-110.71693,29.0619]}}
S.E CEMENTOS DEL YAQUI | Point | 115 kV | [5 empty] | En operación | Sonora | Hermosillo | CONACYT 2024 (oficial) | {"type":"Feature","properties":{},"geometry":{"type":"Point","coordinates":[-110.82956,28.93006]}}
S.E CENTINELA | Point | 115 kV | [5 empty] | En operación | Sonora | Guaymas | CONACYT 2024 (oficial) | {"type":"Feature","properties":{},"geometry":{"type":"Point","coordinates":[-110.9127,27.87742]}}
SE VICAM | Point | 115 kV | [5 empty] | En operación | Sonora | Guaymas | CONACYT 2024 (oficial) | {"type":"Feature","properties":{},"geometry":{"type":"Point","coordinates":[-110.29515,27.63756]}}
SE MORELOS | Point | 115 kV | [5 empty] | En operación | Sonora | Empalme | CONACYT 2024 (oficial) | {"type":"Feature","properties":{},"geometry":{"type":"Point","coordinates":[-110.68929,28.09538]}}
SE LA MISA | Point | 115 kV | [5 empty] | En operación | Sonora | Empalme | CONACYT 2024 (oficial) | {"type":"Feature","properties":{},"geometry":{"type":"Point","coordinates":[-110.69042,28.14432]}}
SE MAGDALENA | Point | 115 kV | [5 empty] | En operación | Sonora | Magdalena | CONACYT 2024 (oficial) | {"type":"Feature","properties":{},"geometry":{"type":"Point","coordinates":[-110.95283,30.62494]}}
SE IMURIS | Point | 115 kV | [5 empty] | En operación | Sonora | Imuris | CONACYT 2024 (oficial) | {"type":"Feature","properties":{},"geometry":{"type":"Point","coordinates":[-110.84249,30.79492]}}
SE COSTA 9 | Point | 115 kV | [5 empty] | En operación | Sonora | Hermosillo | CONACYT 2024 (oficial) | {"type":"Feature","properties":{},"geometry":{"type":"Point","coordinates":[-111.32139,28.33455]}}
S.E. SAN JERONIMO POT. BCO.5 SF6 | Point | 115 kV | [5 empty] | En operación | Nuevo León | Monterrey | CONACYT 2024 (oficial) | {"type":"Feature","properties":{},"geometry":{"type":"Point","coordinates":[-100.35914,25.67926]}}
S.E. UNIVERSIDAD | Point | 115 kV | [5 empty] | En operación | Nuevo León | Monterrey | CONACYT 2024 (oficial) | {"type":"Feature","properties":{},"geometry":{"type":"Point","coordinates":[-100.31852,25.69816]}}
S.E. CELULOSA | Point | 115 kV | [5 empty] | En operación | Nuevo León | Monterrey | CONACYT 2024 (oficial) | {"type":"Feature","properties":{},"geometry":{"type":"Point","coordinates":[-100.33313,25.71793]}}
S.E. SAN NICOLAS | Point | 115 kV | [5 empty] | En operación | Nuevo León | San Nicolás de los Garza | CONACYT 2024 (oficial) | {"type":"Feature","properties":{},"geometry":{"type":"Point","coordinates":[-100.29875,25.76561]}}
S.E. SANTO DOMINGO | Point | 115 kV | [5 empty] | En operación | Nuevo León | San Nicolás de los Garza | CONACYT 2024 (oficial) | {"type":"Feature","properties":{},"geometry":{"type":"Point","coordinates":[-100.27735,25.72703]}}
S.E. CONTRY SF6 BCOS 1Y2 | Point | 115 kV | [5 empty] | En operación | Nuevo León | Monterrey | CONACYT 2024 (oficial) | {"type":"Feature","properties":{},"geometry":{"type":"Point","coordinates":[-100.28123,25.64325]}}
S.E. ACERO | Point | 115 kV | [5 empty] | En operación | Coahuila de Zaragoza | Frontera | CONACYT 2024 (oficial) | {"type":"Feature","properties":{},"geometry":{"type":"Point","coordinates":[-101.47169,26.91222]}}
S.E. MONCLOVA CENTRO | Point | 115 kV | [5 empty] | En operación | Coahuila de Zaragoza | Monclova | CONACYT 2024 (oficial) | {"type":"Feature","properties":{},"geometry":{"type":"Point","coordinates":[-101.40004,26.89746]}}
S.E. METRO CUAUHTEMOC | Point | 115 kV | [5 empty] | En operación | Nuevo León | Monterrey | CONACYT 2024 (oficial) | {"type":"Feature","properties":{},"geometry":{"type":"Point","coordinates":[-100.31653,25.68752]}}
S.E. UNION CARBIDE OXIGENO | Point | 115 kV | [5 empty] | En operación | Nuevo León | Monterrey | CONACYT 2024 (oficial) | {"type":"Feature","properties":{},"geometry":{"type":"Point","coordinates":[-100.29164,25.68213]}}
S.E. CEMENTOS MEXICANOS | Point | 115 kV | [5 empty] | En operación | Nuevo León | Monterrey | CONACYT 2024 (oficial) | {"type":"Feature","properties":{},"geometry":{"type":"Point","coordinates":[-100.29782,25.7003]}}
S.E. SADM LA SILLA | Point | 115 kV | [5 empty] | En operación | Nuevo León | Guadalupe | CONACYT 2024 (oficial) | {"type":"Feature","properties":{},"geometry":{"type":"Point","coordinates":[-100.24772,25.65961]}}
S.E. MONCLOVA | Point | 115 kV | [5 empty] | En operación | Coahuila de Zaragoza | Monclova | CONACYT 2024 (oficial) | {"type":"Feature","properties":{},"geometry":{"type":"Point","coordinates":[-101.42556,26.87326]}}
S.E. P. NEGRAS POT. BCO. I | Point | 115 kV | [5 empty] | En operación | Coahuila de Zaragoza | Piedras Negras | CONACYT 2024 (oficial) | {"type":"Feature","properties":{},"geometry":{"type":"Point","coordinates":[-100.61369,28.67396]}}
S.E. RIO ESCONDIDO | Point | 115 kV | [5 empty] | En operación | Coahuila de Zaragoza | Nava | CONACYT 2024 (oficial) | {"type":"Feature","properties":{},"geometry":{"type":"Point","coordinates":[-100.69252,28.48392]}}
S.E. AEROPUERTO | Point | 115 kV | [5 empty] | En operación | Tamaulipas | Reynosa | CONACYT 2024 (oficial) | {"type":"Feature","properties":{},"geometry":{"type":"Point","coordinates":[-98.27661,25.97836]}}
S.E. CUMBRES | Point | 115 kV | [5 empty] | En operación | Tamaulipas | Reynosa | CONACYT 2024 (oficial) | {"type":"Feature","properties":{},"geometry":{"type":"Point","coordinates":[-98.39325,26.09628]}}
S.E. JARACHINA | Point | 115 kV | [5 empty] | En operación | Tamaulipas | Reynosa | CONACYT 2024 (oficial) | {"type":"Feature","properties":{},"geometry":{"type":"Point","coordinates":[-98.35506,26.0496]}}
S.E. ORIZATLAN | Point | 115 kV | [5 empty] | En operación | Tamaulipas | Reynosa | CONACYT 2024 (oficial) | {"type":"Feature","properties":{},"geometry":{"type":"Point","coordinates":[-98.21871,26.03767]}}
S.E. RIO BRAVO | Point | 115 kV | [5 empty] | En operación | Tamaulipas | Río Bravo | CONACYT 2024 (oficial) | {"type":"Feature","properties":{},"geometry":{"type":"Point","coordinates":[-98.06248,25.98091]}}
S.E. PEMEX | Point | 115 kV | [5 empty] | En operación | Tamaulipas | Reynosa | CONACYT 2024 (oficial) | {"type":"Feature","properties":{},"geometry":{"type":"Point","coordinates":[-98.48006,26.01264]}}
S.E. DELNOSA II | Point | 115 kV | [5 empty] | En operación | Tamaulipas | Reynosa | CONACYT 2024 (oficial) | {"type":"Feature","properties":{},"geometry":{"type":"Point","coordinates":[-98.35958,26.04507]}}
S.E. AZTLAN | Point | 115 kV | [5 empty] | En operación | Tamaulipas | Reynosa | CONACYT 2024 (oficial) | {"type":"Feature","properties":{},"geometry":{"type":"Point","coordinates":[-98.32861,26.0461]}}
S.E. REYNOSA CENTRO | Point | 115 kV | [5 empty] | En operación | Tamaulipas | Reynosa | CONACYT 2024 (oficial) | {"type":"Feature","properties":{},"geometry":{"type":"Point","coordinates":[-98.2968,26.06152]}}
S.E. REYNOSA | Point | 115 kV | [5 empty] | En operación | Tamaulipas | Reynosa | CONACYT 2024 (oficial) | {"type":"Feature","properties":{},"geometry":{"type":"Point","coordinates":[-98.311,26.08063]}}
S.E. ANZALDUAS | Point | 115 kV | [5 empty] | En operación | Tamaulipas | Reynosa | CONACYT 2024 (oficial) | {"type":"Feature","properties":{},"geometry":{"type":"Point","coordinates":[-98.28896,26.09371]}}
S.E. PETROLERA | Point | 115 kV | [5 empty] | En operación | Tamaulipas | Reynosa | CONACYT 2024 (oficial) | {"type":"Feature","properties":{},"geometry":{"type":"Point","coordinates":[-98.26546,26.06667]}}
S.E. JUAREZ | Point | 115 kV | [5 empty] | En operación | Tamaulipas | Reynosa | CONACYT 2024 (oficial) | {"type":"Feature","properties":{},"geometry":{"type":"Point","coordinates":[-98.28361,26.03842]}}
S.E. RICSA | Point | 115 kV | [5 empty] | En operación | Tamaulipas | Reynosa | CONACYT 2024 (oficial) | {"type":"Feature","properties":{},"geometry":{"type":"Point","coordinates":[-98.2313,26.04702]}}
S.E. DELNOSA | Point | 115 kV | [5 empty] | En operación | Tamaulipas | Reynosa | CONACYT 2024 (oficial) | {"type":"Feature","properties":{},"geometry":{"type":"Point","coordinates":[-98.2206,26.02877]}}
S.E. PARQUE INDUSTRIAL | Point | 115 kV | [5 empty] | En operación | Tamaulipas | Reynosa | CONACYT 2024 (oficial) | {"type":"Feature","properties":{},"geometry":{"type":"Point","coordinates":[-98.21796,26.01624]}}
S.E. PROLOGIS | Point | 115 kV | [5 empty] | En operación | Tamaulipas | Reynosa | CONACYT 2024 (oficial) | {"type":"Feature","properties":{},"geometry":{"type":"Point","coordinates":[-98.20948,26.01411]}}
S.E. MAYTAG | Point | 115 kV | [5 empty] | En operación | Tamaulipas | Reynosa | CONACYT 2024 (oficial) | {"type":"Feature","properties":{},"geometry":{"type":"Point","coordinates":[-98.20339,26.00283]}}
S.E. PARQUE INDUSTRIAL COLONIAL | Point | 115 kV | [5 empty] | En operación | Tamaulipas | Reynosa | CONACYT 2024 (oficial) | {"type":"Feature","properties":{},"geometry":{"type":"Point","coordinates":[-98.18973,25.99689]}}
S.E. MÉXICO | Point | 115 kV | [5 empty] | En operación | Tamaulipas | Reynosa | CONACYT 2024 (oficial) | {"type":"Feature","properties":{},"geometry":{"type":"Point","coordinates":[-98.27617,26.00662]}}
S.E. QUIMICA FLUOR | Point | 115 kV | [5 empty] | En operación | Tamaulipas | Matamoros | CONACYT 2024 (oficial) | {"type":"Feature","properties":{},"geometry":{"type":"Point","coordinates":[-97.54946,25.90653]}}
S.E. MATAMOROS | Point | 115 kV | [5 empty] | En operación | Tamaulipas | Matamoros | CONACYT 2024 (oficial) | {"type":"Feature","properties":{},"geometry":{"type":"Point","coordinates":[-97.5361,25.89676]}}
S.E. SENDERO | Point | 115 kV | [5 empty] | En operación | Tamaulipas | Matamoros | CONACYT 2024 (oficial) | {"type":"Feature","properties":{},"geometry":{"type":"Point","coordinates":[-97.54992,25.87068]}}
S.E. PLANTA II | Point | 115 kV | [5 empty] | En operación | Tamaulipas | Matamoros | CONACYT 2024 (oficial) | {"type":"Feature","properties":{},"geometry":{"type":"Point","coordinates":[-97.51614,25.88526]}}
S.E. JARDIN II | Point | 115 kV | [5 empty] | En operación | Tamaulipas | Matamoros | CONACYT 2024 (oficial) | {"type":"Feature","properties":{},"geometry":{"type":"Point","coordinates":[-97.49875,25.88415]}}
S.E. CENTRAL | Point | 115 kV | [5 empty] | En operación | Tamaulipas | Matamoros | CONACYT 2024 (oficial) | {"type":"Feature","properties":{},"geometry":{"type":"Point","coordinates":[-97.49573,25.872]}}
S.E. MATAMOROS POT. | Point | 115 kV | [5 empty] | En operación | Tamaulipas | Matamoros | CONACYT 2024 (oficial) | {"type":"Feature","properties":{},"geometry":{"type":"Point","coordinates":[-97.63479,25.82631]}}
S.E. CARBON II | Point | 115 kV | [5 empty] | En operación | Coahuila de Zaragoza | Nava | CONACYT 2024 (oficial) | {"type":"Feature","properties":{},"geometry":{"type":"Point","coordinates":[-100.70015,28.46549]}}
S.E. ARROYO DEL COYOTE | Point | 115 kV | [5 empty] | En operación | Tamaulipas | Nuevo Laredo | CONACYT 2024 (oficial) | {"type":"Feature","properties":{},"geometry":{"type":"Point","coordinates":[-99.54755,27.36262]}}
S.E. ANAHUAC N.L. | Point | 115 kV | [5 empty] | En operación | Nuevo León | Anáhuac | CONACYT 2024 (oficial) | {"type":"Feature","properties":{},"geometry":{"type":"Point","coordinates":[-100.12936,27.23832]}}
S.E. PARQUE NARCISO MENDOZA | Point | 115 kV | [5 empty] | En operación | Tamaulipas | Nuevo Laredo | CONACYT 2024 (oficial) | {"type":"Feature","properties":{},"geometry":{"type":"Point","coordinates":[-99.52309,27.49505]}}
S.E. LAREDO PONIENTE | Point | 115 kV | [5 empty] | En operación | Tamaulipas | Nuevo Laredo | CONACYT 2024 (oficial) | {"type":"Feature","properties":{},"geometry":{"type":"Point","coordinates":[-99.5712,27.50669]}}
S.E. FALCON MEXICANO | Point | 115 kV | [5 empty] | En operación | Tamaulipas | Mier | CONACYT 2024 (oficial) | {"type":"Feature","properties":{},"geometry":{"type":"Point","coordinates":[-99.17008,26.55819]}}
S.E. KEMET | Point | 115 kV | [5 empty] | En operación | Tamaulipas | Matamoros | CONACYT 2024 (oficial) | {"type":"Feature","properties":{},"geometry":{"type":"Point","coordinates":[-97.51159,25.8546]}}
S.E. INFONAVIT | Point | 115 kV | [5 empty] | En operación | Tamaulipas | Matamoros | CONACYT 2024 (oficial) | {"type":"Feature","properties":{},"geometry":{"type":"Point","coordinates":[-97.51759,25.84557]}}
S.E. MATAMOROS SUR | Point | 115 kV | [5 empty] | En operación | Tamaulipas | Matamoros | CONACYT 2024 (oficial) | {"type":"Feature","properties":{},"geometry":{"type":"Point","coordinates":[-97.48676,25.82265]}}
S.E. ORIENTE II | Point | 115 kV | [5 empty] | En operación | Tamaulipas | Matamoros | CONACYT 2024 (oficial) | {"type":"Feature","properties":{},"geometry":{"type":"Point","coordinates":[-97.47083,25.8541]}}
S.E. CIMA | Point | 115 kV | [5 empty] | En operación | Tamaulipas | Matamoros | CONACYT 2024 (oficial) | {"type":"Feature","properties":{},"geometry":{"type":"Point","coordinates":[-97.43667,25.83765]}}
S.E. LAURO VILLAR BCO. II | Point | 115 kV | [5 empty] | En operación | Tamaulipas | Matamoros | CONACYT 2024 (oficial) | {"type":"Feature","properties":{},"geometry":{"type":"Point","coordinates":[-97.42076,25.8339]}}
S.E. TRICO | Point | 115 kV | [5 empty] | En operación | Tamaulipas | Matamoros | CONACYT 2024 (oficial) | {"type":"Feature","properties":{},"geometry":{"type":"Point","coordinates":[-97.55037,25.88156]}}
S.E. PUENTE INTERNACIONAL | Point | 115 kV | [5 empty] | En operación | Coahuila de Zaragoza | Piedras Negras | CONACYT 2024 (oficial) | {"type":"Feature","properties":{},"geometry":{"type":"Point","coordinates":[-100.52498,28.68501]}}
S.E. FUENTE | Point | 115 kV | [5 empty] | En operación | Coahuila de Zaragoza | Piedras Negras | CONACYT 2024 (oficial) | {"type":"Feature","properties":{},"geometry":{"type":"Point","coordinates":[-100.57193,28.67625]}}
S.E. NAVA | Point | 115 kV | [5 empty] | En operación | Coahuila de Zaragoza | Morelos | CONACYT 2024 (oficial) | {"type":"Feature","properties":{},"geometry":{"type":"Point","coordinates":[-100.81071,28.41889]}}
S.E. ALLENDE | Point | 115 kV | [5 empty] | En operación | Coahuila de Zaragoza | Allende | CONACYT 2024 (oficial) | {"type":"Feature","properties":{},"geometry":{"type":"Point","coordinates":[-100.85221,28.33799]}}
S.E. ACUÑA II | Point | 115 kV | [5 empty] | En operación | Coahuila de Zaragoza | Acuña | CONACYT 2024 (oficial) | {"type":"Feature","properties":{},"geometry":{"type":"Point","coordinates":[-100.96818,29.32367]}}
S.E. ACUÑA | Point | 115 kV | [5 empty] | En operación | Coahuila de Zaragoza | Acuña | CONACYT 2024 (oficial) | {"type":"Feature","properties":{},"geometry":{"type":"Point","coordinates":[-100.90453,29.28994]}}
S.E. ANZALDUAS RODHE | Point | 115 kV | [5 empty] | En operación | Tamaulipas | Reynosa | CONACYT 2024 (oficial) | {"type":"Feature","properties":{},"geometry":{"type":"Point","coordinates":[-98.32726,26.10956]}}
S.E. DIAZ ORDAZ | Point | 115 kV | [5 empty] | En operación | Tamaulipas | Gustavo Díaz Ordaz | CONACYT 2024 (oficial) | {"type":"Feature","properties":{},"geometry":{"type":"Point","coordinates":[-98.59615,26.2125]}}
S.E. BALADECES | Point | 115 kV | [5 empty] | En operación | Tamaulipas | Gustavo Díaz Ordaz | CONACYT 2024 (oficial) | {"type":"Feature","properties":{},"geometry":{"type":"Point","coordinates":[-98.6742,26.23145]}}
S.E. CAMARGO | Point | 115 kV | [5 empty] | En operación | Tamaulipas | Camargo | CONACYT 2024 (oficial) | {"type":"Feature","properties":{},"geometry":{"type":"Point","coordinates":[-98.80575,26.30372]}}
S.E. NUEVO LAREDO | Point | 115 kV | [5 empty] | En operación | Tamaulipas | Nuevo Laredo | CONACYT 2024 (oficial) | {"type":"Feature","properties":{},"geometry":{"type":"Point","coordinates":[-99.53852,27.47322]}}
S.E. CIUDAD INDUSTRIAL | Point | 115 kV | [5 empty] | En operación | Tamaulipas | Nuevo Laredo | CONACYT 2024 (oficial) | {"type":"Feature","properties":{},"geometry":{"type":"Point","coordinates":[-99.64589,27.47378]}}
S.E. RIO SALADO | Point | 115 kV | [5 empty] | En operación | Tamaulipas | Guerrero | CONACYT 2024 (oficial) | {"type":"Feature","properties":{},"geometry":{"type":"Point","coordinates":[-99.42905,26.88162]}}
S.E. VILLA FLORIDA | Point | 115 kV | [5 empty] | En operación | Tamaulipas | Reynosa | CONACYT 2024 (oficial) | {"type":"Feature","properties":{},"geometry":{"type":"Point","coordinates":[-98.36276,26.07584]}}
S.E. PARQUE INDUSTRIAL DEL NORTE | Point | 115 kV | [5 empty] | En operación | Tamaulipas | Reynosa | CONACYT 2024 (oficial) | {"type":"Feature","properties":{},"geometry":{"type":"Point","coordinates":[-98.36547,26.03251]}}
S.E. NUEVO PROGRESO | Point | 115 kV | [5 empty] | En operación | Tamaulipas | Río Bravo | CONACYT 2024 (oficial) | {"type":"Feature","properties":{},"geometry":{"type":"Point","coordinates":[-97.95579,26.03915]}}
S.E CC RIO BRAVO II | Point | 115 kV | [5 empty] | En operación | Tamaulipas | Valle Hermoso | CONACYT 2024 (oficial) | {"type":"Feature","properties":{},"geometry":{"type":"Point","coordinates":[-97.78291,25.80085]}}
S.E. CERRALVO | Point | 115 kV | [5 empty] | En operación | Nuevo León | Cerralvo | CONACYT 2024 (oficial) | {"type":"Feature","properties":{},"geometry":{"type":"Point","coordinates":[-99.60807,26.08205]}}
S.E. RIO ESCONDIDO II | Point | 115 kV | [5 empty] | En operación | Coahuila de Zaragoza | Nava | CONACYT 2024 (oficial) | {"type":"Feature","properties":{},"geometry":{"type":"Point","coordinates":[-100.69855,28.48163]}}
S.E KIKAPU | Point | 115 kV | [5 empty] | En operación | Coahuila de Zaragoza | Múzquiz | CONACYT 2024 (oficial) | {"type":"Feature","properties":{},"geometry":{"type":"Point","coordinates":[-101.56921,27.9364]}}
S.E. MUZQUIZ (BAJIO) | Point | 115 kV | [5 empty] | En operación | Coahuila de Zaragoza | Múzquiz | CONACYT 2024 (oficial) | {"type":"Feature","properties":{},"geometry":{"type":"Point","coordinates":[-101.51954,27.89681]}}
S.E. ESPERANZA | Point | 115 kV | [5 empty] | En operación | Coahuila de Zaragoza | Múzquiz | CONACYT 2024 (oficial) | {"type":"Feature","properties":{},"geometry":{"type":"Point","coordinates":[-101.33014,27.70758]}}
S.E. NUEVA ROSITA | Point | 115 kV | [5 empty] | En operación | Coahuila de Zaragoza | Sabinas | CONACYT 2024 (oficial) | {"type":"Feature","properties":{},"geometry":{"type":"Point","coordinates":[-101.19649,27.92303]}}
S.E. SABINAS | Point | 115 kV | [5 empty] | En operación | Coahuila de Zaragoza | Sabinas | CONACYT 2024 (oficial) | {"type":"Feature","properties":{},"geometry":{"type":"Point","coordinates":[-101.13299,27.8627]}}
S.E. RASINI | Point | 115 kV | [5 empty] | En operación | Coahuila de Zaragoza | Piedras Negras | CONACYT 2024 (oficial) | {"type":"Feature","properties":{},"geometry":{"type":"Point","coordinates":[-100.52382,28.6891]}}
S.E. PIEDRAS NEGRAS | Point | 115 kV | [5 empty] | En operación | Coahuila de Zaragoza | Piedras Negras | CONACYT 2024 (oficial) | {"type":"Feature","properties":{},"geometry":{"type":"Point","coordinates":[-100.5449,28.70194]}}
S.E. POLIETILENO NORTE | Point | 115 kV | [5 empty] | En operación | Tamaulipas | Reynosa | CONACYT 2024 (oficial) | {"type":"Feature","properties":{},"geometry":{"type":"Point","coordinates":[-98.34491,26.13084]}}
S.E. AMISTAD | Point | 115 kV | [5 empty] | En operación | Coahuila de Zaragoza | Acuña | CONACYT 2024 (oficial) | {"type":"Feature","properties":{},"geometry":{"type":"Point","coordinates":[-101.06211,29.44889]}}
S.E. ZENIT | Point | 115 kV | [5 empty] | En operación | Tamaulipas | Reynosa | CONACYT 2024 (oficial) | {"type":"Feature","properties":{},"geometry":{"type":"Point","coordinates":[-98.21754,26.0161]}}
S.E. SIECOR | Point | 115 kV | [5 empty] | En operación | Tamaulipas | Reynosa | CONACYT 2024 (oficial) | {"type":"Feature","properties":{},"geometry":{"type":"Point","coordinates":[-98.3683,26.03813]}}
S.E. PARQUE INDUSTRIAL ORADEL | Point | 115 kV | [5 empty] | En operación | Tamaulipas | Nuevo Laredo | CONACYT 2024 (oficial) | {"type":"Feature","properties":{},"geometry":{"type":"Point","coordinates":[-99.62472,27.4772]}}
S.E. VALLEHERMOSO SUR | Point | 115 kV | [5 empty] | En operación | Tamaulipas | Valle Hermoso | CONACYT 2024 (oficial) | {"type":"Feature","properties":{},"geometry":{"type":"Point","coordinates":[-97.81511,25.64093]}}
S.E. VALLERHERMOSO | Point | 115 kV | [5 empty] | En operación | Tamaulipas | Valle Hermoso | CONACYT 2024 (oficial) | {"type":"Feature","properties":{},"geometry":{"type":"Point","coordinates":[-97.8155,25.68283]}}
S.E. EMPALME | Point | 115 kV | [5 empty] | En operación | Tamaulipas | Valle Hermoso | CONACYT 2024 (oficial) | {"type":"Feature","properties":{},"geometry":{"type":"Point","coordinates":[-97.79653,25.88155]}}
S.E. SIDERURGICA DEL GOLFO | Point | 115 kV | [5 empty] | En operación | Tamaulipas | Matamoros | CONACYT 2024 (oficial) | {"type":"Feature","properties":{},"geometry":{"type":"Point","coordinates":[-97.554,25.88874]}}
S.E. DELPHI RIMIR | Point | 115 kV | [5 empty] | En operación | Tamaulipas | Matamoros | CONACYT 2024 (oficial) | {"type":"Feature","properties":{},"geometry":{"type":"Point","coordinates":[-97.55463,25.88609]}}
S.E. BLACK & DECKER | Point | 115 kV | [5 empty] | En operación | Tamaulipas | Reynosa | CONACYT 2024 (oficial) | {"type":"Feature","properties":{},"geometry":{"type":"Point","coordinates":[-98.36307,26.06696]}}
S.E. PARQUE INDUSTRIAL PUENTE | Point | 115 kV | [5 empty] | En operación | Tamaulipas | Reynosa | CONACYT 2024 (oficial) | {"type":"Feature","properties":{},"geometry":{"type":"Point","coordinates":[-98.18373,26.02583]}}
S.E CC. RIO BRAVO IV | Point | 115 kV | [5 empty] | En operación | Tamaulipas | Valle Hermoso | CONACYT 2024 (oficial) | {"type":"Feature","properties":{},"geometry":{"type":"Point","coordinates":[-97.78284,25.79761]}}
S.E. SOTO LA MARINA | Point | 115 kV | [5 empty] | En operación | Tamaulipas | Soto la Marina | CONACYT 2024 (oficial) | {"type":"Feature","properties":{},"geometry":{"type":"Point","coordinates":[-98.22167,23.73119]}}
S.E. OBRA DE TOMA | Point | 115 kV | [5 empty] | En operación | Tamaulipas | Casas | CONACYT 2024 (oficial) | {"type":"Feature","properties":{},"geometry":{"type":"Point","coordinates":[-98.73309,23.8367]}}
S.E. REBOMBEO II | Point | 115 kV | [5 empty] | En operación | Tamaulipas | Victoria | CONACYT 2024 (oficial) | {"type":"Feature","properties":{},"geometry":{"type":"Point","coordinates":[-98.9991,23.71904]}}
S.E. REBOMBEO I | Point | 115 kV | [5 empty] | En operación | Tamaulipas | Güémez | CONACYT 2024 (oficial) | {"type":"Feature","properties":{},"geometry":{"type":"Point","coordinates":[-98.86921,23.71726]}}
S.E. VILLA DE CASAS | Point | 115 kV | [5 empty] | En operación | Tamaulipas | Casas | CONACYT 2024 (oficial) | {"type":"Feature","properties":{},"geometry":{"type":"Point","coordinates":[-98.73114,23.71838]}}
S.E. NIEN HSING | Point | 115 kV | [5 empty] | En operación | Tamaulipas | Victoria | CONACYT 2024 (oficial) | {"type":"Feature","properties":{},"geometry":{"type":"Point","coordinates":[-99.08744,23.71432]}}
S.E. NUEVO SANTANDER | Point | 115 kV | [5 empty] | En operación | Tamaulipas | Victoria | CONACYT 2024 (oficial) | {"type":"Feature","properties":{},"geometry":{"type":"Point","coordinates":[-99.08411,23.71851]}}
S.E. VICTORIA | Point | 115 kV | [5 empty] | En operación | Tamaulipas | Victoria | CONACYT 2024 (oficial) | {"type":"Feature","properties":{},"geometry":{"type":"Point","coordinates":[-99.16036,23.72492]}}
S.E. OLIVO | Point | 115 kV | [5 empty] | En operación | Tamaulipas | Victoria | CONACYT 2024 (oficial) | {"type":"Feature","properties":{},"geometry":{"type":"Point","coordinates":[-99.11915,23.75831]}}
S.E. KEMET | Point | 115 kV | [5 empty] | En operación | Tamaulipas | Victoria | CONACYT 2024 (oficial) | {"type":"Feature","properties":{},"geometry":{"type":"Point","coordinates":[-99.15602,23.7644]}}
S.E. LIBERTAD | Point | 115 kV | [5 empty] | En operación | Tamaulipas | Victoria | CONACYT 2024 (oficial) | {"type":"Feature","properties":{},"geometry":{"type":"Point","coordinates":[-99.1632,23.75093]}}
S.E. TIERRA NUEVA | Point | 115 kV | [5 empty] | En operación | Tamaulipas | Güémez | CONACYT 2024 (oficial) | {"type":"Feature","properties":{},"geometry":{"type":"Point","coordinates":[-99.1135,23.90771]}}
S.E. BARRETAL | Point | 115 kV | [5 empty] | En operación | Tamaulipas | Padilla | CONACYT 2024 (oficial) | {"type":"Feature","properties":{},"geometry":{"type":"Point","coordinates":[-99.12233,24.0835]}}
S.E. GUEMEZ | Point | 115 kV | [5 empty] | En operación | Tamaulipas | Güémez | CONACYT 2024 (oficial) | {"type":"Feature","properties":{},"geometry":{"type":"Point","coordinates":[-99.0411,23.86654]}}
S.E. JIMENEZ | Point | 115 kV | [5 empty] | En operación | Tamaulipas | Jiménez | CONACYT 2024 (oficial) | {"type":"Feature","properties":{},"geometry":{"type":"Point","coordinates":[-98.50369,24.21866]}}
S.E. SAN FERNANDO | Point | 115 kV | [5 empty] | En operación | Tamaulipas | San Fernando | CONACYT 2024 (oficial) | {"type":"Feature","properties":{},"geometry":{"type":"Point","coordinates":[-98.13788,24.86643]}}
S.E. LINARES | Point | 115 kV | [5 empty] | En operación | Nuevo León | Linares | CONACYT 2024 (oficial) | {"type":"Feature","properties":{},"geometry":{"type":"Point","coordinates":[-99.5736,24.84458]}}
S.E. CC RIO BRAVO III | Point | 115 kV | [5 empty] | En operación | Tamaulipas | Valle Hermoso | CONACYT 2024 (oficial) | {"type":"Feature","properties":{},"geometry":{"type":"Point","coordinates":[-97.7827,25.79926]}}
S.E. MIGUEL ALEMAN | Point | 115 kV | [5 empty] | En operación | Tamaulipas | Miguel Alemán | CONACYT 2024 (oficial) | {"type":"Feature","properties":{},"geometry":{"type":"Point","coordinates":[-99.04864,26.39485]}}
S.E. PRESA FALCON | Point | 115 kV | [5 empty] | En operación | Tamaulipas | Mier | CONACYT 2024 (oficial) | {"type":"Feature","properties":{},"geometry":{"type":"Point","coordinates":[-99.17087,26.55813]}}
S.E. RHEEM | Point | 115 kV | [5 empty] | En operación | Tamaulipas | Nuevo Laredo | CONACYT 2024 (oficial) | {"type":"Feature","properties":{},"geometry":{"type":"Point","coordinates":[-99.53529,27.46224]}}
S.E. LAMOSA LAREDO | Point | 115 kV | [5 empty] | En operación | Tamaulipas | Nuevo Laredo | CONACYT 2024 (oficial) | {"type":"Feature","properties":{},"geometry":{"type":"Point","coordinates":[-99.54322,27.46896]}}
S.E. LAGO | Point | 115 kV | [5 empty] | En operación | Tamaulipas | Nuevo Laredo | CONACYT 2024 (oficial) | {"type":"Feature","properties":{},"geometry":{"type":"Point","coordinates":[-99.51952,27.43771]}}
S.E. CAMPESTRE | Point | 115 kV | [5 empty] | En operación | Tamaulipas | Nuevo Laredo | CONACYT 2024 (oficial) | {"type":"Feature","properties":{},"geometry":{"type":"Point","coordinates":[-99.49287,27.4588]}}
S.E. OJO CALIENTE | Point | 115 kV | [5 empty] | En operación | Tamaulipas | Nuevo Laredo | CONACYT 2024 (oficial) | {"type":"Feature","properties":{},"geometry":{"type":"Point","coordinates":[-99.50322,27.48365]}}
S.E. MICARE | Point | 115 kV | [5 empty] | En operación | Coahuila de Zaragoza | Nava | CONACYT 2024 (oficial) | {"type":"Feature","properties":{},"geometry":{"type":"Point","coordinates":[-100.69821,28.48238]}}
S.E. DUNAS | Point | 115 kV | [5 empty] | En operación | Chihuahua | Juárez | CONACYT 2024 (oficial) | {"type":"Feature","properties":{},"geometry":{"type":"Point","coordinates":[-106.48868,31.33534]}}
S.E. ASCENCION II | Point | 115 kV | [5 empty] | En operación | Chihuahua | Ascensión | CONACYT 2024 (oficial) | {"type":"Feature","properties":{},"geometry":{"type":"Point","coordinates":[-107.96892,31.04517]}}
S.E. CADEREYTA | Point | 115 kV | [5 empty] | En operación | Nuevo León | Cadereyta Jiménez | CONACYT 2024 (oficial) | {"type":"Feature","properties":{},"geometry":{"type":"Point","coordinates":[-100.02094,25.59347]}}
S.E. SAN MARCOS | Point | 115 kV | [5 empty] | En operación | Nuevo León | Juárez | CONACYT 2024 (oficial) | {"type":"Feature","properties":{},"geometry":{"type":"Point","coordinates":[-100.14774,25.58513]}}
S.E. FARO | Point | 115 kV | [5 empty] | En operación | Nuevo León | Monterrey | CONACYT 2024 (oficial) | {"type":"Feature","properties":{},"geometry":{"type":"Point","coordinates":[-100.31033,25.66717]}}
S.E. VIDRIERA MONTERREY | Point | 115 kV | [5 empty] | En operación | Nuevo León | Monterrey | CONACYT 2024 (oficial) | {"type":"Feature","properties":{},"geometry":{"type":"Point","coordinates":[-100.30505,25.69111]}}
S.E. TITAN | Point | 115 kV | [5 empty] | En operación | Nuevo León | Monterrey | CONACYT 2024 (oficial) | {"type":"Feature","properties":{},"geometry":{"type":"Point","coordinates":[-100.31965,25.69227]}}
S.E. PGR | Point | 115 kV | [5 empty] | En operación | Nuevo León | Abasolo | CONACYT 2024 (oficial) | {"type":"Feature","properties":{},"geometry":{"type":"Point","coordinates":[-100.3922,25.92896]}}
S.E. NAS | Point | 115 kV | [5 empty] | En operación | Nuevo León | General Escobedo | CONACYT 2024 (oficial) | {"type":"Feature","properties":{},"geometry":{"type":"Point","coordinates":[-100.32477,25.8424]}}
S.E. FRONTERA POT. | Point | 115 kV | [5 empty] | En operación | Coahuila de Zaragoza | Frontera | CONACYT 2024 (oficial) | {"type":"Feature","properties":{},"geometry":{"type":"Point","coordinates":[-101.50373,26.92663]}}
S.E. ESTANCIAS | Point | 115 kV | [5 empty] | En operación | Coahuila de Zaragoza | Monclova | CONACYT 2024 (oficial) | {"type":"Feature","properties":{},"geometry":{"type":"Point","coordinates":[-101.41893,26.92423]}}
S.E. HUERTAS | Point | 115 kV | [5 empty] | En operación | Nuevo León | Montemorelos | CONACYT 2024 (oficial) | {"type":"Feature","properties":{},"geometry":{"type":"Point","coordinates":[-99.54057,25.00083]}}
S.E. SALITRILLOS | Point | 115 kV | [5 empty] | En operación | Nuevo León | Montemorelos | CONACYT 2024 (oficial) | {"type":"Feature","properties":{},"geometry":{"type":"Point","coordinates":[-99.71753,25.08842]}}
S.E. OXF | Point | 115 kV | [5 empty] | En operación | Coahuila de Zaragoza | Ramos Arizpe | CONACYT 2024 (oficial) | {"type":"Feature","properties":{},"geometry":{"type":"Point","coordinates":[-100.91132,25.58936]}}
S.E. VILLA DE JUAREZ II | Point | 115 kV | [5 empty] | En operación | Nuevo León | Juárez | CONACYT 2024 (oficial) | {"type":"Feature","properties":{},"geometry":{"type":"Point","coordinates":[-100.1089,25.65149]}}
S.E. KMT | Point | 115 kV | [5 empty] | En operación | Nuevo León | Guadalupe | CONACYT 2024 (oficial) | {"type":"Feature","properties":{},"geometry":{"type":"Point","coordinates":[-100.18982,25.6488]}}
S.E. VALLE SOLEADO | Point | 115 kV | [5 empty] | En operación | Nuevo León | Guadalupe | CONACYT 2024 (oficial) | {"type":"Feature","properties":{},"geometry":{"type":"Point","coordinates":[-100.17345,25.70283]}}
S.E. ALCALI | Point | 115 kV | [5 empty] | En operación | Nuevo León | García | CONACYT 2024 (oficial) | {"type":"Feature","properties":{},"geometry":{"type":"Point","coordinates":[-100.54208,25.76361]}}
S.E. VALLE ORIENTE | Point | 115 kV | [5 empty] | En operación | Nuevo León | San Pedro Garza García | CONACYT 2024 (oficial) | {"type":"Feature","properties":{},"geometry":{"type":"Point","coordinates":[-100.31944,25.64528]}}
S.E. TECHNOLOGY PARK | Point | 115 kV | [5 empty] | En operación | Nuevo León | General Zuazua | CONACYT 2024 (oficial) | {"type":"Feature","properties":{},"geometry":{"type":"Point","coordinates":[-100.23991,25.90514]}}
S.E. APV | Point | 115 kV | [5 empty] | En operación | Nuevo León | General Zuazua | CONACYT 2024 (oficial) | {"type":"Feature","properties":{},"geometry":{"type":"Point","coordinates":[-100.24088,25.90081]}}
S.E. PHELPS DODGE | Point | 115 kV | [5 empty] | En operación | Nuevo León | General Zuazua | CONACYT 2024 (oficial) | {"type":"Feature","properties":{},"geometry":{"type":"Point","coordinates":[-100.22497,25.89109]}}
S.E. G.E. TOSHIBA | Point | 115 kV | [5 empty] | En operación | Nuevo León | General Zuazua | CONACYT 2024 (oficial) | {"type":"Feature","properties":{},"geometry":{"type":"Point","coordinates":[-100.22833,25.89136]}}
S.E. AMERICAS 1T-1F-25 MVA | Point | 115 kV | [5 empty] | En operación | Nuevo León | Salinas Victoria | CONACYT 2024 (oficial) | {"type":"Feature","properties":{},"geometry":{"type":"Point","coordinates":[-100.24299,25.94857]}}
NO DEFINIDO | Point | 115 kV | [5 empty] | En operación | Nuevo León | Cadereyta Jiménez | CONACYT 2024 (oficial) | {"type":"Feature","properties":{},"geometry":{"type":"Point","coordinates":[-99.927,25.59458]}}
S.E. HUINALA | Point | 115 kV | [5 empty] | En operación | Nuevo León | Pesquería | CONACYT 2024 (oficial) | {"type":"Feature","properties":{},"geometry":{"type":"Point","coordinates":[-100.10091,25.72124]}}
S.E. GOLLEK | Point | 115 kV | [5 empty] | En operación | Nuevo León | Linares | CONACYT 2024 (oficial) | {"type":"Feature","properties":{},"geometry":{"type":"Point","coordinates":[-99.56611,24.88517]}}
S.E. LIBERTAD | Point | 115 kV | [5 empty] | En operación | Nuevo León | Montemorelos | CONACYT 2024 (oficial) | {"type":"Feature","properties":{},"geometry":{"type":"Point","coordinates":[-99.5315,24.99629]}}
S.E. SAN JUAN | Point | 115 kV | [5 empty] | En operación | Nuevo León | Santiago | CONACYT 2024 (oficial) | {"type":"Feature","properties":{},"geometry":{"type":"Point","coordinates":[-100.10258,25.45164]}}
S.E. LAJAS | Point | 115 kV | [5 empty] | En operación | Nuevo León | Linares | CONACYT 2024 (oficial) | {"type":"Feature","properties":{},"geometry":{"type":"Point","coordinates":[-99.53367,24.96791]}}
S.E. LADRILLERA | Point | 115 kV | [5 empty] | En operación | Nuevo León | Montemorelos | CONACYT 2024 (oficial) | {"type":"Feature","properties":{},"geometry":{"type":"Point","coordinates":[-99.83152,25.17213]}}
S.E. LEONA | Point | 115 kV | [5 empty] | En operación | Nuevo León | San Pedro Garza García | CONACYT 2024 (oficial) | {"type":"Feature","properties":{},"geometry":{"type":"Point","coordinates":[-100.40972,25.66976]}}
S.E. NYLON DE MEXICO | Point | 115 kV | [5 empty] | En operación | Nuevo León | San Pedro Garza García | CONACYT 2024 (oficial) | {"type":"Feature","properties":{},"geometry":{"type":"Point","coordinates":[-100.40794,25.67083]}}
S.E. P.V. MONTERREY | Point | 115 kV | [5 empty] | En operación | Nuevo León | San Nicolás de los Garza | CONACYT 2024 (oficial) | {"type":"Feature","properties":{},"geometry":{"type":"Point","coordinates":[-100.23342,25.7387]}}
S.E. GALVAK | Point | 115 kV | [5 empty] | En operación | Nuevo León | San Nicolás de los Garza | CONACYT 2024 (oficial) | {"type":"Feature","properties":{},"geometry":{"type":"Point","coordinates":[-100.28394,25.7314]}}
S.E. PAPELES HIGIENICOS | Point | 115 kV | [5 empty] | En operación | Nuevo León | San Nicolás de los Garza | CONACYT 2024 (oficial) | {"type":"Feature","properties":{},"geometry":{"type":"Point","coordinates":[-100.29012,25.73188]}}
S.E. APASCO | Point | 115 kV | [5 empty] | En operación | Coahuila de Zaragoza | Ramos Arizpe | CONACYT 2024 (oficial) | {"type":"Feature","properties":{},"geometry":{"type":"Point","coordinates":[-100.86005,25.61341]}}
S.E. PROLEC | Point | 115 kV | [5 empty] | En operación | Nuevo León | Apodaca | CONACYT 2024 (oficial) | {"type":"Feature","properties":{},"geometry":{"type":"Point","coordinates":[-100.2093,25.76392]}}
S.E. DENSO | Point | 115 kV | [5 empty] | En operación | Nuevo León | Apodaca | CONACYT 2024 (oficial) | {"type":"Feature","properties":{},"geometry":{"type":"Point","coordinates":[-100.16492,25.77332]}}
S.E. TII | Point | 115 kV | [5 empty] | En operación | Nuevo León | Apodaca | CONACYT 2024 (oficial) | {"type":"Feature","properties":{},"geometry":{"type":"Point","coordinates":[-100.17973,25.78334]}}
S.E. GLT | Point | 115 kV | [5 empty] | En operación | Nuevo León | Apodaca | CONACYT 2024 (oficial) | {"type":"Feature","properties":{},"geometry":{"type":"Point","coordinates":[-100.14044,25.7881]}}
S.E. RNE | Point | 115 kV | [5 empty] | En operación | Nuevo León | Apodaca | CONACYT 2024 (oficial) | {"type":"Feature","properties":{},"geometry":{"type":"Point","coordinates":[-100.1669,25.80735]}}
S.E. PRAXAIR | Point | 115 kV | [5 empty] | En operación | Nuevo León | San Nicolás de los Garza | CONACYT 2024 (oficial) | {"type":"Feature","properties":{},"geometry":{"type":"Point","coordinates":[-100.29505,25.71641]}}
S.E. PUENTES | Point | 115 kV | [5 empty] | En operación | Nuevo León | Apodaca | CONACYT 2024 (oficial) | {"type":"Feature","properties":{},"geometry":{"type":"Point","coordinates":[-100.25999,25.76696]}}
S.E. PESQUERIA | Point | 115 kV | [5 empty] | En operación | Nuevo León | Pesquería | CONACYT 2024 (oficial) | {"type":"Feature","properties":{},"geometry":{"type":"Point","coordinates":[-100.09754,25.80601]}}
S.E. SANTO DOMINGO VIEJO (PROVISIONAL) | Point | 115 kV | [5 empty] | En operación | Nuevo León | San Nicolás de los Garza | CONACYT 2024 (oficial) | {"type":"Feature","properties":{},"geometry":{"type":"Point","coordinates":[-100.2485,25.73628]}}
S.E. HYLSA | Point | 115 kV | [5 empty] | En operación | Nuevo León | San Nicolás de los Garza | CONACYT 2024 (oficial) | {"type":"Feature","properties":{},"geometry":{"type":"Point","coordinates":[-100.30697,25.72175]}}
S.E. HYL | Point | 115 kV | [5 empty] | En operación | Nuevo León | San Nicolás de los Garza | CONACYT 2024 (oficial) | {"type":"Feature","properties":{},"geometry":{"type":"Point","coordinates":[-100.29933,25.71741]}}
S.E. CELULOSA Y DERIVADOS | Point | 115 kV | [5 empty] | En operación | Nuevo León | Monterrey | CONACYT 2024 (oficial) | {"type":"Feature","properties":{},"geometry":{"type":"Point","coordinates":[-100.33433,25.7137]}}
S.E. KRA | Point | 115 kV | [5 empty] | En operación | Nuevo León | Guadalupe | CONACYT 2024 (oficial) | {"type":"Feature","properties":{},"geometry":{"type":"Point","coordinates":[-100.2277,25.70008]}}
S.E. RIEL | Point | 115 kV | [5 empty] | En operación | Nuevo León | San Nicolás de los Garza | CONACYT 2024 (oficial) | {"type":"Feature","properties":{},"geometry":{"type":"Point","coordinates":[-100.2624,25.70787]}}
S.E. RIO | Point | 115 kV | [5 empty] | En operación | Nuevo León | Monterrey | CONACYT 2024 (oficial) | {"type":"Feature","properties":{},"geometry":{"type":"Point","coordinates":[-100.33502,25.66409]}}
S.E. GUADALUPE | Point | 115 kV | [5 empty] | En operación | Nuevo León | Guadalupe | CONACYT 2024 (oficial) | {"type":"Feature","properties":{},"geometry":{"type":"Point","coordinates":[-100.23185,25.67669]}}
S.E. MONTEMORELOS | Point | 115 kV | [5 empty] | En operación | Nuevo León | Montemorelos | CONACYT 2024 (oficial) | {"type":"Feature","properties":{},"geometry":{"type":"Point","coordinates":[-99.84113,25.18471]}}
S.E. ALLENDE | Point | 115 kV | [5 empty] | En operación | Nuevo León | Allende | CONACYT 2024 (oficial) | {"type":"Feature","properties":{},"geometry":{"type":"Point","coordinates":[-100.02331,25.27769]}}
S.E. VILLA DE SANTIAGO | Point | 115 kV | [5 empty] | En operación | Nuevo León | Santiago | CONACYT 2024 (oficial) | {"type":"Feature","properties":{},"geometry":{"type":"Point","coordinates":[-100.14863,25.42956]}}
S.E. CRISTALES MEXICANOS | Point | 115 kV | [5 empty] | En operación | Nuevo León | Monterrey | CONACYT 2024 (oficial) | {"type":"Feature","properties":{},"geometry":{"type":"Point","coordinates":[-100.30486,25.70462]}}
S.E. TAMPIQUITO | Point | 115 kV | [5 empty] | En operación | Nuevo León | San Pedro Garza García | CONACYT 2024 (oficial) | {"type":"Feature","properties":{},"geometry":{"type":"Point","coordinates":[-100.381,25.64965]}}
S.E. SADM LOMA LARGA | Point | 115 kV | [5 empty] | En operación | Nuevo León | Monterrey | CONACYT 2024 (oficial) | {"type":"Feature","properties":{},"geometry":{"type":"Point","coordinates":[-100.3379,25.66255]}}
S.E. FOMERREY 22 | Point | 115 kV | [5 empty] | En operación | Nuevo León | Santa Catarina | CONACYT 2024 (oficial) | {"type":"Feature","properties":{},"geometry":{"type":"Point","coordinates":[-100.43446,25.67038]}}
S.E. VITROFLEX | Point | 115 kV | [5 empty] | En operación | Nuevo León | García | CONACYT 2024 (oficial) | {"type":"Feature","properties":{},"geometry":{"type":"Point","coordinates":[-100.56167,25.76501]}}
S.E. VITROFLOTADO | Point | 115 kV | [5 empty] | En operación | Nuevo León | García | CONACYT 2024 (oficial) | {"type":"Feature","properties":{},"geometry":{"type":"Point","coordinates":[-100.5577,25.75601]}}
S.E. DALTILE | Point | 115 kV | [5 empty] | En operación | Nuevo León | San Pedro Garza García | CONACYT 2024 (oficial) | {"type":"Feature","properties":{},"geometry":{"type":"Point","coordinates":[-100.40794,25.6759]}}
S.E. BISATEX | Point | 115 kV | [5 empty] | En operación | Nuevo León | San Pedro Garza García | CONACYT 2024 (oficial) | {"type":"Feature","properties":{},"geometry":{"type":"Point","coordinates":[-100.41042,25.67475]}}
S.E. SANTA CATARINA | Point | 115 kV | [5 empty] | En operación | Nuevo León | Santa Catarina | CONACYT 2024 (oficial) | {"type":"Feature","properties":{},"geometry":{"type":"Point","coordinates":[-100.44537,25.67911]}}
S.E. LECHUGAL | Point | 115 kV | [5 empty] | En operación | Nuevo León | Santa Catarina | CONACYT 2024 (oficial) | {"type":"Feature","properties":{},"geometry":{"type":"Point","coordinates":[-100.46899,25.69195]}}
S.E. PEMEX PLANTA SATELITE | Point | 115 kV | [5 empty] | En operación | Nuevo León | Santa Catarina | CONACYT 2024 (oficial) | {"type":"Feature","properties":{},"geometry":{"type":"Point","coordinates":[-100.4812,25.70536]}}
S.E. BLH | Point | 115 kV | [5 empty] | En operación | Nuevo León | Santa Catarina | CONACYT 2024 (oficial) | {"type":"Feature","properties":{},"geometry":{"type":"Point","coordinates":[-100.51657,25.71747]}}
S.E. NEMAK | Point | 115 kV | [5 empty] | En operación | Nuevo León | García | CONACYT 2024 (oficial) | {"type":"Feature","properties":{},"geometry":{"type":"Point","coordinates":[-100.54468,25.73063]}}
S.E. AUTOTEMPLEX | Point | 115 kV | [5 empty] | En operación | Nuevo León | García | CONACYT 2024 (oficial) | {"type":"Feature","properties":{},"geometry":{"type":"Point","coordinates":[-100.56785,25.76449]}}
S.E. TECNOLOGICO | Point | 115 kV | [5 empty] | En operación | Nuevo León | Monterrey | CONACYT 2024 (oficial) | {"type":"Feature","properties":{},"geometry":{"type":"Point","coordinates":[-100.27324,25.61289]}}
S.E. METRO LINCOLN | Point | 115 kV | [5 empty] | En operación | Nuevo León | Monterrey | CONACYT 2024 (oficial) | {"type":"Feature","properties":{},"geometry":{"type":"Point","coordinates":[-100.34189,25.70967]}}
S.E. ORION | Point | 115 kV | [5 empty] | En operación | Nuevo León | Monterrey | CONACYT 2024 (oficial) | {"type":"Feature","properties":{},"geometry":{"type":"Point","coordinates":[-100.32249,25.68281]}}
S.E. HYLSA ACEROS PLANOS | Point | 115 kV | [5 empty] | En operación | Nuevo León | San Nicolás de los Garza | CONACYT 2024 (oficial) | {"type":"Feature","properties":{},"geometry":{"type":"Point","coordinates":[-100.29345,25.72004]}}
S.E. YIN | Point | 115 kV | [5 empty] | En operación | Nuevo León | Abasolo | CONACYT 2024 (oficial) | {"type":"Feature","properties":{},"geometry":{"type":"Point","coordinates":[-100.41874,25.94732]}}
S.E. ALTAMIRANO | Point | 115 kV | [5 empty] | En operación | Coahuila de Zaragoza | Monclova | CONACYT 2024 (oficial) | {"type":"Feature","properties":{},"geometry":{"type":"Point","coordinates":[-101.42544,26.90753]}}
S.E. FINSA APODACA | Point | 115 kV | [5 empty] | En operación | Nuevo León | Apodaca | CONACYT 2024 (oficial) | {"type":"Feature","properties":{},"geometry":{"type":"Point","coordinates":[-100.13718,25.78049]}}
S.E. SAN AGUSTIN | Point | 115 kV | [5 empty] | En operación | Nuevo León | San Pedro Garza García | CONACYT 2024 (oficial) | {"type":"Feature","properties":{},"geometry":{"type":"Point","coordinates":[-100.33499,25.63743]}}
S.E. SOLIDARIDAD | Point | 115 kV | [5 empty] | En operación | Nuevo León | Monterrey | CONACYT 2024 (oficial) | {"type":"Feature","properties":{},"geometry":{"type":"Point","coordinates":[-100.3934,25.78507]}}
S.E. ZINC NACIONAL | Point | 115 kV | [5 empty] | En operación | Nuevo León | San Nicolás de los Garza | CONACYT 2024 (oficial) | {"type":"Feature","properties":{},"geometry":{"type":"Point","coordinates":[-100.31821,25.74675]}}
S.E. VILLA DE GARCIA | Point | 115 kV | [5 empty] | En operación | Nuevo León | Santa Catarina | CONACYT 2024 (oficial) | {"type":"Feature","properties":{},"geometry":{"type":"Point","coordinates":[-100.55341,25.70992]}}
S.E. ALLENDE | Point | 115 kV | [5 empty] | En operación | Coahuila de Zaragoza | Torreón | CONACYT 2024 (oficial) | {"type":"Feature","properties":{},"geometry":{"type":"Point","coordinates":[-103.38575,25.59221]}}
S.E. FRANCISCOZARCO | Point | 115 kV | [5 empty] | En operación | Durango | Gómez Palacio | CONACYT 2024 (oficial) | {"type":"Feature","properties":{},"geometry":{"type":"Point","coordinates":[-103.56529,25.75919]}}
S.E. JARDIN | Point | 115 kV | [5 empty] | En operación | Durango | Lerdo | CONACYT 2024 (oficial) | {"type":"Feature","properties":{},"geometry":{"type":"Point","coordinates":[-103.50463,25.55169]}}
S.E. LA LAGUNA II | Point | 115 kV | [5 empty] | En operación | Durango | Gómez Palacio | CONACYT 2024 (oficial) | {"type":"Feature","properties":{},"geometry":{"type":"Point","coordinates":[-103.47124,25.55225]}}
S.E. LALA | Point | 115 kV | [5 empty] | En operación | Durango | Gómez Palacio | CONACYT 2024 (oficial) | {"type":"Feature","properties":{},"geometry":{"type":"Point","coordinates":[-103.46431,25.55909]}}
S.E. LA LAGUNA | Point | 115 kV | [5 empty] | En operación | Durango | Gómez Palacio | CONACYT 2024 (oficial) | {"type":"Feature","properties":{},"geometry":{"type":"Point","coordinates":[-103.47199,25.55162]}}
S.E. SACRAMENTO | Point | 115 kV | [5 empty] | En operación | Durango | Gómez Palacio | CONACYT 2024 (oficial) | {"type":"Feature","properties":{},"geometry":{"type":"Point","coordinates":[-103.46728,25.57273]}}
S.E. ALAMOS 1 | Point | 115 kV | [5 empty] | En operación | Durango | Gómez Palacio | CONACYT 2024 (oficial) | {"type":"Feature","properties":{},"geometry":{"type":"Point","coordinates":[-103.53256,25.58258]}}
S.E. YERMO | Point | 115 kV | [5 empty] | En operación | Durango | Tlahualilo | CONACYT 2024 (oficial) | {"type":"Feature","properties":{},"geometry":{"type":"Point","coordinates":[-103.95128,26.33312]}}
S.E. CEBALLOS | Point | 115 kV | [5 empty] | En operación | Durango | Mapimí | CONACYT 2024 (oficial) | {"type":"Feature","properties":{},"geometry":{"type":"Point","coordinates":[-104.14099,26.54017]}}
S.E. DINAMITA | Point | 115 kV | [5 empty] | En operación | Durango | Gómez Palacio | CONACYT 2024 (oficial) | {"type":"Feature","properties":{},"geometry":{"type":"Point","coordinates":[-103.62267,25.70498]}}
S.E. BERMEJILLO | Point | 115 kV | [5 empty] | En operación | Durango | Tlahualilo | CONACYT 2024 (oficial) | {"type":"Feature","properties":{},"geometry":{"type":"Point","coordinates":[-103.62312,25.90469]}}
S.E. LEON GUZMAN | Point | 115 kV | [5 empty] | En operación | Durango | Lerdo | CONACYT 2024 (oficial) | {"type":"Feature","properties":{},"geometry":{"type":"Point","coordinates":[-103.64677,25.51176]}}
S.E. PEDRISEÑA | Point | 115 kV | [5 empty] | En operación | Durango | Cuencamé | CONACYT 2024 (oficial) | {"type":"Feature","properties":{},"geometry":{"type":"Point","coordinates":[-103.77103,25.09986]}}
S.E. RCT | Point | 115 kV | [5 empty] | En operación | Chihuahua | Juárez | CONACYT 2024 (oficial) | {"type":"Feature","properties":{},"geometry":{"type":"Point","coordinates":[-106.38742,31.64375]}}
S.E. MAZA | Point | 115 kV | [5 empty] | En operación | Chihuahua | Juárez | CONACYT 2024 (oficial) | {"type":"Feature","properties":{},"geometry":{"type":"Point","coordinates":[-106.37619,31.60745]}}
S.E. CEMENTOS CHIHUAHUA | Point | 115 kV | [5 empty] | En operación | Chihuahua | Juárez | CONACYT 2024 (oficial) | {"type":"Feature","properties":{},"geometry":{"type":"Point","coordinates":[-106.45124,31.41736]}}
S.E. VALLE VERDE | Point | 115 kV | [5 empty] | En operación | Coahuila de Zaragoza | Torreón | CONACYT 2024 (oficial) | {"type":"Feature","properties":{},"geometry":{"type":"Point","coordinates":[-103.36366,25.54506]}}
S.E. DIAGONAL | Point | 115 kV | [5 empty] | En operación | Coahuila de Zaragoza | Torreón | CONACYT 2024 (oficial) | {"type":"Feature","properties":{},"geometry":{"type":"Point","coordinates":[-103.40288,25.50771]}}
S.E. LERDO | Point | 115 kV | [5 empty] | En operación | Durango | Lerdo | CONACYT 2024 (oficial) | {"type":"Feature","properties":{},"geometry":{"type":"Point","coordinates":[-103.56998,25.49243]}}
S.E. PUERTO JUSTO | Point | 115 kV | [5 empty] | En operación | Durango | Ocampo | CONACYT 2024 (oficial) | {"type":"Feature","properties":{},"geometry":{"type":"Point","coordinates":[-106.01594,26.80906]}}
S.E. CATEDRAL | Point | 115 kV | [5 empty] | En operación | Chihuahua | Guadalupe y Calvo | CONACYT 2024 (oficial) | {"type":"Feature","properties":{},"geometry":{"type":"Point","coordinates":[-106.58313,26.21346]}}
S.E. SANTIAGO II | Point | 115 kV | [5 empty] | En operación | Chihuahua | San Francisco del Oro | CONACYT 2024 (oficial) | {"type":"Feature","properties":{},"geometry":{"type":"Point","coordinates":[-105.80847,26.86324]}}
S.E. SANTIAGO | Point | 115 kV | [5 empty] | En operación | Chihuahua | San Francisco del Oro | CONACYT 2024 (oficial) | {"type":"Feature","properties":{},"geometry":{"type":"Point","coordinates":[-105.8142,26.85796]}}
S.E. PARRAL | Point | 115 kV | [5 empty] | En operación | Chihuahua | Hidalgo del Parral | CONACYT 2024 (oficial) | {"type":"Feature","properties":{},"geometry":{"type":"Point","coordinates":[-105.67646,26.94012]}}
S.E. BOLIVAR | Point | 115 kV | [5 empty] | En operación | Chihuahua | Matamoros | CONACYT 2024 (oficial) | {"type":"Feature","properties":{},"geometry":{"type":"Point","coordinates":[-105.61015,26.84631]}}
S.E. LEXMARK | Point | 115 kV | [5 empty] | En operación | Chihuahua | Juárez | CONACYT 2024 (oficial) | {"type":"Feature","properties":{},"geometry":{"type":"Point","coordinates":[-106.36357,31.61542]}}
S.E. SALVARCAR | Point | 115 kV | [5 empty] | En operación | Chihuahua | Juárez | CONACYT 2024 (oficial) | {"type":"Feature","properties":{},"geometry":{"type":"Point","coordinates":[-106.36589,31.61975]}}
S.E. TORRES | Point | 115 kV | [5 empty] | En operación | Chihuahua | Juárez | CONACYT 2024 (oficial) | {"type":"Feature","properties":{},"geometry":{"type":"Point","coordinates":[-106.40746,31.6049]}}
S.E. PATRIA | Point | 115 kV | [5 empty] | En operación | Chihuahua | Juárez | CONACYT 2024 (oficial) | {"type":"Feature","properties":{},"geometry":{"type":"Point","coordinates":[-106.4175,31.62709]}}
S.E. GRANJERO | Point | 115 kV | [5 empty] | En operación | Chihuahua | Juárez | CONACYT 2024 (oficial) | {"type":"Feature","properties":{},"geometry":{"type":"Point","coordinates":[-106.3868,31.64241]}}
S.E. NUEVO IDEAL | Point | 115 kV | [5 empty] | En operación | Durango | Nuevo Ideal | CONACYT 2024 (oficial) | {"type":"Feature","properties":{},"geometry":{"type":"Point","coordinates":[-105.0687,24.89466]}}
S.E. SANTIAGO PAPASQUIARO | Point | 115 kV | [5 empty] | En operación | Durango | Santiago Papasquiaro | CONACYT 2024 (oficial) | {"type":"Feature","properties":{},"geometry":{"type":"Point","coordinates":[-105.39704,25.04763]}}
S.E. DURNAGO I | Point | 115 kV | [5 empty] | En operación | Durango | Durango | CONACYT 2024 (oficial) | {"type":"Feature","properties":{},"geometry":{"type":"Point","coordinates":[-104.63154,24.03846]}}
S.E. INTERNATIONAL WIRE | Point | 115 kV | [5 empty] | En operación | Durango | Durango | CONACYT 2024 (oficial) | {"type":"Feature","properties":{},"geometry":{"type":"Point","coordinates":[-104.55986,24.11055]}}
S.E. DURANGO II | Point | 115 kV | [5 empty] | En operación | Durango | Durango | CONACYT 2024 (oficial) | {"type":"Feature","properties":{},"geometry":{"type":"Point","coordinates":[-104.60557,24.0764]}}
S.E. GUADALUPE VICTORIA | Point | 115 kV | [5 empty] | En operación | Durango | Guadalupe Victoria | CONACYT 2024 (oficial) | {"type":"Feature","properties":{},"geometry":{"type":"Point","coordinates":[-104.1756,24.4292]}}
S.E. ALTARES MANIOBRAS | Point | 115 kV | [5 empty] | En operación | Durango | Santiago Papasquiaro | CONACYT 2024 (oficial) | {"type":"Feature","properties":{},"geometry":{"type":"Point","coordinates":[-105.90536,25.01862]}}
S.E. CANATLAN | Point | 115 kV | [5 empty] | En operación | Durango | Canatlán | CONACYT 2024 (oficial) | {"type":"Feature","properties":{},"geometry":{"type":"Point","coordinates":[-104.73244,24.51436]}}
S.E. SOMBRERETE | Point | 115 kV | [5 empty] | En operación | Zacatecas | Sombrerete | CONACYT 2024 (oficial) | {"type":"Feature","properties":{},"geometry":{"type":"Point","coordinates":[-103.65042,23.64425]}}
S.E. QUINCE DE OCTUBRE | Point | 115 kV | [5 empty] | En operación | Durango | Durango | CONACYT 2024 (oficial) | {"type":"Feature","properties":{},"geometry":{"type":"Point","coordinates":[-104.64264,23.99086]}}
S.E. JERONIMO ORTIZ MARTINEZ | Point | 115 kV | [5 empty] | En operación | Durango | Durango | CONACYT 2024 (oficial) | {"type":"Feature","properties":{},"geometry":{"type":"Point","coordinates":[-104.56966,23.96445]}}
S.E. MINA SAN MARTIN | Point | 115 kV | [5 empty] | En operación | Zacatecas | Sombrerete | CONACYT 2024 (oficial) | {"type":"Feature","properties":{},"geometry":{"type":"Point","coordinates":[-103.75789,23.66122]}}
S.E. MINA SABINAS | Point | 115 kV | [5 empty] | En operación | Zacatecas | Sombrerete | CONACYT 2024 (oficial) | {"type":"Feature","properties":{},"geometry":{"type":"Point","coordinates":[-103.75518,23.65363]}}
S.E. VICENTE GUERRERO | Point | 115 kV | [5 empty] | En operación | Durango | Vicente Guerrero | CONACYT 2024 (oficial) | {"type":"Feature","properties":{},"geometry":{"type":"Point","coordinates":[-103.99475,23.71491]}}
S.E. CELULOSA Y PAPEL | Point | 115 kV | [5 empty] | En operación | Durango | Durango | CONACYT 2024 (oficial) | {"type":"Feature","properties":{},"geometry":{"type":"Point","coordinates":[-104.59988,24.07014]}}
S.E. CERRO DEL MERCADO | Point | 115 kV | [5 empty] | En operación | Durango | Durango | CONACYT 2024 (oficial) | {"type":"Feature","properties":{},"geometry":{"type":"Point","coordinates":[-104.66671,24.04649]}}
S.E MERCADO MANIOBRAS | Point | 115 kV | [5 empty] | En operación | Durango | Durango | CONACYT 2024 (oficial) | {"type":"Feature","properties":{},"geometry":{"type":"Point","coordinates":[-104.65181,24.04819]}}
S.E CELULOSICOS CENTAURO | Point | 115 kV | [5 empty] | En operación | Durango | Durango | CONACYT 2024 (oficial) | {"type":"Feature","properties":{},"geometry":{"type":"Point","coordinates":[-104.40439,24.0174]}}
S.E. MANIOBRAS CENTUARO | Point | 115 kV | [5 empty] | En operación | Durango | Durango | CONACYT 2024 (oficial) | {"type":"Feature","properties":{},"geometry":{"type":"Point","coordinates":[-104.40225,24.01271]}}
S.E. GUADIANA | Point | 115 kV | [5 empty] | En operación | Durango | Durango | CONACYT 2024 (oficial) | {"type":"Feature","properties":{},"geometry":{"type":"Point","coordinates":[-104.69652,24.00707]}}
S.E. EL SALTO | Point | 115 kV | [5 empty] | En operación | Durango | Pueblo Nuevo | CONACYT 2024 (oficial) | {"type":"Feature","properties":{},"geometry":{"type":"Point","coordinates":[-105.51645,23.75758]}}
S.E. GUADALUPE VICTORIA | Point | 115 kV | [5 empty] | En operación | Durango | Guadalupe Victoria | CONACYT 2024 (oficial) | {"type":"Feature","properties":{},"geometry":{"type":"Point","coordinates":[-104.17556,24.42959]}}
S.E. NICOLAS BRAVO | Point | 115 kV | [5 empty] | En operación | Chihuahua | Madera | CONACYT 2024 (oficial) | {"type":"Feature","properties":{},"geometry":{"type":"Point","coordinates":[-107.92631,29.32633]}}
S.E. MENONITA AMPL. | Point | 115 kV | [5 empty] | En operación | Chihuahua | Namiquipa | CONACYT 2024 (oficial) | {"type":"Feature","properties":{},"geometry":{"type":"Point","coordinates":[-107.04631,29.16768]}}
S.E. ALVARO OBREGON | Point | 115 kV | [5 empty] | En operación | Chihuahua | Cuauhtémoc | CONACYT 2024 (oficial) | {"type":"Feature","properties":{},"geometry":{"type":"Point","coordinates":[-106.91315,28.7165]}}
S.E. DIVISADERO | Point | 115 kV | [5 empty] | En operación | Chihuahua | Urique | CONACYT 2024 (oficial) | {"type":"Feature","properties":{},"geometry":{"type":"Point","coordinates":[-107.83764,27.52378]}}
S.E. CREEL | Point | 115 kV | [5 empty] | En operación | Chihuahua | Bocoyna | CONACYT 2024 (oficial) | {"type":"Feature","properties":{},"geometry":{"type":"Point","coordinates":[-107.64019,27.77297]}}
S.E. CERESO SWICHEO | Point | 115 kV | [5 empty] | En operación | Chihuahua | Juárez | CONACYT 2024 (oficial) | {"type":"Feature","properties":{},"geometry":{"type":"Point","coordinates":[-106.47141,31.49726]}}
S.E. CERESO | Point | 115 kV | [5 empty] | En operación | Chihuahua | Juárez | CONACYT 2024 (oficial) | {"type":"Feature","properties":{},"geometry":{"type":"Point","coordinates":[-106.4552,31.49563]}}
S.E. WERNER | Point | 115 kV | [5 empty] | En operación | Chihuahua | Juárez | CONACYT 2024 (oficial) | {"type":"Feature","properties":{},"geometry":{"type":"Point","coordinates":[-106.45512,31.64862]}}
S.E. BENITO JUAREZ | Point | 115 kV | [5 empty] | En operación | Chihuahua | Buenaventura | CONACYT 2024 (oficial) | {"type":"Feature","properties":{},"geometry":{"type":"Point","coordinates":[-106.87864,30.13689]}}
S.E. SANTA BARBARA | Point | 115 kV | [5 empty] | En operación | Chihuahua | Santa Bárbara | CONACYT 2024 (oficial) | {"type":"Feature","properties":{},"geometry":{"type":"Point","coordinates":[-105.81633,26.81626]}}
S.E C.M. BOLIVAR | Point | 115 kV | [5 empty] | En operación | Chihuahua | Matamoros | CONACYT 2024 (oficial) | {"type":"Feature","properties":{},"geometry":{"type":"Point","coordinates":[-105.65898,26.78418]}}
S.E. SANTA MARIA DEL ORO | Point | 115 kV | [5 empty] | En operación | Durango | El Oro | CONACYT 2024 (oficial) | {"type":"Feature","properties":{},"geometry":{"type":"Point","coordinates":[-105.35883,25.95626]}}
S.E. SAMALAYUCA CC | Point | 115 kV | [5 empty] | En operación | Chihuahua | Juárez | CONACYT 2024 (oficial) | {"type":"Feature","properties":{},"geometry":{"type":"Point","coordinates":[-106.4851,31.33014]}}
S.E. LA ROSITA | Point | 115 kV | [5 empty] | En operación | Coahuila de Zaragoza | Matamoros | CONACYT 2024 (oficial) | {"type":"Feature","properties":{},"geometry":{"type":"Point","coordinates":[-103.26655,25.45882]}}
S.E. PLACERES DEL ORO | Point | 115 kV | [5 empty] | En operación | Guerrero | Coyuca de Catalán | CONACYT 2024 (oficial) | {"type":"Feature","properties":{},"geometry":{"type":"Point","coordinates":[-100.89496,18.21488]}}
S.E. ALTAMIRANO II | Point | 115 kV | [5 empty] | En operación | Guerrero | Pungarabato | CONACYT 2024 (oficial) | {"type":"Feature","properties":{},"geometry":{"type":"Point","coordinates":[-100.64211,18.33583]}}
S.E. AEROPUERTO | Point | 115 kV | [5 empty] | En operación | Guanajuato | Celaya | CONACYT 2024 (oficial) | {"type":"Feature","properties":{},"geometry":{"type":"Point","coordinates":[-100.89818,20.51449]}}
S.E. CELAYA PONIENTE | Point | 115 kV | [5 empty] | En operación | Guanajuato | Celaya | CONACYT 2024 (oficial) | {"type":"Feature","properties":{},"geometry":{"type":"Point","coordinates":[-100.84876,20.51788]}}
S.E. CELAYA SUR | Point | 115 kV | [5 empty] | En operación | Guanajuato | Celaya | CONACYT 2024 (oficial) | {"type":"Feature","properties":{},"geometry":{"type":"Point","coordinates":[-100.80883,20.47723]}}
S.E. OJO SECO | Point | 115 kV | [5 empty] | En operación | Guanajuato | Celaya | CONACYT 2024 (oficial) | {"type":"Feature","properties":{},"geometry":{"type":"Point","coordinates":[-100.79704,20.37323]}}
S.E. CELAYA I | Point | 115 kV | [5 empty] | En operación | Guanajuato | Celaya | CONACYT 2024 (oficial) | {"type":"Feature","properties":{},"geometry":{"type":"Point","coordinates":[-100.80078,20.51796]}}
S.E. CELAYA II | Point | 115 kV | [5 empty] | En operación | Guanajuato | Celaya | CONACYT 2024 (oficial) | {"type":"Feature","properties":{},"geometry":{"type":"Point","coordinates":[-100.82024,20.5739]}}
S.E. CELAYA INDUSTRIAL | Point | 115 kV | [5 empty] | En operación | Guanajuato | Celaya | CONACYT 2024 (oficial) | {"type":"Feature","properties":{},"geometry":{"type":"Point","coordinates":[-100.80891,20.55492]}}
S.E. VILLAGRAN | Point | 115 kV | [5 empty] | En operación | Guanajuato | Villagrán | CONACYT 2024 (oficial) | {"type":"Feature","properties":{},"geometry":{"type":"Point","coordinates":[-100.98884,20.51084]}}
S.E. CHILPANCINGO | Point | 115 kV | [5 empty] | En operación | Guerrero | Chilpancingo de los Bravo | CONACYT 2024 (oficial) | {"type":"Feature","properties":{},"geometry":{"type":"Point","coordinates":[-99.50123,17.53621]}}
S.E. QUEVEDO BCO.1 | Point | 115 kV | [5 empty] | En operación | Chihuahua | Namiquipa | CONACYT 2024 (oficial) | {"type":"Feature","properties":{},"geometry":{"type":"Point","coordinates":[-107.42018,29.03657]}}
S.E. FCO. VILLA | Point | 115 kV | [5 empty] | En operación | Chihuahua | Delicias | CONACYT 2024 (oficial) | {"type":"Feature","properties":{},"geometry":{"type":"Point","coordinates":[-105.44568,28.16455]}}
S.E. PASO DEL NORTE BCO. 1 | Point | 115 kV | [5 empty] | En operación | Chihuahua | Juárez | CONACYT 2024 (oficial) | {"type":"Feature","properties":{},"geometry":{"type":"Point","coordinates":[-106.53746,31.73152]}}
S.E. FUENTES | Point | 115 kV | [5 empty] | En operación | Chihuahua | Juárez | CONACYT 2024 (oficial) | {"type":"Feature","properties":{},"geometry":{"type":"Point","coordinates":[-106.41424,31.72976]}}
S.E. AZTECAS | Point | 115 kV | [5 empty] | En operación | Chihuahua | Juárez | CONACYT 2024 (oficial) | {"type":"Feature","properties":{},"geometry":{"type":"Point","coordinates":[-106.45764,31.674]}}
S.E. SAN JOSE | Point | 115 kV | [5 empty] | En operación | Chihuahua | Camargo | CONACYT 2024 (oficial) | {"type":"Feature","properties":{},"geometry":{"type":"Point","coordinates":[-104.93735,27.53164]}}
S.E. REFORMA BCO.4 (PROVICIONAL) | Point | 115 kV | [5 empty] | En operación | Chihuahua | Juárez | CONACYT 2024 (oficial) | {"type":"Feature","properties":{},"geometry":{"type":"Point","coordinates":[-106.46289,31.58651]}}
S.E. GEMINIS | Point | 115 kV | [5 empty] | En operación | Chihuahua | Juárez | CONACYT 2024 (oficial) | {"type":"Feature","properties":{},"geometry":{"type":"Point","coordinates":[-106.45431,31.64526]}}
S.E. INDUSTRIAL | Point | 115 kV | [5 empty] | En operación | Chihuahua | Juárez | CONACYT 2024 (oficial) | {"type":"Feature","properties":{},"geometry":{"type":"Point","coordinates":[-106.44477,31.65418]}}
S.E. PANELES PONDEROSA | Point | 115 kV | [5 empty] | En operación | Chihuahua | Chihuahua | CONACYT 2024 (oficial) | {"type":"Feature","properties":{},"geometry":{"type":"Point","coordinates":[-106.01483,28.63951]}}
S.E. TABALAOPA | Point | 115 kV | [5 empty] | En operación | Chihuahua | Chihuahua | CONACYT 2024 (oficial) | {"type":"Feature","properties":{},"geometry":{"type":"Point","coordinates":[-106.01252,28.64685]}}
S.E. PAPELERA | Point | 115 kV | [5 empty] | En operación | Chihuahua | Chihuahua | CONACYT 2024 (oficial) | {"type":"Feature","properties":{},"geometry":{"type":"Point","coordinates":[-106.06304,28.65656]}}
S.E. AUMA | Point | 115 kV | [5 empty] | En operación | Chihuahua | Chihuahua | CONACYT 2024 (oficial) | {"type":"Feature","properties":{},"geometry":{"type":"Point","coordinates":[-106.02578,28.65145]}}
S.E. GENERAL TRIAS | Point | 115 kV | [5 empty] | En operación | Chihuahua | Santa Isabel | CONACYT 2024 (oficial) | {"type":"Feature","properties":{},"geometry":{"type":"Point","coordinates":[-106.26389,28.3608]}}
S.E. EL ENCINO C. C. | Point | 115 kV | [5 empty] | En operación | Chihuahua | Chihuahua | CONACYT 2024 (oficial) | {"type":"Feature","properties":{},"geometry":{"type":"Point","coordinates":[-105.91981,28.44654]}}
S.E. CHIHUAHUA PONIENTE | Point | 115 kV | [5 empty] | En operación | Chihuahua | Chihuahua | CONACYT 2024 (oficial) | {"type":"Feature","properties":{},"geometry":{"type":"Point","coordinates":[-106.10436,28.5957]}}
S.E. OCAMPO | Point | 115 kV | [5 empty] | En operación | Chihuahua | Chihuahua | CONACYT 2024 (oficial) | {"type":"Feature","properties":{},"geometry":{"type":"Point","coordinates":[-106.05188,28.6191]}}
S.E. AVALOS | Point | 115 kV | [5 empty] | En operación | Chihuahua | Chihuahua | CONACYT 2024 (oficial) | {"type":"Feature","properties":{},"geometry":{"type":"Point","coordinates":[-105.99608,28.61273]}}
S.E. VITROMEX CFE | Point | 115 kV | [5 empty] | En operación | Chihuahua | Chihuahua | CONACYT 2024 (oficial) | {"type":"Feature","properties":{},"geometry":{"type":"Point","coordinates":[-105.97969,28.65093]}}
S.E. VITROMEX | Point | 115 kV | [5 empty] | En operación | Chihuahua | Chihuahua | CONACYT 2024 (oficial) | {"type":"Feature","properties":{},"geometry":{"type":"Point","coordinates":[-105.97304,28.65179]}}
S.E. COMPLEJO SEGURIDAD PUBLICA | Point | 115 kV | [5 empty] | En operación | Chihuahua | Chihuahua | CONACYT 2024 (oficial) | {"type":"Feature","properties":{},"geometry":{"type":"Point","coordinates":[-106.03709,28.66567]}}
S.E. ROBINSON | Point | 115 kV | [5 empty] | En operación | Chihuahua | Chihuahua | CONACYT 2024 (oficial) | {"type":"Feature","properties":{},"geometry":{"type":"Point","coordinates":[-106.05205,28.65405]}}
S.E. PALOMAR | Point | 115 kV | [5 empty] | En operación | Chihuahua | Chihuahua | CONACYT 2024 (oficial) | {"type":"Feature","properties":{},"geometry":{"type":"Point","coordinates":[-106.08907,28.6372]}}
S.E. DIVISION DEL NORTE | Point | 115 kV | [5 empty] | En operación | Chihuahua | Chihuahua | CONACYT 2024 (oficial) | {"type":"Feature","properties":{},"geometry":{"type":"Point","coordinates":[-106.16415,28.58572]}}
S.E. ALDAMA | Point | 115 kV | [5 empty] | En operación | Chihuahua | Aldama | CONACYT 2024 (oficial) | {"type":"Feature","properties":{},"geometry":{"type":"Point","coordinates":[-105.91782,28.84043]}}
S.E. MOTOROLA | Point | 115 kV | [5 empty] | En operación | Chihuahua | Chihuahua | CONACYT 2024 (oficial) | {"type":"Feature","properties":{},"geometry":{"type":"Point","coordinates":[-106.16484,28.7407]}}
S.E. COMPONENTES CHIUAHUA | Point | 115 kV | [5 empty] | En operación | Chihuahua | Chihuahua | CONACYT 2024 (oficial) | {"type":"Feature","properties":{},"geometry":{"type":"Point","coordinates":[-106.12726,28.71349]}}
S.E. FORD | Point | 115 kV | [5 empty] | En operación | Chihuahua | Chihuahua | CONACYT 2024 (oficial) | {"type":"Feature","properties":{},"geometry":{"type":"Point","coordinates":[-106.12735,28.71167]}}
S.E. CEMENTOS DE CHIHUAHUA | Point | 115 kV | [5 empty] | En operación | Chihuahua | Chihuahua | CONACYT 2024 (oficial) | {"type":"Feature","properties":{},"geometry":{"type":"Point","coordinates":[-106.08705,28.68736]}}
S.E. PLANTA CHIHUAHUA | Point | 115 kV | [5 empty] | En operación | Chihuahua | Chihuahua | CONACYT 2024 (oficial) | {"type":"Feature","properties":{},"geometry":{"type":"Point","coordinates":[-106.08823,28.66567]}}
S.E. PLANTA CHIHUAHUA | Point | 115 kV | [5 empty] | En operación | Chihuahua | Chihuahua | CONACYT 2024 (oficial) | {"type":"Feature","properties":{},"geometry":{"type":"Point","coordinates":[-106.08747,28.6659]}}
SE COMPLEJO INDUSTRIAL | Point | 115 kV | [5 empty] | En operación | Chihuahua | Chihuahua | CONACYT 2024 (oficial) | {"type":"Feature","properties":{},"geometry":{"type":"Point","coordinates":[-106.11114,28.71413]}}
S.E. JABIL | Point | 115 kV | [5 empty] | En operación | Chihuahua | Chihuahua | CONACYT 2024 (oficial) | {"type":"Feature","properties":{},"geometry":{"type":"Point","coordinates":[-106.11184,28.71663]}}
S.E. NOMBRE DE DIOS | Point | 115 kV | [5 empty] | En operación | Chihuahua | Chihuahua | CONACYT 2024 (oficial) | {"type":"Feature","properties":{},"geometry":{"type":"Point","coordinates":[-106.09883,28.69949]}}
S.E. SUPERIOR INDUSTRIAS | Point | 115 kV | [5 empty] | En operación | Chihuahua | Chihuahua | CONACYT 2024 (oficial) | {"type":"Feature","properties":{},"geometry":{"type":"Point","coordinates":[-106.12126,28.71576]}}
S.E. AEROPUERTO | Point | 115 kV | [5 empty] | En operación | Chihuahua | Juárez | CONACYT 2024 (oficial) | {"type":"Feature","properties":{},"geometry":{"type":"Point","coordinates":[-106.44846,31.62371]}}
S.E. CUESTA | Point | 115 kV | [5 empty] | En operación | Chihuahua | Juárez | CONACYT 2024 (oficial) | {"type":"Feature","properties":{},"geometry":{"type":"Point","coordinates":[-106.42688,31.67609]}}
S.E LAGOS | Point | 115 kV | [5 empty] | En operación | Chihuahua | Juárez | CONACYT 2024 (oficial) | {"type":"Feature","properties":{},"geometry":{"type":"Point","coordinates":[-106.38052,31.66837]}}
S.E. CTG PARQUE | Point | 115 kV | [5 empty] | En operación | Chihuahua | Juárez | CONACYT 2024 (oficial) | {"type":"Feature","properties":{},"geometry":{"type":"Point","coordinates":[-106.3944,31.69956]}}
S.E. SAN ISIDRO | Point | 115 kV | [5 empty] | En operación | Chihuahua | Juárez | CONACYT 2024 (oficial) | {"type":"Feature","properties":{},"geometry":{"type":"Point","coordinates":[-106.29369,31.57358]}}
S.E. TERRANOVA BCO.1 | Point | 115 kV | [5 empty] | En operación | Chihuahua | Juárez | CONACYT 2024 (oficial) | {"type":"Feature","properties":{},"geometry":{"type":"Point","coordinates":[-106.40601,31.5564]}}
S.E. CARTAGENA | Point | 115 kV | [5 empty] | En operación | Chihuahua | Juárez | CONACYT 2024 (oficial) | {"type":"Feature","properties":{},"geometry":{"type":"Point","coordinates":[-106.46585,31.70682]}}
S.E. CHAVEÑA | Point | 115 kV | [5 empty] | En operación | Chihuahua | Juárez | CONACYT 2024 (oficial) | {"type":"Feature","properties":{},"geometry":{"type":"Point","coordinates":[-106.47621,31.72076]}}
S.E. COLEGIO | Point | 115 kV | [5 empty] | En operación | Chihuahua | Juárez | CONACYT 2024 (oficial) | {"type":"Feature","properties":{},"geometry":{"type":"Point","coordinates":[-106.43705,31.73132]}}
S.E. RIVEREÑA | Point | 115 kV | [5 empty] | En operación | Chihuahua | Juárez | CONACYT 2024 (oficial) | {"type":"Feature","properties":{},"geometry":{"type":"Point","coordinates":[-106.41805,31.75002]}}
S.E. CHAMIZAL | Point | 115 kV | [5 empty] | En operación | Chihuahua | Juárez | CONACYT 2024 (oficial) | {"type":"Feature","properties":{},"geometry":{"type":"Point","coordinates":[-106.47392,31.74917]}}
S.E. INSURGENTES | Point | 115 kV | [5 empty] | En operación | Chihuahua | Juárez | CONACYT 2024 (oficial) | {"type":"Feature","properties":{},"geometry":{"type":"Point","coordinates":[-106.52372,31.73392]}}
S.E. TECNOLOGICO | Point | 115 kV | [5 empty] | En operación | Chihuahua | Juárez | CONACYT 2024 (oficial) | {"type":"Feature","properties":{},"geometry":{"type":"Point","coordinates":[-106.42182,31.70772]}}
S.E. SAN IGNACIO | Point | 115 kV | [5 empty] | En operación | Chihuahua | Praxedis G. Guerrero | CONACYT 2024 (oficial) | {"type":"Feature","properties":{},"geometry":{"type":"Point","coordinates":[-106.00597,31.37358]}}
S.E. LIBERTAD | Point | 115 kV | [5 empty] | En operación | Chihuahua | Juárez | CONACYT 2024 (oficial) | {"type":"Feature","properties":{},"geometry":{"type":"Point","coordinates":[-106.4522,31.69158]}}
S.E. CEMENTOS SWITCHEO | Point | 115 kV | [5 empty] | En operación | Chihuahua | Juárez | CONACYT 2024 (oficial) | {"type":"Feature","properties":{},"geometry":{"type":"Point","coordinates":[-106.46624,31.42198]}}
S.E. PALOMAS | Point | 115 kV | [5 empty] | En operación | Chihuahua | Ascensión | CONACYT 2024 (oficial) | {"type":"Feature","properties":{},"geometry":{"type":"Point","coordinates":[-107.61893,31.46551]}}
S.E. CUADRO DE MANEOBRAS | Point | 115 kV | [5 empty] | En operación | Chihuahua | Ascensión | CONACYT 2024 (oficial) | {"type":"Feature","properties":{},"geometry":{"type":"Point","coordinates":[-107.83116,31.25996]}}
S.E. ASCENSION | Point | 115 kV | [5 empty] | En operación | Chihuahua | Ascensión | CONACYT 2024 (oficial) | {"type":"Feature","properties":{},"geometry":{"type":"Point","coordinates":[-108.0106,31.07085]}}
S.E. BISMARK | Point | 115 kV | [5 empty] | En operación | Chihuahua | Ascensión | CONACYT 2024 (oficial) | {"type":"Feature","properties":{},"geometry":{"type":"Point","coordinates":[-107.59153,31.23785]}}
S.E. VILLA AHUMADA | Point | 115 kV | [5 empty] | En operación | Chihuahua | Ahumada | CONACYT 2024 (oficial) | {"type":"Feature","properties":{},"geometry":{"type":"Point","coordinates":[-106.52197,30.60408]}}
S.E. CUADRO DE MANEOBRAS | Point | 115 kV | [5 empty] | En operación | Chihuahua | Galeana | CONACYT 2024 (oficial) | {"type":"Feature","properties":{},"geometry":{"type":"Point","coordinates":[-107.61681,30.19156]}}
S.E. GALEANA | Point | 115 kV | [5 empty] | En operación | Chihuahua | Galeana | CONACYT 2024 (oficial) | {"type":"Feature","properties":{},"geometry":{"type":"Point","coordinates":[-107.62405,30.17344]}}
NO DEFINIDO | Point | 115 kV | [5 empty] | En operación | Chihuahua | Juárez | CONACYT 2024 (oficial) | {"type":"Feature","properties":{},"geometry":{"type":"Point","coordinates":[-106.48677,31.33086]}}
S.E. SAMALAYUCA | Point | 115 kV | [5 empty] | En operación | Chihuahua | Juárez | CONACYT 2024 (oficial) | {"type":"Feature","properties":{},"geometry":{"type":"Point","coordinates":[-106.48857,31.3337]}}
S.E. FORD MANIOBRAS | Point | 115 kV | [5 empty] | En operación | Chihuahua | Chihuahua | CONACYT 2024 (oficial) | {"type":"Feature","properties":{},"geometry":{"type":"Point","coordinates":[-106.12488,28.71458]}}
S.E. ALTEC | Point | 115 kV | [5 empty] | En operación | Chihuahua | Chihuahua | CONACYT 2024 (oficial) | {"type":"Feature","properties":{},"geometry":{"type":"Point","coordinates":[-106.13103,28.67951]}}
S.E. CHIHUAHUA NORTE | Point | 115 kV | [5 empty] | En operación | Chihuahua | Chihuahua | CONACYT 2024 (oficial) | {"type":"Feature","properties":{},"geometry":{"type":"Point","coordinates":[-106.13352,28.72979]}}
S.E. EL SAUZ | Point | 115 kV | [5 empty] | En operación | Chihuahua | Chihuahua | CONACYT 2024 (oficial) | {"type":"Feature","properties":{},"geometry":{"type":"Point","coordinates":[-106.27761,28.95296]}}
S.E. MESTEÑAS | Point | 115 kV | [5 empty] | En operación | Chihuahua | Camargo | CONACYT 2024 (oficial) | {"type":"Feature","properties":{},"geometry":{"type":"Point","coordinates":[-104.49456,28.43045]}}
S.E. EL ENCINO | Point | 115 kV | [5 empty] | En operación | Chihuahua | Chihuahua | CONACYT 2024 (oficial) | {"type":"Feature","properties":{},"geometry":{"type":"Point","coordinates":[-105.91416,28.44369]}}
S.E. ARMENDARIZ | Point | 115 kV | [5 empty] | En operación | Chihuahua | Saucillo | CONACYT 2024 (oficial) | {"type":"Feature","properties":{},"geometry":{"type":"Point","coordinates":[-105.32675,28.0375]}}
S.E. KM 88 | Point | 115 kV | [5 empty] | En operación | Chihuahua | Delicias | CONACYT 2024 (oficial) | {"type":"Feature","properties":{},"geometry":{"type":"Point","coordinates":[-105.48743,28.07841]}}
S.E. BOQUILLA | Point | 115 kV | [5 empty] | En operación | Chihuahua | San Francisco de Conchos | CONACYT 2024 (oficial) | {"type":"Feature","properties":{},"geometry":{"type":"Point","coordinates":[-105.41416,27.5454]}}
S.E. COLINA | Point | 115 kV | [5 empty] | En operación | Chihuahua | San Francisco de Conchos | CONACYT 2024 (oficial) | {"type":"Feature","properties":{},"geometry":{"type":"Point","coordinates":[-105.3824,27.57608]}}
S.E. WRANGLER | Point | 115 kV | [5 empty] | En operación | Chihuahua | Delicias | CONACYT 2024 (oficial) | {"type":"Feature","properties":{},"geometry":{"type":"Point","coordinates":[-105.44415,28.175]}}
S.E. MEOQUI | Point | 115 kV | [5 empty] | En operación | Chihuahua | Meoqui | CONACYT 2024 (oficial) | {"type":"Feature","properties":{},"geometry":{"type":"Point","coordinates":[-105.46928,28.27624]}}
S.E. LAZARO CARDENAS | Point | 115 kV | [5 empty] | En operación | Chihuahua | Meoqui | CONACYT 2024 (oficial) | {"type":"Feature","properties":{},"geometry":{"type":"Point","coordinates":[-105.54464,28.32597]}}
S.E. NAICA | Point | 115 kV | [5 empty] | En operación | Chihuahua | Saucillo | CONACYT 2024 (oficial) | {"type":"Feature","properties":{},"geometry":{"type":"Point","coordinates":[-105.50457,27.86919]}}
S.E BUFALO | Point | 115 kV | [5 empty] | En operación | Chihuahua | Allende | CONACYT 2024 (oficial) | {"type":"Feature","properties":{},"geometry":{"type":"Point","coordinates":[-105.13729,27.33236]}}
S.E. CAMARGO I | Point | 115 kV | [5 empty] | En operación | Chihuahua | Camargo | CONACYT 2024 (oficial) | {"type":"Feature","properties":{},"geometry":{"type":"Point","coordinates":[-105.15198,27.66028]}}
S.E. OJINAGA | Point | 115 kV | [5 empty] | En operación | Chihuahua | Ojinaga | CONACYT 2024 (oficial) | {"type":"Feature","properties":{},"geometry":{"type":"Point","coordinates":[-104.42638,29.53505]}}
S.E. TACUBAYA | Point | 115 kV | [5 empty] | En operación | Chihuahua | Camargo | CONACYT 2024 (oficial) | {"type":"Feature","properties":{},"geometry":{"type":"Point","coordinates":[-104.5572,28.3218]}}
S.E. LA PERLA | Point | 115 kV | [5 empty] | En operación | Chihuahua | Camargo | CONACYT 2024 (oficial) | {"type":"Feature","properties":{},"geometry":{"type":"Point","coordinates":[-104.55328,28.3126]}}
S.E. TRES HERMANOS | Point | 115 kV | [5 empty] | En operación | Chihuahua | Camargo | CONACYT 2024 (oficial) | {"type":"Feature","properties":{},"geometry":{"type":"Point","coordinates":[-104.46445,28.69137]}}
S.E. OASIS | Point | 115 kV | [5 empty] | En operación | Chihuahua | Ojinaga | CONACYT 2024 (oficial) | {"type":"Feature","properties":{},"geometry":{"type":"Point","coordinates":[-104.49283,28.97333]}}
S.E. RIO FLORIDO | Point | 115 kV | [5 empty] | En operación | Chihuahua | Jiménez | CONACYT 2024 (oficial) | {"type":"Feature","properties":{},"geometry":{"type":"Point","coordinates":[-104.84513,27.32231]}}
S.E. GOMEZ PALACIO | Point | 115 kV | [5 empty] | En operación | Durango | Gómez Palacio | CONACYT 2024 (oficial) | {"type":"Feature","properties":{},"geometry":{"type":"Point","coordinates":[-103.47271,25.59711]}}
S.E. MINERA AUTLAN | Point | 115 kV | [5 empty] | En operación | Durango | Gómez Palacio | CONACYT 2024 (oficial) | {"type":"Feature","properties":{},"geometry":{"type":"Point","coordinates":[-103.43496,25.6371]}}
S.E. RENAULT PHILLIPS | Point | 115 kV | [5 empty] | En operación | Durango | Gómez Palacio | CONACYT 2024 (oficial) | {"type":"Feature","properties":{},"geometry":{"type":"Point","coordinates":[-103.44416,25.606]}}
S.E. VALLE DE JUAREZ | Point | 115 kV | [5 empty] | En operación | Chihuahua | Juárez | CONACYT 2024 (oficial) | {"type":"Feature","properties":{},"geometry":{"type":"Point","coordinates":[-106.37312,31.70238]}}
S.E. CASAS GRANDES | Point | 115 kV | [5 empty] | En operación | Chihuahua | Nuevo Casas Grandes | CONACYT 2024 (oficial) | {"type":"Feature","properties":{},"geometry":{"type":"Point","coordinates":[-107.9059,30.42574]}}
S.E. JANOS | Point | 115 kV | [5 empty] | En operación | Chihuahua | Janos | CONACYT 2024 (oficial) | {"type":"Feature","properties":{},"geometry":{"type":"Point","coordinates":[-108.17839,30.87954]}}
S.E. AMERICAS | Point | 115 kV | [5 empty] | En operación | Chihuahua | Chihuahua | CONACYT 2024 (oficial) | {"type":"Feature","properties":{},"geometry":{"type":"Point","coordinates":[-106.12154,28.65581]}}
S.E. ABASTOS | Point | 115 kV | [5 empty] | En operación | Coahuila de Zaragoza | Torreón | CONACYT 2024 (oficial) | {"type":"Feature","properties":{},"geometry":{"type":"Point","coordinates":[-103.42861,25.5521]}}
S.E. NAZAS | Point | 115 kV | [5 empty] | En operación | Durango | Lerdo | CONACYT 2024 (oficial) | {"type":"Feature","properties":{},"geometry":{"type":"Point","coordinates":[-103.5005,25.50275]}}
S.E. ZARAGOZA | Point | 115 kV | [5 empty] | En operación | Chihuahua | Juárez | CONACYT 2024 (oficial) | {"type":"Feature","properties":{},"geometry":{"type":"Point","coordinates":[-106.35329,31.66065]}}
S.E. EL PORVENIR | Point | 115 kV | [5 empty] | En operación | Chihuahua | Praxedis G. Guerrero | CONACYT 2024 (oficial) | {"type":"Feature","properties":{},"geometry":{"type":"Point","coordinates":[-105.87668,31.24639]}}
S.E. DELPHI | Point | 115 kV | [5 empty] | En operación | Chihuahua | Juárez | CONACYT 2024 (oficial) | {"type":"Feature","properties":{},"geometry":{"type":"Point","coordinates":[-106.43773,31.75321]}}
S.E. TORREON SUR | Point | 115 kV | [5 empty] | En operación | Coahuila de Zaragoza | Matamoros | CONACYT 2024 (oficial) | {"type":"Feature","properties":{},"geometry":{"type":"Point","coordinates":[-103.30878,25.45484]}}
S.E. TORREON OTE | Point | 115 kV | [5 empty] | En operación | Coahuila de Zaragoza | Torreón | CONACYT 2024 (oficial) | {"type":"Feature","properties":{},"geometry":{"type":"Point","coordinates":[-103.3644,25.52385]}}
S.E. TORREON | Point | 115 kV | [5 empty] | En operación | Coahuila de Zaragoza | Torreón | CONACYT 2024 (oficial) | {"type":"Feature","properties":{},"geometry":{"type":"Point","coordinates":[-103.44691,25.52215]}}
S.E. LAGUNA SECA | Point | 115 kV | [5 empty] | En operación | Coahuila de Zaragoza | Matamoros | CONACYT 2024 (oficial) | {"type":"Feature","properties":{},"geometry":{"type":"Point","coordinates":[-103.33628,25.37276]}}
S.E. LA POPULAR | Point | 115 kV | [5 empty] | En operación | Durango | Gómez Palacio | CONACYT 2024 (oficial) | {"type":"Feature","properties":{},"geometry":{"type":"Point","coordinates":[-103.3809,25.75971]}}
S.E. PILAR | Point | 115 kV | [5 empty] | En operación | Durango | Tlahualilo | CONACYT 2024 (oficial) | {"type":"Feature","properties":{},"geometry":{"type":"Point","coordinates":[-103.41763,25.98163]}}
S.E. GUACHOCHI | Point | 115 kV | [5 empty] | En operación | Chihuahua | Guachochi | CONACYT 2024 (oficial) | {"type":"Feature","properties":{},"geometry":{"type":"Point","coordinates":[-107.07129,26.85643]}}
S.E. MAZATALAN II | Point | 115 kV | [5 empty] | En operación | Sinaloa | Mazatlán | CONACYT 2024 (oficial) | {"type":"Feature","properties":{},"geometry":{"type":"Point","coordinates":[-106.35321,23.19046]}}
S.E. CAMARGO II | Point | 115 kV | [5 empty] | En operación | Chihuahua | Camargo | CONACYT 2024 (oficial) | {"type":"Feature","properties":{},"geometry":{"type":"Point","coordinates":[-105.06381,27.65833]}}
S.E. DELICIAS | Point | 115 kV | [5 empty] | En operación | Chihuahua | Delicias | CONACYT 2024 (oficial) | {"type":"Feature","properties":{},"geometry":{"type":"Point","coordinates":[-105.4885,28.17249]}}
S.E. MINA NAICA | Point | 115 kV | [5 empty] | En operación | Chihuahua | Saucillo | CONACYT 2024 (oficial) | {"type":"Feature","properties":{},"geometry":{"type":"Point","coordinates":[-105.49813,27.8609]}}
S.E. ESCALON | Point | 115 kV | [5 empty] | En operación | Chihuahua | Jiménez | CONACYT 2024 (oficial) | {"type":"Feature","properties":{},"geometry":{"type":"Point","coordinates":[-104.33259,26.74665]}}
S.E. JIMENEZ | Point | 115 kV | [5 empty] | En operación | Chihuahua | Jiménez | CONACYT 2024 (oficial) | {"type":"Feature","properties":{},"geometry":{"type":"Point","coordinates":[-104.90997,27.14128]}}
S.E. CUAHUTEMOC II | Point | 115 kV | [5 empty] | En operación | Chihuahua | Cuauhtémoc | CONACYT 2024 (oficial) | {"type":"Feature","properties":{},"geometry":{"type":"Point","coordinates":[-106.81338,28.44642]}}
S.E. CUAHUTEMOC | Point | 115 kV | [5 empty] | En operación | Chihuahua | Cuauhtémoc | CONACYT 2024 (oficial) | {"type":"Feature","properties":{},"geometry":{"type":"Point","coordinates":[-106.8563,28.41926]}}
S.E. LOPEZ MATEOS | Point | 115 kV | [5 empty] | En operación | Chihuahua | Guerrero | CONACYT 2024 (oficial) | {"type":"Feature","properties":{},"geometry":{"type":"Point","coordinates":[-107.31325,28.47611]}}
S.E. MANIOBRAS SAN PEDRO | Point | 115 kV | [5 empty] | En operación | Chihuahua | Guerrero | CONACYT 2024 (oficial) | {"type":"Feature","properties":{},"geometry":{"type":"Point","coordinates":[-107.44158,28.39213]}}
S.E. MANITOBA | Point | 115 kV | [5 empty] | En operación | Chihuahua | Cuauhtémoc | CONACYT 2024 (oficial) | {"type":"Feature","properties":{},"geometry":{"type":"Point","coordinates":[-106.94631,28.5349]}}
S.E. CUADRO DE MANIOBRAS 108 | Point | 115 kV | [5 empty] | En operación | Chihuahua | Cuauhtémoc | CONACYT 2024 (oficial) | {"type":"Feature","properties":{},"geometry":{"type":"Point","coordinates":[-107.03255,28.65546]}}
S.E. PONDERCEL | Point | 115 kV | [5 empty] | En operación | Chihuahua | Cuauhtémoc | CONACYT 2024 (oficial) | {"type":"Feature","properties":{},"geometry":{"type":"Point","coordinates":[-106.73025,28.47868]}}
S.E. RUIZ CORTINEZ | Point | 115 kV | [5 empty] | En operación | Chihuahua | Namiquipa | CONACYT 2024 (oficial) | {"type":"Feature","properties":{},"geometry":{"type":"Point","coordinates":[-107.51174,28.94048]}}
S.E. PLANTA CENTRAL CICLO COMBINADO | Point | 115 kV | [5 empty] | En operación | Durango | Gómez Palacio | CONACYT 2024 (oficial) | {"type":"Feature","properties":{},"geometry":{"type":"Point","coordinates":[-103.47346,25.59621]}}
S.E. GOMEZ PALACIO SF6 | Point | 115 kV | [5 empty] | En operación | Durango | Gómez Palacio | CONACYT 2024 (oficial) | {"type":"Feature","properties":{},"geometry":{"type":"Point","coordinates":[-103.472,25.59854]}}
S.E. FRANCKIE | Point | 115 kV | [5 empty] | En operación | Durango | Gómez Palacio | CONACYT 2024 (oficial) | {"type":"Feature","properties":{},"geometry":{"type":"Point","coordinates":[-103.47109,25.59795]}}
S.E. PARRAS CONE | Point | 115 kV | [5 empty] | En operación | Coahuila de Zaragoza | Parras | CONACYT 2024 (oficial) | {"type":"Feature","properties":{},"geometry":{"type":"Point","coordinates":[-102.17081,25.46138]}}
S.E. PARRAS | Point | 115 kV | [5 empty] | En operación | Coahuila de Zaragoza | Parras | CONACYT 2024 (oficial) | {"type":"Feature","properties":{},"geometry":{"type":"Point","coordinates":[-102.17211,25.45659]}}
S.E. PAILA | Point | 115 kV | [5 empty] | En operación | Coahuila de Zaragoza | Parras | CONACYT 2024 (oficial) | {"type":"Feature","properties":{},"geometry":{"type":"Point","coordinates":[-102.21063,25.76168]}}
S.E. 3 MANANTIALES | Point | 115 kV | [5 empty] | En operación | Coahuila de Zaragoza | Francisco I. Madero | CONACYT 2024 (oficial) | {"type":"Feature","properties":{},"geometry":{"type":"Point","coordinates":[-103.04216,26.39871]}}
S.E. LAGUNA DEL REY | Point | 115 kV | [5 empty] | En operación | Coahuila de Zaragoza | Ocampo | CONACYT 2024 (oficial) | {"type":"Feature","properties":{},"geometry":{"type":"Point","coordinates":[-103.36638,27.02485]}}
S.E. QUIMICA DEL REY | Point | 115 kV | [5 empty] | En operación | Coahuila de Zaragoza | Ocampo | CONACYT 2024 (oficial) | {"type":"Feature","properties":{},"geometry":{"type":"Point","coordinates":[-103.36704,27.02531]}}
S.E. EMILIANO ZAPATA | Point | 115 kV | [5 empty] | En operación | Coahuila de Zaragoza | Viesca | CONACYT 2024 (oficial) | {"type":"Feature","properties":{},"geometry":{"type":"Point","coordinates":[-102.96446,25.48974]}}
S.E. MAYRAN | Point | 115 kV | [5 empty] | En operación | Coahuila de Zaragoza | San Pedro | CONACYT 2024 (oficial) | {"type":"Feature","properties":{},"geometry":{"type":"Point","coordinates":[-103.00726,25.766]}}
S.E. SAN PEDRO | Point | 115 kV | [5 empty] | En operación | Coahuila de Zaragoza | San Pedro | CONACYT 2024 (oficial) | {"type":"Feature","properties":{},"geometry":{"type":"Point","coordinates":[-103.12228,25.77473]}}
S.E. ARCADIO | Point | 115 kV | [5 empty] | En operación | Coahuila de Zaragoza | Matamoros | CONACYT 2024 (oficial) | {"type":"Feature","properties":{},"geometry":{"type":"Point","coordinates":[-103.14535,25.48504]}}
S.E. MATAMOROS | Point | 115 kV | [5 empty] | En operación | Coahuila de Zaragoza | Matamoros | CONACYT 2024 (oficial) | {"type":"Feature","properties":{},"geometry":{"type":"Point","coordinates":[-103.24013,25.53445]}}
S.E. ANDALUCIA | Point | 115 kV | [5 empty] | En operación | Coahuila de Zaragoza | Matamoros | CONACYT 2024 (oficial) | {"type":"Feature","properties":{},"geometry":{"type":"Point","coordinates":[-103.21899,25.56608]}}
S.E. ESCUADRON 201 | Point | 115 kV | [5 empty] | En operación | Coahuila de Zaragoza | Matamoros | CONACYT 2024 (oficial) | {"type":"Feature","properties":{},"geometry":{"type":"Point","coordinates":[-103.34944,25.67317]}}
S.E. CHAVEZ UNO | Point | 115 kV | [5 empty] | En operación | Coahuila de Zaragoza | Francisco I. Madero | CONACYT 2024 (oficial) | {"type":"Feature","properties":{},"geometry":{"type":"Point","coordinates":[-103.28486,25.7718]}}
S.E. BATOPILAS | Point | 115 kV | [5 empty] | En operación | Coahuila de Zaragoza | Francisco I. Madero | CONACYT 2024 (oficial) | {"type":"Feature","properties":{},"geometry":{"type":"Point","coordinates":[-103.29066,25.9183]}}
S.E. JOHN DEERE | Point | 115 kV | [5 empty] | En operación | Coahuila de Zaragoza | Torreón | CONACYT 2024 (oficial) | {"type":"Feature","properties":{},"geometry":{"type":"Point","coordinates":[-103.35015,25.47697]}}
S.E. CATERPILLAR | Point | 115 kV | [5 empty] | En operación | Coahuila de Zaragoza | Torreón | CONACYT 2024 (oficial) | {"type":"Feature","properties":{},"geometry":{"type":"Point","coordinates":[-103.35699,25.4736]}}
S.E. DELPHI | Point | 115 kV | [5 empty] | En operación | Coahuila de Zaragoza | Torreón | CONACYT 2024 (oficial) | {"type":"Feature","properties":{},"geometry":{"type":"Point","coordinates":[-103.36363,25.53936]}}
S.E. LAJAT | Point | 115 kV | [5 empty] | En operación | Coahuila de Zaragoza | Torreón | CONACYT 2024 (oficial) | {"type":"Feature","properties":{},"geometry":{"type":"Point","coordinates":[-103.37367,25.52405]}}
S.E. FUNDILAG | Point | 115 kV | [5 empty] | En operación | Coahuila de Zaragoza | Torreón | CONACYT 2024 (oficial) | {"type":"Feature","properties":{},"geometry":{"type":"Point","coordinates":[-103.36994,25.47903]}}
S.E. CMM | Point | 115 kV | [5 empty] | En operación | Coahuila de Zaragoza | Torreón | CONACYT 2024 (oficial) | {"type":"Feature","properties":{},"geometry":{"type":"Point","coordinates":[-103.36555,25.47592]}}
S.E. MONTIAC | Point | 115 kV | [5 empty] | En operación | Coahuila de Zaragoza | Torreón | CONACYT 2024 (oficial) | {"type":"Feature","properties":{},"geometry":{"type":"Point","coordinates":[-103.3659,25.47587]}}
S.E. CALIFORNIA | Point | 115 kV | [5 empty] | En operación | Coahuila de Zaragoza | Torreón | CONACYT 2024 (oficial) | {"type":"Feature","properties":{},"geometry":{"type":"Point","coordinates":[-103.39183,25.54546]}}
S.E. IRAPUATO CENTRO (VILLAS) | Point | 115 kV | [5 empty] | En operación | Guanajuato | Irapuato | CONACYT 2024 (oficial) | {"type":"Feature","properties":{},"geometry":{"type":"Point","coordinates":[-101.38081,20.68476]}}
S.E. ZITACUARO II | Point | 115 kV | [5 empty] | En operación | Michoacán de Ocampo | Zitácuaro | CONACYT 2024 (oficial) | {"type":"Feature","properties":{},"geometry":{"type":"Point","coordinates":[-100.39037,19.42819]}}
S.E MEXAMA | Point | 115 kV | [5 empty] | En operación | Morelos | Jiutepec | CONACYT 2024 (oficial) | {"type":"Feature","properties":{},"geometry":{"type":"Point","coordinates":[-99.1783,18.91332]}}
S.E. GUANAJUATO SUR | Point | 115 kV | [5 empty] | En operación | Guanajuato | Guanajuato | CONACYT 2024 (oficial) | {"type":"Feature","properties":{},"geometry":{"type":"Point","coordinates":[-101.28118,20.9603]}}
S.E. GUANAJUATO | Point | 115 kV | [5 empty] | En operación | Guanajuato | Guanajuato | CONACYT 2024 (oficial) | {"type":"Feature","properties":{},"geometry":{"type":"Point","coordinates":[-101.25157,21.00094]}}
S.E. IRAPUATO INDUSTRIAL | Point | 115 kV | [5 empty] | En operación | Guanajuato | Irapuato | CONACYT 2024 (oficial) | {"type":"Feature","properties":{},"geometry":{"type":"Point","coordinates":[-101.28396,20.63734]}}
S.E. CUERAMARO | Point | 115 kV | [5 empty] | En operación | Guanajuato | Cuerámaro | CONACYT 2024 (oficial) | {"type":"Feature","properties":{},"geometry":{"type":"Point","coordinates":[-101.64727,20.60794]}}
S.E. ABASOLO | Point | 115 kV | [5 empty] | En operación | Guanajuato | Abasolo | CONACYT 2024 (oficial) | {"type":"Feature","properties":{},"geometry":{"type":"Point","coordinates":[-101.57179,20.50743]}}
S.E. PUEBLO NUEVO | Point | 115 kV | [5 empty] | En operación | Guanajuato | Irapuato | CONACYT 2024 (oficial) | {"type":"Feature","properties":{},"geometry":{"type":"Point","coordinates":[-101.4045,20.51632]}}
S.E. PEMEX | Point | 115 kV | [5 empty] | En operación | Guanajuato | Salamanca | CONACYT 2024 (oficial) | {"type":"Feature","properties":{},"geometry":{"type":"Point","coordinates":[-101.18073,20.58874]}}
S.E. POLIVIN | Point | 115 kV | [5 empty] | En operación | Guanajuato | Apaseo el Grande | CONACYT 2024 (oficial) | {"type":"Feature","properties":{},"geometry":{"type":"Point","coordinates":[-100.75493,20.5377]}}
S.E. APASEO | Point | 115 kV | [5 empty] | En operación | Guanajuato | Apaseo el Grande | CONACYT 2024 (oficial) | {"type":"Feature","properties":{},"geometry":{"type":"Point","coordinates":[-100.69085,20.52784]}}
S.E. SAN IDELFONSO | Point | 115 kV | [5 empty] | En operación | Querétaro | Colón | CONACYT 2024 (oficial) | {"type":"Feature","properties":{},"geometry":{"type":"Point","coordinates":[-100.16944,20.57127]}}
S.E. SAN LUIS DE LA PAZ | Point | 115 kV | [5 empty] | En operación | Guanajuato | San Luis de la Paz | CONACYT 2024 (oficial) | {"type":"Feature","properties":{},"geometry":{"type":"Point","coordinates":[-100.59683,21.28673]}}
S.E. PLANTA DE BOMBEO 5 | Point | 115 kV | [5 empty] | En operación | México | Villa de Allende | CONACYT 2024 (oficial) | {"type":"Feature","properties":{},"geometry":{"type":"Point","coordinates":[-100.07643,19.38937]}}
S.E. PALIZADA | Point | 115 kV | [5 empty] | En operación | México | Villa Victoria | CONACYT 2024 (oficial) | {"type":"Feature","properties":{},"geometry":{"type":"Point","coordinates":[-100.09557,19.48409]}}
S.E. IXTAPANTONGO | Point | 115 kV | [5 empty] | En operación | México | Santo Tomás | CONACYT 2024 (oficial) | {"type":"Feature","properties":{},"geometry":{"type":"Point","coordinates":[-100.24221,19.1764]}}
S.E. IXTAPAN DE LA SAL | Point | 115 kV | [5 empty] | En operación | México | Ixtapan de la Sal | CONACYT 2024 (oficial) | {"type":"Feature","properties":{},"geometry":{"type":"Point","coordinates":[-99.69366,18.83446]}}
S.E. SAN ROQUE | Point | 115 kV | [5 empty] | En operación | Guanajuato | Purísima del Rincón | CONACYT 2024 (oficial) | {"type":"Feature","properties":{},"geometry":{"type":"Point","coordinates":[-101.86339,20.97324]}}
S.E. MOROLEON | Point | 115 kV | [5 empty] | En operación | Guanajuato | Moroleón | CONACYT 2024 (oficial) | {"type":"Feature","properties":{},"geometry":{"type":"Point","coordinates":[-101.18699,20.11087]}}
S.E. LAPEM | Point | 115 kV | [5 empty] | En operación | Guanajuato | Irapuato | CONACYT 2024 (oficial) | {"type":"Feature","properties":{},"geometry":{"type":"Point","coordinates":[-101.28842,20.62794]}}
S.E. DANONE | Point | 115 kV | [5 empty] | En operación | Guanajuato | Irapuato | CONACYT 2024 (oficial) | {"type":"Feature","properties":{},"geometry":{"type":"Point","coordinates":[-101.29286,20.62616]}}
S.E. LA MORA | Point | 115 kV | [5 empty] | En operación | Guanajuato | León | CONACYT 2024 (oficial) | {"type":"Feature","properties":{},"geometry":{"type":"Point","coordinates":[-101.77719,21.05462]}}
S.E. LA JOYA | Point | 115 kV | [5 empty] | En operación | Guanajuato | León | CONACYT 2024 (oficial) | {"type":"Feature","properties":{},"geometry":{"type":"Point","coordinates":[-101.73197,21.12502]}}
S.E. PIEL | Point | 115 kV | [5 empty] | En operación | Guanajuato | León | CONACYT 2024 (oficial) | {"type":"Feature","properties":{},"geometry":{"type":"Point","coordinates":[-101.71071,21.08083]}}
S.E. DOLORES HIDALGO | Point | 115 kV | [5 empty] | En operación | Guanajuato | Dolores Hidalgo Cuna de la Independencia Nacional | CONACYT 2024 (oficial) | {"type":"Feature","properties":{},"geometry":{"type":"Point","coordinates":[-100.88788,21.16977]}}
S.E. SAN FRANCISCO DEL RINCON | Point | 115 kV | [5 empty] | En operación | Guanajuato | San Francisco del Rincón | CONACYT 2024 (oficial) | {"type":"Feature","properties":{},"geometry":{"type":"Point","coordinates":[-101.86874,21.02916]}}
S.E. ARCELIA | Point | 115 kV | [5 empty] | En operación | Guerrero | Arcelia | CONACYT 2024 (oficial) | {"type":"Feature","properties":{},"geometry":{"type":"Point","coordinates":[-100.30087,18.30157]}}
S.E. DONATO GUERRA | Point | 115 kV | [5 empty] | En operación | México | Donato Guerra | CONACYT 2024 (oficial) | {"type":"Feature","properties":{},"geometry":{"type":"Point","coordinates":[-100.14167,19.28354]}}
S.E. PLANTA DE BOMBEO 6 | Point | 115 kV | [5 empty] | En operación | México | Villa de Allende | CONACYT 2024 (oficial) | {"type":"Feature","properties":{},"geometry":{"type":"Point","coordinates":[-100.15332,19.3499]}}
S.E. SALAMANCA NORTE | Point | 115 kV | [5 empty] | En operación | Guanajuato | Salamanca | CONACYT 2024 (oficial) | {"type":"Feature","properties":{},"geometry":{"type":"Point","coordinates":[-101.18078,20.5948]}}
S.E. VIZARRON | Point | 115 kV | [5 empty] | En operación | Querétaro | Cadereyta de Montes | CONACYT 2024 (oficial) | {"type":"Feature","properties":{},"geometry":{"type":"Point","coordinates":[-99.70728,20.88151]}}
S.E. TEQUISQUIAPAN | Point | 115 kV | [5 empty] | En operación | Querétaro | Tequisquiapan | CONACYT 2024 (oficial) | {"type":"Feature","properties":{},"geometry":{"type":"Point","coordinates":[-99.90067,20.52996]}}
S.E. CIVAC | Point | 115 kV | [5 empty] | En operación | Morelos | Cuernavaca | CONACYT 2024 (oficial) | {"type":"Feature","properties":{},"geometry":{"type":"Point","coordinates":[-99.19936,18.91999]}}
S.E. TEJALPA | Point | 115 kV | [5 empty] | En operación | Morelos | Jiutepec | CONACYT 2024 (oficial) | {"type":"Feature","properties":{},"geometry":{"type":"Point","coordinates":[-99.1804,18.91066]}}
S.E. CUAUTLA | Point | 115 kV | [5 empty] | En operación | Morelos | Cuautla | CONACYT 2024 (oficial) | {"type":"Feature","properties":{},"geometry":{"type":"Point","coordinates":[-98.95492,18.82009]}}
S.E. CUAUTLA INDUSTRIAL | Point | 115 kV | [5 empty] | En operación | Morelos | Ayala | CONACYT 2024 (oficial) | {"type":"Feature","properties":{},"geometry":{"type":"Point","coordinates":[-98.91185,18.74165]}}
S.E. JOJUTLA | Point | 115 kV | [5 empty] | En operación | Morelos | Tlaquiltenango | CONACYT 2024 (oficial) | {"type":"Feature","properties":{},"geometry":{"type":"Point","coordinates":[-99.18499,18.63014]}}
S.E. TEPALCINGO | Point | 115 kV | [5 empty] | En operación | Morelos | Tepalcingo | CONACYT 2024 (oficial) | {"type":"Feature","properties":{},"geometry":{"type":"Point","coordinates":[-98.84065,18.60255]}}
S.E. ZIMAPAN | Point | 115 kV | [5 empty] | En operación | Hidalgo | Zimapán | CONACYT 2024 (oficial) | {"type":"Feature","properties":{},"geometry":{"type":"Point","coordinates":[-99.33441,20.68611]}}
S.E. EZEQUIEL MONTES | Point | 115 kV | [5 empty] | En operación | Querétaro | Ezequiel Montes | CONACYT 2024 (oficial) | {"type":"Feature","properties":{},"geometry":{"type":"Point","coordinates":[-99.93806,20.6833]}}
S.E. BOQUILLA | Point | 115 kV | [5 empty] | En operación | Querétaro | Cadereyta de Montes | CONACYT 2024 (oficial) | {"type":"Feature","properties":{},"geometry":{"type":"Point","coordinates":[-99.53076,20.68061]}}
S.E. CUAUTLA II | Point | 115 kV | [5 empty] | En operación | Morelos | Cuautla | CONACYT 2024 (oficial) | {"type":"Feature","properties":{},"geometry":{"type":"Point","coordinates":[-98.9318,18.84606]}}
S.E. BARRIENTOS LyFC | Point | 115 kV | [5 empty] | En operación | México | Tlalnepantla de Baz | CONACYT 2024 (oficial) | {"type":"Feature","properties":{},"geometry":{"type":"Point","coordinates":[-99.20214,19.56327]}}
S.E. VALLEJO LyFC | Point | 115 kV | [5 empty] | En operación | México | Tlalnepantla de Baz | CONACYT 2024 (oficial) | {"type":"Feature","properties":{},"geometry":{"type":"Point","coordinates":[-99.17577,19.51594]}}
S.E. CERRO GORDO LyFC | Point | 115 kV | [5 empty] | En operación | México | Ecatepec de Morelos | CONACYT 2024 (oficial) | {"type":"Feature","properties":{},"geometry":{"type":"Point","coordinates":[-99.05859,19.55511]}}
S.E. XALOSTOC LyFC | Point | 115 kV | [5 empty] | En operación | México | Tlalnepantla de Baz | CONACYT 2024 (oficial) | {"type":"Feature","properties":{},"geometry":{"type":"Point","coordinates":[-99.08968,19.51359]}}
S.E. CARTON Y PAPEL LyFC | Point | 115 kV | [5 empty] | En operación | México | Ecatepec de Morelos | CONACYT 2024 (oficial) | {"type":"Feature","properties":{},"geometry":{"type":"Point","coordinates":[-99.05816,19.53374]}}
S.E. ESMERALDA LyFC | Point | 115 kV | [5 empty] | En operación | Ciudad de México | Gustavo A. Madero | CONACYT 2024 (oficial) | {"type":"Feature","properties":{},"geometry":{"type":"Point","coordinates":[-99.09204,19.47313]}}
S.E. PEMEX LyFC | Point | 115 kV | [5 empty] | En operación | Ciudad de México | Cuauhtémoc | CONACYT 2024 (oficial) | {"type":"Feature","properties":{},"geometry":{"type":"Point","coordinates":[-99.14138,19.43741]}}
S.E. MERCED LyFC | Point | 115 kV | [5 empty] | En operación | Ciudad de México | Venustiano Carranza | CONACYT 2024 (oficial) | {"type":"Feature","properties":{},"geometry":{"type":"Point","coordinates":[-99.12019,19.43443]}}
S.E. ECATEPEC LyFC | Point | 115 kV | [5 empty] | En operación | México | Ecatepec de Morelos | CONACYT 2024 (oficial) | {"type":"Feature","properties":{},"geometry":{"type":"Point","coordinates":[-99.05666,19.61038]}}
S.E. QUERETARO INDUSTRIAL | Point | 115 kV | [5 empty] | En operación | Querétaro | Querétaro | CONACYT 2024 (oficial) | {"type":"Feature","properties":{},"geometry":{"type":"Point","coordinates":[-100.41111,20.59727]}}
S.E. FERTIMEX | Point | 115 kV | [5 empty] | En operación | Querétaro | Querétaro | CONACYT 2024 (oficial) | {"type":"Feature","properties":{},"geometry":{"type":"Point","coordinates":[-100.46846,20.59291]}}
S.E. EL MARQUEZ II | Point | 115 kV | [5 empty] | En operación | Querétaro | El Marqués | CONACYT 2024 (oficial) | {"type":"Feature","properties":{},"geometry":{"type":"Point","coordinates":[-100.25822,20.5648]}}
S.E. CHAPINGO LyFC | Point | 115 kV | [5 empty] | En operación | México | Texcoco | CONACYT 2024 (oficial) | {"type":"Feature","properties":{},"geometry":{"type":"Point","coordinates":[-98.90478,19.50701]}}
S.E. VITO LyFC | Point | 115 kV | [5 empty] | En operación | Hidalgo | Atotonilco de Tula | CONACYT 2024 (oficial) | {"type":"Feature","properties":{},"geometry":{"type":"Point","coordinates":[-99.20237,19.99235]}}
S.E. REFINERIA | Point | 115 kV | [5 empty] | En operación | Hidalgo | Atitalaquia | CONACYT 2024 (oficial) | {"type":"Feature","properties":{},"geometry":{"type":"Point","coordinates":[-99.29058,20.05301]}}
S.E. CEMENTOS | Point | 115 kV | [5 empty] | En operación | Hidalgo | Tula de Allende | CONACYT 2024 (oficial) | {"type":"Feature","properties":{},"geometry":{"type":"Point","coordinates":[-99.34117,20.03119]}}
S.E. CRUZ AZUL | Point | 115 kV | [5 empty] | En operación | Hidalgo | Tula de Allende | CONACYT 2024 (oficial) | {"type":"Feature","properties":{},"geometry":{"type":"Point","coordinates":[-99.30598,19.98365]}}
S.E. HILOS Y TEJIDOS | Point | 115 kV | [5 empty] | En operación | Hidalgo | Tepeji del Río de Ocampo | CONACYT 2024 (oficial) | {"type":"Feature","properties":{},"geometry":{"type":"Point","coordinates":[-99.36741,19.97407]}}
S.E. PARQUE INDUSTRIAL TEPEJI LyFC | Point | 115 kV | [5 empty] | En operación | Hidalgo | Tepeji del Río de Ocampo | CONACYT 2024 (oficial) | {"type":"Feature","properties":{},"geometry":{"type":"Point","coordinates":[-99.2778,19.84658]}}
S.E. TUXPAN | Point | 115 kV | [5 empty] | En operación | Veracruz de Ignacio de la Llave | Tuxpan | CONACYT 2024 (oficial) | {"type":"Feature","properties":{},"geometry":{"type":"Point","coordinates":[-97.3348,21.01719]}}
S.E. SAN JOSE ITURBIDE | Point | 115 kV | [5 empty] | En operación | Guanajuato | San José Iturbide | CONACYT 2024 (oficial) | {"type":"Feature","properties":{},"geometry":{"type":"Point","coordinates":[-100.45722,21.10552]}}
S.E. ZIMAPAN P.H. | Point | 115 kV | [5 empty] | En operación | Hidalgo | Zimapán | CONACYT 2024 (oficial) | {"type":"Feature","properties":{},"geometry":{"type":"Point","coordinates":[-99.45756,20.84808]}}
S.E. JOROBAS | Point | 115 kV | [5 empty] | En operación | Hidalgo | Tepeji del Río de Ocampo | CONACYT 2024 (oficial) | {"type":"Feature","properties":{},"geometry":{"type":"Point","coordinates":[-99.28008,19.8556]}}
S.E. VICTORIA LyFC | Point | 115 kV | [5 empty] | En operación | México | Cuautitlán Izcalli | CONACYT 2024 (oficial) | {"type":"Feature","properties":{},"geometry":{"type":"Point","coordinates":[-99.18817,19.63623]}}
S.E. TULTITLAN | Point | 115 kV | [5 empty] | En operación | México | Tultitlán | CONACYT 2024 (oficial) | {"type":"Feature","properties":{},"geometry":{"type":"Point","coordinates":[-99.0784,19.67176]}}
S.E. VALLE DE MEXICO LyFC | Point | 115 kV | [5 empty] | En operación | México | Acolman | CONACYT 2024 (oficial) | {"type":"Feature","properties":{},"geometry":{"type":"Point","coordinates":[-98.97768,19.61874]}}
S.E. TEXCOCO | Point | 115 kV | [5 empty] | En operación | México | Texcoco | CONACYT 2024 (oficial) | {"type":"Feature","properties":{},"geometry":{"type":"Point","coordinates":[-98.83975,19.54379]}}
S.E. CUAJIMALPA | Point | 115 kV | [5 empty] | En operación | Ciudad de México | Cuajimalpa de Morelos | CONACYT 2024 (oficial) | {"type":"Feature","properties":{},"geometry":{"type":"Point","coordinates":[-99.30205,19.34534]}}
S.E. AGUSTIN MILLAN | Point | 115 kV | [5 empty] | En operación | México | Valle de Bravo | CONACYT 2024 (oficial) | {"type":"Feature","properties":{},"geometry":{"type":"Point","coordinates":[-100.1447,19.23441]}}
S.E. PLANTA DE BOMBEO 4 | Point | 115 kV | [5 empty] | En operación | México | Valle de Bravo | CONACYT 2024 (oficial) | {"type":"Feature","properties":{},"geometry":{"type":"Point","coordinates":[-100.15053,19.26175]}}
S.E. PLANTA DE BOMBEO 3 | Point | 115 kV | [5 empty] | En operación | México | Valle de Bravo | CONACYT 2024 (oficial) | {"type":"Feature","properties":{},"geometry":{"type":"Point","coordinates":[-100.16534,19.24549]}}
S.E. PLANTA DE BOMBEO 2 | Point | 115 kV | [5 empty] | En operación | México | Valle de Bravo | CONACYT 2024 (oficial) | {"type":"Feature","properties":{},"geometry":{"type":"Point","coordinates":[-100.18503,19.22046]}}
S.E. PLANTA DE BOMBEO 1 | Point | 115 kV | [5 empty] | En operación | México | Valle de Bravo | CONACYT 2024 (oficial) | {"type":"Feature","properties":{},"geometry":{"type":"Point","coordinates":[-100.22475,19.17861]}}
S.E. AVANDARO | Point | 115 kV | [5 empty] | En operación | México | Valle de Bravo | CONACYT 2024 (oficial) | {"type":"Feature","properties":{},"geometry":{"type":"Point","coordinates":[-100.07087,19.14855]}}
S.E. TINGAMBATO | Point | 115 kV | [5 empty] | En operación | México | Otzoloapan | CONACYT 2024 (oficial) | {"type":"Feature","properties":{},"geometry":{"type":"Point","coordinates":[-100.40505,19.08212]}}
S.E. SALVATIERRA | Point | 115 kV | [5 empty] | En operación | Guanajuato | Salvatierra | CONACYT 2024 (oficial) | {"type":"Feature","properties":{},"geometry":{"type":"Point","coordinates":[-100.8911,20.21112]}}
S.E. SAN MIGUEL DE ALLENDE SUR | Point | 115 kV | [5 empty] | En operación | Guanajuato | San Miguel de Allende | CONACYT 2024 (oficial) | {"type":"Feature","properties":{},"geometry":{"type":"Point","coordinates":[-100.77309,20.88128]}}
S.E. APASEO ORIENTE | Point | 115 kV | [5 empty] | En operación | Guanajuato | Apaseo el Grande | CONACYT 2024 (oficial) | {"type":"Feature","properties":{},"geometry":{"type":"Point","coordinates":[-100.56871,20.51503]}}
S.E. LA GRIEGA | Point | 115 kV | [5 empty] | En operación | Querétaro | El Marqués | CONACYT 2024 (oficial) | {"type":"Feature","properties":{},"geometry":{"type":"Point","coordinates":[-100.24169,20.68895]}}
S.E. GUARDIAN | Point | 115 kV | [5 empty] | En operación | Querétaro | El Marqués | CONACYT 2024 (oficial) | {"type":"Feature","properties":{},"geometry":{"type":"Point","coordinates":[-100.2319,20.66013]}}
S.E. LA MANSION | Point | 115 kV | [5 empty] | En operación | Querétaro | San Juan del Río | CONACYT 2024 (oficial) | {"type":"Feature","properties":{},"geometry":{"type":"Point","coordinates":[-100.07844,20.43203]}}
S.E. SANTA CRUZ LyFC | Point | 115 kV | [5 empty] | En operación | Ciudad de México | Iztapalapa | CONACYT 2024 (oficial) | {"type":"Feature","properties":{},"geometry":{"type":"Point","coordinates":[-99.05978,19.36489]}}
S.E. IXTAPALAPA LyFC | Point | 115 kV | [5 empty] | En operación | Ciudad de México | Iztapalapa | CONACYT 2024 (oficial) | {"type":"Feature","properties":{},"geometry":{"type":"Point","coordinates":[-99.07334,19.33395]}}
S.E. LA PAZ | Point | 115 kV | [5 empty] | En operación | México | La Paz | CONACYT 2024 (oficial) | {"type":"Feature","properties":{},"geometry":{"type":"Point","coordinates":[-98.95681,19.34719]}}
S.E. SAN MATEO | Point | 115 kV | [5 empty] | En operación | México | Almoloya de Juárez | CONACYT 2024 (oficial) | {"type":"Feature","properties":{},"geometry":{"type":"Point","coordinates":[-99.75791,19.3381]}}
S.E. DEPORTIVA | Point | 115 kV | [5 empty] | En operación | México | Zinacantepec | CONACYT 2024 (oficial) | {"type":"Feature","properties":{},"geometry":{"type":"Point","coordinates":[-99.71459,19.28882]}}
S.E. ESTADIO | Point | 115 kV | [5 empty] | En operación | México | Toluca | CONACYT 2024 (oficial) | {"type":"Feature","properties":{},"geometry":{"type":"Point","coordinates":[-99.67955,19.27673]}}
S.E. TOLUCA | Point | 115 kV | [5 empty] | En operación | México | Toluca | CONACYT 2024 (oficial) | {"type":"Feature","properties":{},"geometry":{"type":"Point","coordinates":[-99.63224,19.29383]}}
S.E. ATENCO | Point | 115 kV | [5 empty] | En operación | México | Metepec | CONACYT 2024 (oficial) | {"type":"Feature","properties":{},"geometry":{"type":"Point","coordinates":[-99.56938,19.28029]}}
S.E. EL CERRILLO | Point | 115 kV | [5 empty] | En operación | México | Lerma | CONACYT 2024 (oficial) | {"type":"Feature","properties":{},"geometry":{"type":"Point","coordinates":[-99.54212,19.31381]}}
S.E. TIANGUISTENGO | Point | 115 kV | [5 empty] | En operación | México | Tianguistenco | CONACYT 2024 (oficial) | {"type":"Feature","properties":{},"geometry":{"type":"Point","coordinates":[-99.46666,19.16504]}}
S.E. MORELOS | Point | 115 kV | [5 empty] | En operación | Morelos | Cuernavaca | CONACYT 2024 (oficial) | {"type":"Feature","properties":{},"geometry":{"type":"Point","coordinates":[-99.22146,18.96026]}}
S.E. JIUTEPEC | Point | 115 kV | [5 empty] | En operación | Morelos | Jiutepec | CONACYT 2024 (oficial) | {"type":"Feature","properties":{},"geometry":{"type":"Point","coordinates":[-99.14868,18.88975]}}
S.E. EMILIANO ZAPATA | Point | 115 kV | [5 empty] | En operación | Morelos | Emiliano Zapata | CONACYT 2024 (oficial) | {"type":"Feature","properties":{},"geometry":{"type":"Point","coordinates":[-99.20368,18.84558]}}
S.E. TEXCALTITLAN | Point | 115 kV | [5 empty] | En operación | México | Texcaltitlán | CONACYT 2024 (oficial) | {"type":"Feature","properties":{},"geometry":{"type":"Point","coordinates":[-99.94033,18.8966]}}
S.E. COLOTLIPA | Point | 115 kV | [5 empty] | En operación | Guerrero | Quechultenango | CONACYT 2024 (oficial) | {"type":"Feature","properties":{},"geometry":{"type":"Point","coordinates":[-99.16289,17.4088]}}
S.E. TLATLAUQUITEPEC | Point | 115 kV | [5 empty] | En operación | Guerrero | Atlixtac | CONACYT 2024 (oficial) | {"type":"Feature","properties":{},"geometry":{"type":"Point","coordinates":[-98.82735,17.54221]}}
S.E. PITIRERA | Point | 115 kV | [5 empty] | En operación | Michoacán de Ocampo | Arteaga | CONACYT 2024 (oficial) | {"type":"Feature","properties":{},"geometry":{"type":"Point","coordinates":[-101.90171,18.27883]}}
S.E. ACAMBARO | Point | 115 kV | [5 empty] | En operación | Guanajuato | Acámbaro | CONACYT 2024 (oficial) | {"type":"Feature","properties":{},"geometry":{"type":"Point","coordinates":[-100.74025,20.03855]}}
S.E. TARANDACUAO | Point | 115 kV | [5 empty] | En operación | Guanajuato | Tarandacuao | CONACYT 2024 (oficial) | {"type":"Feature","properties":{},"geometry":{"type":"Point","coordinates":[-100.54212,20.01486]}}
S.E. ALTAMIRANO | Point | 115 kV | [5 empty] | En operación | Guerrero | Pungarabato | CONACYT 2024 (oficial) | {"type":"Feature","properties":{},"geometry":{"type":"Point","coordinates":[-100.65195,18.34314]}}
S.E. TLAPA | Point | 115 kV | [5 empty] | En operación | Guerrero | Tlapa de Comonfort | CONACYT 2024 (oficial) | {"type":"Feature","properties":{},"geometry":{"type":"Point","coordinates":[-98.62894,17.54061]}}
S.E. DEACERO | Point | 115 kV | [5 empty] | En operación | Guanajuato | Villagrán | CONACYT 2024 (oficial) | {"type":"Feature","properties":{},"geometry":{"type":"Point","coordinates":[-100.92655,20.52078]}}
S.E. APASEO INDUSTRIAL | Point | 115 kV | [5 empty] | En operación | Guanajuato | Apaseo el Grande | CONACYT 2024 (oficial) | {"type":"Feature","properties":{},"geometry":{"type":"Point","coordinates":[-100.56048,20.56878]}}
S.E. TOLUCA 2000 | Point | 115 kV | [5 empty] | En operación | México | Toluca | CONACYT 2024 (oficial) | {"type":"Feature","properties":{},"geometry":{"type":"Point","coordinates":[-99.5614,19.37456]}}
S.E. NOPALA | Point | 115 kV | [5 empty] | En operación | México | Naucalpan de Juárez | CONACYT 2024 (oficial) | {"type":"Feature","properties":{},"geometry":{"type":"Point","coordinates":[-99.28334,19.48176]}}
S.E. PAPELERIA EL NEVADO | Point | 115 kV | [5 empty] | En operación | México | Almoloya de Juárez | CONACYT 2024 (oficial) | {"type":"Feature","properties":{},"geometry":{"type":"Point","coordinates":[-99.80548,19.33821]}}
S.E. VITROMEX II | Point | 115 kV | [5 empty] | En operación | Guanajuato | San José Iturbide | CONACYT 2024 (oficial) | {"type":"Feature","properties":{},"geometry":{"type":"Point","coordinates":[-100.50339,21.06377]}}
S.E. CHILPANCINGO II | Point | 115 kV | [5 empty] | En operación | Guerrero | Chilpancingo de los Bravo | CONACYT 2024 (oficial) | {"type":"Feature","properties":{},"geometry":{"type":"Point","coordinates":[-99.52438,17.5737]}}
S.E. CHILAPA | Point | 115 kV | [5 empty] | En operación | Guerrero | Chilapa de Álvarez | CONACYT 2024 (oficial) | {"type":"Feature","properties":{},"geometry":{"type":"Point","coordinates":[-99.16785,17.59335]}}
S.E. TEOTIHUACAN | Point | 115 kV | [5 empty] | En operación | México | Teotihuacán | CONACYT 2024 (oficial) | {"type":"Feature","properties":{},"geometry":{"type":"Point","coordinates":[-98.86681,19.66393]}}
S.E C.T. TULA | Point | 115 kV | [5 empty] | En operación | Hidalgo | Atitalaquia | CONACYT 2024 (oficial) | {"type":"Feature","properties":{},"geometry":{"type":"Point","coordinates":[-99.27433,20.04903]}}
S.E. QUERETARO I | Point | 115 kV | [5 empty] | En operación | Querétaro | Querétaro | CONACYT 2024 (oficial) | {"type":"Feature","properties":{},"geometry":{"type":"Point","coordinates":[-100.43825,20.64288]}}
S.E. CONIN | Point | 115 kV | [5 empty] | En operación | Querétaro | El Marqués | CONACYT 2024 (oficial) | {"type":"Feature","properties":{},"geometry":{"type":"Point","coordinates":[-100.28895,20.58]}}
S.E. QUERETARO PONIENTE | Point | 115 kV | [5 empty] | En operación | Querétaro | Querétaro | CONACYT 2024 (oficial) | {"type":"Feature","properties":{},"geometry":{"type":"Point","coordinates":[-100.45822,20.59213]}}
S.E. QUERETARO SUR | Point | 115 kV | [5 empty] | En operación | Querétaro | Corregidora | CONACYT 2024 (oficial) | {"type":"Feature","properties":{},"geometry":{"type":"Point","coordinates":[-100.45371,20.53536]}}
S.E. SATELITE | Point | 115 kV | [5 empty] | En operación | Querétaro | Querétaro | CONACYT 2024 (oficial) | {"type":"Feature","properties":{},"geometry":{"type":"Point","coordinates":[-100.44665,20.6164]}}
S.E. QUERETARO ORIENTE | Point | 115 kV | [5 empty] | En operación | Querétaro | Querétaro | CONACYT 2024 (oficial) | {"type":"Feature","properties":{},"geometry":{"type":"Point","coordinates":[-100.37641,20.60412]}}
S.E. EL SAUZ | Point | 115 kV | [5 empty] | En operación | Querétaro | Pedro Escobedo | CONACYT 2024 (oficial) | {"type":"Feature","properties":{},"geometry":{"type":"Point","coordinates":[-100.12113,20.45817]}}
S.E. SAN JUAN DEL RIO MANIOBRAS | Point | 115 kV | [5 empty] | En operación | Querétaro | San Juan del Río | CONACYT 2024 (oficial) | {"type":"Feature","properties":{},"geometry":{"type":"Point","coordinates":[-99.99873,20.4207]}}
S.E. SAN JUAN DEL RIO | Point | 115 kV | [5 empty] | En operación | Querétaro | San Juan del Río | CONACYT 2024 (oficial) | {"type":"Feature","properties":{},"geometry":{"type":"Point","coordinates":[-99.98247,20.39121]}}
S.E. SAN JUAN DEL RIO II | Point | 115 kV | [5 empty] | En operación | Querétaro | San Juan del Río | CONACYT 2024 (oficial) | {"type":"Feature","properties":{},"geometry":{"type":"Point","coordinates":[-99.96865,20.42877]}}
S.E. DAÑU | Point | 115 kV | [5 empty] | En operación | Hidalgo | Nopala de Villagrán | CONACYT 2024 (oficial) | {"type":"Feature","properties":{},"geometry":{"type":"Point","coordinates":[-99.71779,20.21249]}}
S.E. TEJUPILCO | Point | 115 kV | [5 empty] | En operación | México | Tejupilco | CONACYT 2024 (oficial) | {"type":"Feature","properties":{},"geometry":{"type":"Point","coordinates":[-100.14777,18.91966]}}
S.E. SANTA BARBARA | Point | 115 kV | [5 empty] | En operación | México | Santo Tomás | CONACYT 2024 (oficial) | {"type":"Feature","properties":{},"geometry":{"type":"Point","coordinates":[-100.28841,19.17404]}}
S.E. ACULCO | Point | 115 kV | [5 empty] | En operación | México | Aculco | CONACYT 2024 (oficial) | {"type":"Feature","properties":{},"geometry":{"type":"Point","coordinates":[-99.83462,20.09303]}}
S.E. TIZAYUCA | Point | 115 kV | [5 empty] | En operación | Hidalgo | Tizayuca | CONACYT 2024 (oficial) | {"type":"Feature","properties":{},"geometry":{"type":"Point","coordinates":[-98.99011,19.82482]}}
S.E. APASCO | Point | 115 kV | [5 empty] | En operación | México | Hueypoxtla | CONACYT 2024 (oficial) | {"type":"Feature","properties":{},"geometry":{"type":"Point","coordinates":[-99.10188,19.95663]}}
S.E. JILOTEPEC | Point | 115 kV | [5 empty] | En operación | México | Jilotepec | CONACYT 2024 (oficial) | {"type":"Feature","properties":{},"geometry":{"type":"Point","coordinates":[-99.48238,19.96521]}}
S.E. RUIZ CORTINEZ | Point | 115 kV | [5 empty] | En operación | Guerrero | Acapulco de Juárez | CONACYT 2024 (oficial) | {"type":"Feature","properties":{},"geometry":{"type":"Point","coordinates":[-99.89808,16.87513]}}
S.E. LAS CRUCES | Point | 115 kV | [5 empty] | En operación | Guerrero | Acapulco de Juárez | CONACYT 2024 (oficial) | {"type":"Feature","properties":{},"geometry":{"type":"Point","coordinates":[-99.83815,16.89127]}}
S.E. MOZIMBA | Point | 115 kV | [5 empty] | En operación | Guerrero | Acapulco de Juárez | CONACYT 2024 (oficial) | {"type":"Feature","properties":{},"geometry":{"type":"Point","coordinates":[-99.92316,16.86615]}}
S.E. GARITA | Point | 115 kV | [5 empty] | En operación | Guerrero | Acapulco de Juárez | CONACYT 2024 (oficial) | {"type":"Feature","properties":{},"geometry":{"type":"Point","coordinates":[-99.86036,16.87824]}}
S.E. ACAPULCO (CONDESA) | Point | 115 kV | [5 empty] | En operación | Guerrero | Acapulco de Juárez | CONACYT 2024 (oficial) | {"type":"Feature","properties":{},"geometry":{"type":"Point","coordinates":[-99.87782,16.86291]}}
S.E. LA MIRA | Point | 115 kV | [5 empty] | En operación | Guerrero | Acapulco de Juárez | CONACYT 2024 (oficial) | {"type":"Feature","properties":{},"geometry":{"type":"Point","coordinates":[-99.91539,16.85112]}}
S.E. PLAYA DIAMANTE | Point | 115 kV | [5 empty] | En operación | Guerrero | Acapulco de Juárez | CONACYT 2024 (oficial) | {"type":"Feature","properties":{},"geometry":{"type":"Point","coordinates":[-99.79517,16.78299]}}
S.E. LOMAS DEL MAR | Point | 115 kV | [5 empty] | En operación | Guerrero | Acapulco de Juárez | CONACYT 2024 (oficial) | {"type":"Feature","properties":{},"geometry":{"type":"Point","coordinates":[-99.84821,16.85611]}}
S.E. SANTA CRUZ | Point | 115 kV | [5 empty] | En operación | Guanajuato | Santa Cruz de Juventino Rosas | CONACYT 2024 (oficial) | {"type":"Feature","properties":{},"geometry":{"type":"Point","coordinates":[-100.94713,20.61823]}}
S.E. COSTA AZUL | Point | 115 kV | [5 empty] | En operación | Guerrero | Acapulco de Juárez | CONACYT 2024 (oficial) | {"type":"Feature","properties":{},"geometry":{"type":"Point","coordinates":[-99.84691,16.83833]}}
S.E. PUERTO MARQUE | Point | 115 kV | [5 empty] | En operación | Guerrero | Acapulco de Juárez | CONACYT 2024 (oficial) | {"type":"Feature","properties":{},"geometry":{"type":"Point","coordinates":[-99.82294,16.80753]}}
S.E. RENACIMIENTO | Point | 115 kV | [5 empty] | En operación | Guerrero | Acapulco de Juárez | CONACYT 2024 (oficial) | {"type":"Feature","properties":{},"geometry":{"type":"Point","coordinates":[-99.83218,16.88838]}}
S.E. PAPAGAYO | Point | 115 kV | [5 empty] | En operación | Guerrero | San Marcos | CONACYT 2024 (oficial) | {"type":"Feature","properties":{},"geometry":{"type":"Point","coordinates":[-99.56535,16.76095]}}
S.E. ATLACOMULCO I | Point | 115 kV | [5 empty] | En operación | México | Atlacomulco | CONACYT 2024 (oficial) | {"type":"Feature","properties":{},"geometry":{"type":"Point","coordinates":[-99.85643,19.764]}}
S.E. VITROMEX I | Point | 115 kV | [5 empty] | En operación | Guanajuato | San José Iturbide | CONACYT 2024 (oficial) | {"type":"Feature","properties":{},"geometry":{"type":"Point","coordinates":[-100.50902,21.06971]}}
S.E. VILLA DEL CARBON | Point | 115 kV | [5 empty] | En operación | México | Morelos | CONACYT 2024 (oficial) | {"type":"Feature","properties":{},"geometry":{"type":"Point","coordinates":[-99.57925,19.72934]}}
S.E. ATLACOMULCO II | Point | 115 kV | [5 empty] | En operación | México | Jocotitlán | CONACYT 2024 (oficial) | {"type":"Feature","properties":{},"geometry":{"type":"Point","coordinates":[-99.78074,19.62036]}}
S.E. ALMOLOYA | Point | 115 kV | [5 empty] | En operación | México | Almoloya de Juárez | CONACYT 2024 (oficial) | {"type":"Feature","properties":{},"geometry":{"type":"Point","coordinates":[-99.76066,19.38879]}}
S.E. IXTLAHUACA | Point | 115 kV | [5 empty] | En operación | México | Ixtlahuaca | CONACYT 2024 (oficial) | {"type":"Feature","properties":{},"geometry":{"type":"Point","coordinates":[-99.75044,19.57967]}}
S.E. SAN FRANCISCO DE LOS REYES | Point | 115 kV | [5 empty] | En operación | Michoacán de Ocampo | Tlalpujahua | CONACYT 2024 (oficial) | {"type":"Feature","properties":{},"geometry":{"type":"Point","coordinates":[-100.23334,19.76553]}}
S.E. YAUTEPEC POTENCIA | Point | 115 kV | [5 empty] | En operación | Morelos | Cuautla | CONACYT 2024 (oficial) | {"type":"Feature","properties":{},"geometry":{"type":"Point","coordinates":[-98.99823,18.84745]}}
S.E. LOMAS DE COCOYOC | Point | 115 kV | [5 empty] | En operación | Morelos | Atlatlahucan | CONACYT 2024 (oficial) | {"type":"Feature","properties":{},"geometry":{"type":"Point","coordinates":[-98.93745,18.91267]}}
S.E. VOLCAN GORDO | Point | 115 kV | [5 empty] | En operación | México | Tejupilco | CONACYT 2024 (oficial) | {"type":"Feature","properties":{},"geometry":{"type":"Point","coordinates":[-100.12838,18.86899]}}
S.E. TIZAPA MANIOBRAS | Point | 115 kV | [5 empty] | En operación | México | Zacazonapan | CONACYT 2024 (oficial) | {"type":"Feature","properties":{},"geometry":{"type":"Point","coordinates":[-100.23845,19.04384]}}
S.E. AGUSTIN MILLAN II | Point | 115 kV | [5 empty] | En operación | México | Valle de Bravo | CONACYT 2024 (oficial) | {"type":"Feature","properties":{},"geometry":{"type":"Point","coordinates":[-100.10567,19.2303]}}
S.E. TOPILEJO | Point | 115 kV | [5 empty] | En operación | Ciudad de México | Tlalpan | CONACYT 2024 (oficial) | {"type":"Feature","properties":{},"geometry":{"type":"Point","coordinates":[-99.15985,19.1577]}}
S.E. NOCHISTONGO | Point | 115 kV | [5 empty] | En operación | Hidalgo | Tepeji del Río de Ocampo | CONACYT 2024 (oficial) | {"type":"Feature","properties":{},"geometry":{"type":"Point","coordinates":[-99.275,19.89441]}}
S.E. TECALI | Point | 115 kV | [5 empty] | En operación | Puebla | Tecali de Herrera | CONACYT 2024 (oficial) | {"type":"Feature","properties":{},"geometry":{"type":"Point","coordinates":[-97.97726,18.84795]}}
S.E. LA ESTANCIA | Point | 115 kV | [5 empty] | En operación | México | San Simón de Guerrero | CONACYT 2024 (oficial) | {"type":"Feature","properties":{},"geometry":{"type":"Point","coordinates":[-100.04651,19.01251]}}
S.E. CONDUMEX | Point | 115 kV | [5 empty] | En operación | Querétaro | San Juan del Río | CONACYT 2024 (oficial) | {"type":"Feature","properties":{},"geometry":{"type":"Point","coordinates":[-99.97904,20.41564]}}
S.E. PI BUENA VISTA | Point | 115 kV | [5 empty] | En operación | Querétaro | Querétaro | CONACYT 2024 (oficial) | {"type":"Feature","properties":{},"geometry":{"type":"Point","coordinates":[-100.44435,20.82075]}}
S.E. LAFARGE | Point | 115 kV | [5 empty] | En operación | Hidalgo | Atotonilco de Tula | CONACYT 2024 (oficial) | {"type":"Feature","properties":{},"geometry":{"type":"Point","coordinates":[-99.17337,20.01288]}}
S.E. HEROES DE CARRANZA | Point | 115 kV | [5 empty] | En operación | México | Soyaniquilpan de Juárez | CONACYT 2024 (oficial) | {"type":"Feature","properties":{},"geometry":{"type":"Point","coordinates":[-99.49135,20.09342]}}
S.E. IRAPUATO PONIENTE | Point | 115 kV | [5 empty] | En operación | Guanajuato | Irapuato | CONACYT 2024 (oficial) | {"type":"Feature","properties":{},"geometry":{"type":"Point","coordinates":[-101.3677,20.6578]}}
S.E. IRAPUATO I | Point | 115 kV | [5 empty] | En operación | Guanajuato | Irapuato | CONACYT 2024 (oficial) | {"type":"Feature","properties":{},"geometry":{"type":"Point","coordinates":[-101.36752,20.7105]}}
S.E. SAN DIEGO PEÑUELAS | Point | 115 kV | [5 empty] | En operación | Guanajuato | San Diego de la Unión | CONACYT 2024 (oficial) | {"type":"Feature","properties":{},"geometry":{"type":"Point","coordinates":[-100.79,21.3834]}}
S.E. SAN MIGUEL DE ALLENDE | Point | 115 kV | [5 empty] | En operación | Guanajuato | San Miguel de Allende | CONACYT 2024 (oficial) | {"type":"Feature","properties":{},"geometry":{"type":"Point","coordinates":[-100.7456,20.93129]}}
S.E. LAS DELICIAS | Point | 115 kV | [5 empty] | En operación | Guanajuato | San Luis de la Paz | CONACYT 2024 (oficial) | {"type":"Feature","properties":{},"geometry":{"type":"Point","coordinates":[-100.61251,21.24748]}}
S.E. SANTA FE | Point | 115 kV | [5 empty] | En operación | Guanajuato | San Miguel de Allende | CONACYT 2024 (oficial) | {"type":"Feature","properties":{},"geometry":{"type":"Point","coordinates":[-100.57966,20.91037]}}
S.E. CHIPILO | Point | 115 kV | [5 empty] | En operación | Guanajuato | San Miguel de Allende | CONACYT 2024 (oficial) | {"type":"Feature","properties":{},"geometry":{"type":"Point","coordinates":[-100.61979,21.07384]}}
S.E. LA SOLEDAD | Point | 115 kV | [5 empty] | En operación | Guanajuato | San Luis de la Paz | CONACYT 2024 (oficial) | {"type":"Feature","properties":{},"geometry":{"type":"Point","coordinates":[-100.63471,21.18705]}}
S.E. LEON III | Point | 115 kV | [5 empty] | En operación | Guanajuato | León | CONACYT 2024 (oficial) | {"type":"Feature","properties":{},"geometry":{"type":"Point","coordinates":[-101.72753,21.14355]}}
S.E. LA CALIFORNIA | Point | 115 kV | [5 empty] | En operación | Guanajuato | Dolores Hidalgo Cuna de la Independencia Nacional | CONACYT 2024 (oficial) | {"type":"Feature","properties":{},"geometry":{"type":"Point","coordinates":[-100.75173,21.23684]}}
S.E. VALLE DE SANTIAGO | Point | 115 kV | [5 empty] | En operación | Guanajuato | Valle de Santiago | CONACYT 2024 (oficial) | {"type":"Feature","properties":{},"geometry":{"type":"Point","coordinates":[-101.20489,20.39427]}}
S.E. SALAMANCA SUR | Point | 115 kV | [5 empty] | En operación | Guanajuato | Salamanca | CONACYT 2024 (oficial) | {"type":"Feature","properties":{},"geometry":{"type":"Point","coordinates":[-101.19168,20.54325]}}
S.E. GUARAPO | Point | 115 kV | [5 empty] | En operación | Guanajuato | Valle de Santiago | CONACYT 2024 (oficial) | {"type":"Feature","properties":{},"geometry":{"type":"Point","coordinates":[-101.3042,20.39403]}}
S.E. MINA TIZAPA | Point | 115 kV | [5 empty] | En operación | México | Zacazonapan | CONACYT 2024 (oficial) | {"type":"Feature","properties":{},"geometry":{"type":"Point","coordinates":[-100.23339,19.03778]}}
S.E. SAN BERNABE | Point | 115 kV | [5 empty] | En operación | Ciudad de México | Cuajimalpa de Morelos | CONACYT 2024 (oficial) | {"type":"Feature","properties":{},"geometry":{"type":"Point","coordinates":[-99.34338,19.30722]}}
S.E. IUSA I | Point | 115 kV | [5 empty] | En operación | México | Jocotitlán | CONACYT 2024 (oficial) | {"type":"Feature","properties":{},"geometry":{"type":"Point","coordinates":[-99.79055,19.65359]}}
S.E. IUSA II | Point | 115 kV | [5 empty] | En operación | México | Jocotitlán | CONACYT 2024 (oficial) | {"type":"Feature","properties":{},"geometry":{"type":"Point","coordinates":[-99.7802,19.62554]}}
S.E. MARAVATIO | Point | 115 kV | [5 empty] | En operación | Michoacán de Ocampo | Maravatío | CONACYT 2024 (oficial) | {"type":"Feature","properties":{},"geometry":{"type":"Point","coordinates":[-100.47575,19.92804]}}
S.E. VERATEC | Point | 115 kV | [5 empty] | En operación | Guanajuato | San José Iturbide | CONACYT 2024 (oficial) | {"type":"Feature","properties":{},"geometry":{"type":"Point","coordinates":[-100.50176,21.07084]}}
S.E. LOS NOGALES | Point | 115 kV | [5 empty] | En operación | Guanajuato | San José Iturbide | CONACYT 2024 (oficial) | {"type":"Feature","properties":{},"geometry":{"type":"Point","coordinates":[-100.47001,21.06168]}}
S.E. MISSION HILL | Point | 115 kV | [5 empty] | En operación | Guanajuato | San José Iturbide | CONACYT 2024 (oficial) | {"type":"Feature","properties":{},"geometry":{"type":"Point","coordinates":[-100.41994,20.98025]}}
S.E. PORCELANITE | Point | 115 kV | [5 empty] | En operación | Guanajuato | San José Iturbide | CONACYT 2024 (oficial) | {"type":"Feature","properties":{},"geometry":{"type":"Point","coordinates":[-100.43524,20.96355]}}
S.E. JURICA | Point | 115 kV | [5 empty] | En operación | Querétaro | Querétaro | CONACYT 2024 (oficial) | {"type":"Feature","properties":{},"geometry":{"type":"Point","coordinates":[-100.44187,20.71317]}}
S.E. SAN FELIPE | Point | 115 kV | [5 empty] | En operación | Guanajuato | San Felipe | CONACYT 2024 (oficial) | {"type":"Feature","properties":{},"geometry":{"type":"Point","coordinates":[-101.15289,21.48219]}}
S.E. TURBO REACTORES | Point | 115 kV | [5 empty] | En operación | Querétaro | Querétaro | CONACYT 2024 (oficial) | {"type":"Feature","properties":{},"geometry":{"type":"Point","coordinates":[-100.43524,20.64022]}}
S.E. ARTEVA II (INVISTA) | Point | 115 kV | [5 empty] | En operación | Querétaro | Querétaro | CONACYT 2024 (oficial) | {"type":"Feature","properties":{},"geometry":{"type":"Point","coordinates":[-100.43148,20.63434]}}
S.E. REXAN (ANTES VITRO ANC) | Point | 115 kV | [5 empty] | En operación | Querétaro | Querétaro | CONACYT 2024 (oficial) | {"type":"Feature","properties":{},"geometry":{"type":"Point","coordinates":[-100.42934,20.61703]}}
S.E. VIDRIERA | Point | 115 kV | [5 empty] | En operación | Querétaro | Querétaro | CONACYT 2024 (oficial) | {"type":"Feature","properties":{},"geometry":{"type":"Point","coordinates":[-100.42715,20.6134]}}
S.E. TREMEC | Point | 115 kV | [5 empty] | En operación | Querétaro | Querétaro | CONACYT 2024 (oficial) | {"type":"Feature","properties":{},"geometry":{"type":"Point","coordinates":[-100.42739,20.6267]}}
S.E. UNIRROYAL | Point | 115 kV | [5 empty] | En operación | Querétaro | Querétaro | CONACYT 2024 (oficial) | {"type":"Feature","properties":{},"geometry":{"type":"Point","coordinates":[-100.42859,20.62518]}}
S.E. QUERETARO MANIOBRAS | Point | 115 kV | [5 empty] | En operación | Querétaro | Querétaro | CONACYT 2024 (oficial) | {"type":"Feature","properties":{},"geometry":{"type":"Point","coordinates":[-100.40238,20.57002]}}
S.E. CORONEO | Point | 115 kV | [5 empty] | En operación | Guanajuato | Coroneo | CONACYT 2024 (oficial) | {"type":"Feature","properties":{},"geometry":{"type":"Point","coordinates":[-100.35467,20.18894]}}
S.E. TECOZAUTLA | Point | 115 kV | [5 empty] | En operación | Hidalgo | Tecozautla | CONACYT 2024 (oficial) | {"type":"Feature","properties":{},"geometry":{"type":"Point","coordinates":[-99.68031,20.53221]}}
S.E. HUICHAPAN | Point | 115 kV | [5 empty] | En operación | Hidalgo | Huichapan | CONACYT 2024 (oficial) | {"type":"Feature","properties":{},"geometry":{"type":"Point","coordinates":[-99.65654,20.34975]}}
S.E. HUIXQUILUCAN LyFC | Point | 115 kV | [5 empty] | En operación | México | Naucalpan de Juárez | CONACYT 2024 (oficial) | {"type":"Feature","properties":{},"geometry":{"type":"Point","coordinates":[-99.27136,19.45061]}}
S.E. BOSQUES LyFC | Point | 115 kV | [5 empty] | En operación | México | Huixquilucan | CONACYT 2024 (oficial) | {"type":"Feature","properties":{},"geometry":{"type":"Point","coordinates":[-99.25894,19.40833]}}
S.E. TECAMACHALCO LyFC | Point | 115 kV | [5 empty] | En operación | México | Huixquilucan | CONACYT 2024 (oficial) | {"type":"Feature","properties":{},"geometry":{"type":"Point","coordinates":[-99.26759,19.40082]}}
S.E. CONTADERO LyFC | Point | 115 kV | [5 empty] | En operación | Ciudad de México | Cuajimalpa de Morelos | CONACYT 2024 (oficial) | {"type":"Feature","properties":{},"geometry":{"type":"Point","coordinates":[-99.25166,19.38363]}}
S.E. AGUILAS LyFC | Point | 115 kV | [5 empty] | En operación | Ciudad de México | Álvaro Obregón | CONACYT 2024 (oficial) | {"type":"Feature","properties":{},"geometry":{"type":"Point","coordinates":[-99.24293,19.35485]}}
S.E. PERALVILLO LyFC | Point | 115 kV | [5 empty] | En operación | Ciudad de México | Gustavo A. Madero | CONACYT 2024 (oficial) | {"type":"Feature","properties":{},"geometry":{"type":"Point","coordinates":[-99.12497,19.46322]}}
S.E. VERTIZ LyFC | Point | 115 kV | [5 empty] | En operación | Ciudad de México | Benito Juárez | CONACYT 2024 (oficial) | {"type":"Feature","properties":{},"geometry":{"type":"Point","coordinates":[-99.15006,19.40274]}}
S.E. ESTRELLA LyFC | Point | 115 kV | [5 empty] | En operación | Ciudad de México | Iztapalapa | CONACYT 2024 (oficial) | {"type":"Feature","properties":{},"geometry":{"type":"Point","coordinates":[-99.10888,19.35679]}}
S.E. AURORA LyFC | Point | 115 kV | [5 empty] | En operación | México | Chimalhuacán | CONACYT 2024 (oficial) | {"type":"Feature","properties":{},"geometry":{"type":"Point","coordinates":[-98.97577,19.39748]}}
S.E. LOS REYES LyFC | Point | 115 kV | [5 empty] | En operación | México | La Paz | CONACYT 2024 (oficial) | {"type":"Feature","properties":{},"geometry":{"type":"Point","coordinates":[-98.97206,19.35208]}}
S.E. IXTAPALUCA LyFC | Point | 115 kV | [5 empty] | En operación | México | Ixtapaluca | CONACYT 2024 (oficial) | {"type":"Feature","properties":{},"geometry":{"type":"Point","coordinates":[-98.92057,19.32725]}}
S.E. AYOTLA LyFC | Point | 115 kV | [5 empty] | En operación | México | Valle de Chalco Solidaridad | CONACYT 2024 (oficial) | {"type":"Feature","properties":{},"geometry":{"type":"Point","coordinates":[-98.95213,19.30333]}}
S.E. COAPA LyFC | Point | 115 kV | [5 empty] | En operación | Ciudad de México | Xochimilco | CONACYT 2024 (oficial) | {"type":"Feature","properties":{},"geometry":{"type":"Point","coordinates":[-99.12761,19.27037]}}
S.E. XOCHIMILCO LyFC | Point | 115 kV | [5 empty] | En operación | Ciudad de México | Xochimilco | CONACYT 2024 (oficial) | {"type":"Feature","properties":{},"geometry":{"type":"Point","coordinates":[-99.0841,19.29941]}}
S.E. EL CARACOL | Point | 115 kV | [5 empty] | En operación | Guerrero | Apaxtla | CONACYT 2024 (oficial) | {"type":"Feature","properties":{},"geometry":{"type":"Point","coordinates":[-99.99178,17.95275]}}
S.E. MABE | Point | 115 kV | [5 empty] | En operación | Querétaro | Querétaro | CONACYT 2024 (oficial) | {"type":"Feature","properties":{},"geometry":{"type":"Point","coordinates":[-100.42775,20.61264]}}
S.E. PORCELANITE | Point | 115 kV | [5 empty] | En operación | Querétaro | Querétaro | CONACYT 2024 (oficial) | {"type":"Feature","properties":{},"geometry":{"type":"Point","coordinates":[-100.41776,20.60104]}}
S.E. KELLOG'S Y FIELDS | Point | 115 kV | [5 empty] | En operación | Querétaro | Querétaro | CONACYT 2024 (oficial) | {"type":"Feature","properties":{},"geometry":{"type":"Point","coordinates":[-100.42058,20.5983]}}
S.E. ALTO CARBON | Point | 115 kV | [5 empty] | En operación | Querétaro | Querétaro | CONACYT 2024 (oficial) | {"type":"Feature","properties":{},"geometry":{"type":"Point","coordinates":[-100.42023,20.5937]}}
S.E. AGROGEN | Point | 115 kV | [5 empty] | En operación | Querétaro | Querétaro | CONACYT 2024 (oficial) | {"type":"Feature","properties":{},"geometry":{"type":"Point","coordinates":[-100.47134,20.59378]}}
S.E. ALAMBRE Y CONDUCTOS DELPHI | Point | 115 kV | [5 empty] | En operación | Querétaro | El Marqués | CONACYT 2024 (oficial) | {"type":"Feature","properties":{},"geometry":{"type":"Point","coordinates":[-100.28644,20.56518]}}
S.E. EL MARQUEZ | Point | 115 kV | [5 empty] | En operación | Querétaro | El Marqués | CONACYT 2024 (oficial) | {"type":"Feature","properties":{},"geometry":{"type":"Point","coordinates":[-100.27227,20.57084]}}
S.E. JARAL | Point | 115 kV | [5 empty] | En operación | Guanajuato | Jaral del Progreso | CONACYT 2024 (oficial) | {"type":"Feature","properties":{},"geometry":{"type":"Point","coordinates":[-101.07986,20.37446]}}
S.E. HUANIMARO | Point | 115 kV | [5 empty] | En operación | Guanajuato | Huanímaro | CONACYT 2024 (oficial) | {"type":"Feature","properties":{},"geometry":{"type":"Point","coordinates":[-101.50766,20.3672]}}
S.E. MINA LAS TORRES | Point | 115 kV | [5 empty] | En operación | Guanajuato | Guanajuato | CONACYT 2024 (oficial) | {"type":"Feature","properties":{},"geometry":{"type":"Point","coordinates":[-101.22153,20.99615]}}
S.E. FIPASI | Point | 115 kV | [5 empty] | En operación | Guanajuato | Silao de la Victoria | CONACYT 2024 (oficial) | {"type":"Feature","properties":{},"geometry":{"type":"Point","coordinates":[-101.39362,20.90124]}}
S.E. AVENTEL | Point | 115 kV | [5 empty] | En operación | Guanajuato | Silao de la Victoria | CONACYT 2024 (oficial) | {"type":"Feature","properties":{},"geometry":{"type":"Point","coordinates":[-101.39436,20.89879]}}
S.E. AMERICA AXLE | Point | 115 kV | [5 empty] | En operación | Guanajuato | Silao de la Victoria | CONACYT 2024 (oficial) | {"type":"Feature","properties":{},"geometry":{"type":"Point","coordinates":[-101.38859,20.89781]}}
S.E. USM | Point | 115 kV | [5 empty] | En operación | Guanajuato | Silao de la Victoria | CONACYT 2024 (oficial) | {"type":"Feature","properties":{},"geometry":{"type":"Point","coordinates":[-101.39227,20.8932]}}
S.E. COBRECEL | Point | 115 kV | [5 empty] | En operación | Guanajuato | Villagrán | CONACYT 2024 (oficial) | {"type":"Feature","properties":{},"geometry":{"type":"Point","coordinates":[-100.97301,20.50621]}}
S.E. CONTICON | Point | 115 kV | [5 empty] | En operación | Guanajuato | Villagrán | CONACYT 2024 (oficial) | {"type":"Feature","properties":{},"geometry":{"type":"Point","coordinates":[-100.94201,20.51381]}}
S.E. PEMSA | Point | 115 kV | [5 empty] | En operación | Guanajuato | Celaya | CONACYT 2024 (oficial) | {"type":"Feature","properties":{},"geometry":{"type":"Point","coordinates":[-100.8563,20.51989]}}
S.E. MABE CELAYA | Point | 115 kV | [5 empty] | En operación | Guanajuato | Celaya | CONACYT 2024 (oficial) | {"type":"Feature","properties":{},"geometry":{"type":"Point","coordinates":[-100.79628,20.37269]}}
S.E. VELPOL | Point | 115 kV | [5 empty] | En operación | Guanajuato | Salamanca | CONACYT 2024 (oficial) | {"type":"Feature","properties":{},"geometry":{"type":"Point","coordinates":[-101.17346,20.56665]}}
S.E. REAL DEL MONTE 1 | Point | 115 kV | [5 empty] | En operación | Guanajuato | Salamanca | CONACYT 2024 (oficial) | {"type":"Feature","properties":{},"geometry":{"type":"Point","coordinates":[-101.17102,20.56596]}}
S.E. RESISTOL | Point | 115 kV | [5 empty] | En operación | Guanajuato | Salamanca | CONACYT 2024 (oficial) | {"type":"Feature","properties":{},"geometry":{"type":"Point","coordinates":[-101.15118,20.5586]}}
S.E. FERQUIMEX ANTES REAL DEL MONTE 2 | Point | 115 kV | [5 empty] | En operación | Guanajuato | Salamanca | CONACYT 2024 (oficial) | {"type":"Feature","properties":{},"geometry":{"type":"Point","coordinates":[-101.14297,20.55484]}}
S.E. CRYOINFRA FUERA DE USO | Point | 115 kV | [5 empty] | En operación | Guanajuato | Salamanca | CONACYT 2024 (oficial) | {"type":"Feature","properties":{},"geometry":{"type":"Point","coordinates":[-101.10834,20.53922]}}
S.E. UNIVEX | Point | 115 kV | [5 empty] | En operación | Guanajuato | Salamanca | CONACYT 2024 (oficial) | {"type":"Feature","properties":{},"geometry":{"type":"Point","coordinates":[-101.10228,20.53754]}}
S.E. JOYUELA | Point | 115 kV | [5 empty] | En operación | Guanajuato | Yuriria | CONACYT 2024 (oficial) | {"type":"Feature","properties":{},"geometry":{"type":"Point","coordinates":[-101.20761,20.244]}}
S.E. URIANGATO | Point | 115 kV | [5 empty] | En operación | Guanajuato | Yuriria | CONACYT 2024 (oficial) | {"type":"Feature","properties":{},"geometry":{"type":"Point","coordinates":[-101.17403,20.21235]}}
S.E. EMPALME ESCOBEDO | Point | 115 kV | [5 empty] | En operación | Guanajuato | Comonfort | CONACYT 2024 (oficial) | {"type":"Feature","properties":{},"geometry":{"type":"Point","coordinates":[-100.75775,20.66633]}}
S.E. CRYOINFRA | Point | 115 kV | [5 empty] | En operación | Querétaro | Querétaro | CONACYT 2024 (oficial) | {"type":"Feature","properties":{},"geometry":{"type":"Point","coordinates":[-100.44076,20.63992]}}
S.E. ARTEVA | Point | 115 kV | [5 empty] | En operación | Querétaro | Querétaro | CONACYT 2024 (oficial) | {"type":"Feature","properties":{},"geometry":{"type":"Point","coordinates":[-100.43782,20.63703]}}
S.E. FABRICA DE TRACTORES | Point | 115 kV | [5 empty] | En operación | Querétaro | Querétaro | CONACYT 2024 (oficial) | {"type":"Feature","properties":{},"geometry":{"type":"Point","coordinates":[-100.43074,20.63287]}}
S.E. SPITCER FORJAS DANA | Point | 115 kV | [5 empty] | En operación | Querétaro | Querétaro | CONACYT 2024 (oficial) | {"type":"Feature","properties":{},"geometry":{"type":"Point","coordinates":[-100.43541,20.62389]}}
S.E. CIFUNSA | Point | 115 kV | [5 empty] | En operación | Guanajuato | Irapuato | CONACYT 2024 (oficial) | {"type":"Feature","properties":{},"geometry":{"type":"Point","coordinates":[-101.29722,20.70381]}}
S.E. TREJO | Point | 115 kV | [5 empty] | En operación | Guanajuato | Silao de la Victoria | CONACYT 2024 (oficial) | {"type":"Feature","properties":{},"geometry":{"type":"Point","coordinates":[-101.43168,20.82983]}}
S.E. GRANGENO | Point | 115 kV | [5 empty] | En operación | Guanajuato | León | CONACYT 2024 (oficial) | {"type":"Feature","properties":{},"geometry":{"type":"Point","coordinates":[-101.65204,21.08345]}}
S.E. LEON MALECON (CENTRO) | Point | 115 kV | [5 empty] | En operación | Guanajuato | León | CONACYT 2024 (oficial) | {"type":"Feature","properties":{},"geometry":{"type":"Point","coordinates":[-101.67394,21.12914]}}
S.E. EL TORO | Point | 115 kV | [5 empty] | En operación | Guanajuato | Manuel Doblado | CONACYT 2024 (oficial) | {"type":"Feature","properties":{},"geometry":{"type":"Point","coordinates":[-101.90358,20.82506]}}
S.E. ROMITA | Point | 115 kV | [5 empty] | En operación | Guanajuato | Romita | CONACYT 2024 (oficial) | {"type":"Feature","properties":{},"geometry":{"type":"Point","coordinates":[-101.58815,20.84407]}}
S.E. LOS SAUCES | Point | 115 kV | [5 empty] | En operación | Guanajuato | León | CONACYT 2024 (oficial) | {"type":"Feature","properties":{},"geometry":{"type":"Point","coordinates":[-101.55083,21.0258]}}
S.E. QUERETARO NORTE | Point | 115 kV | [5 empty] | En operación | Querétaro | Querétaro | CONACYT 2024 (oficial) | {"type":"Feature","properties":{},"geometry":{"type":"Point","coordinates":[-100.41039,20.62935]}}
S.E. HUMEDADES | Point | 115 kV | [5 empty] | En operación | Hidalgo | Ixmiquilpan | CONACYT 2024 (oficial) | {"type":"Feature","properties":{},"geometry":{"type":"Point","coordinates":[-99.18382,20.45326]}}
S.E. SAN JUAN DEL RIO ORIENTE | Point | 115 kV | [5 empty] | En operación | Querétaro | San Juan del Río | CONACYT 2024 (oficial) | {"type":"Feature","properties":{},"geometry":{"type":"Point","coordinates":[-99.9599,20.36556]}}
S.E. KIMBERLY CLARK | Point | 115 kV | [5 empty] | En operación | Querétaro | San Juan del Río | CONACYT 2024 (oficial) | {"type":"Feature","properties":{},"geometry":{"type":"Point","coordinates":[-99.98077,20.38076]}}
S.E. PONDEROSA | Point | 115 kV | [5 empty] | En operación | Querétaro | San Juan del Río | CONACYT 2024 (oficial) | {"type":"Feature","properties":{},"geometry":{"type":"Point","coordinates":[-99.9845,20.41957]}}
S.E. ACERLAN | Point | 115 kV | [5 empty] | En operación | Querétaro | San Juan del Río | CONACYT 2024 (oficial) | {"type":"Feature","properties":{},"geometry":{"type":"Point","coordinates":[-99.9809,20.4203]}}
S.E. P.P.G. | Point | 115 kV | [5 empty] | En operación | Querétaro | San Juan del Río | CONACYT 2024 (oficial) | {"type":"Feature","properties":{},"geometry":{"type":"Point","coordinates":[-99.97862,20.40456]}}
S.E. PITSA (KALTEX) | Point | 115 kV | [5 empty] | En operación | Querétaro | San Juan del Río | CONACYT 2024 (oficial) | {"type":"Feature","properties":{},"geometry":{"type":"Point","coordinates":[-100.00776,20.40466]}}
S.E. ARANCIA (CPI INGREDIENTES) | Point | 115 kV | [5 empty] | En operación | Querétaro | San Juan del Río | CONACYT 2024 (oficial) | {"type":"Feature","properties":{},"geometry":{"type":"Point","coordinates":[-99.98968,20.402]}}
S.E. OMYA MEXICO | Point | 115 kV | [5 empty] | En operación | Querétaro | San Juan del Río | CONACYT 2024 (oficial) | {"type":"Feature","properties":{},"geometry":{"type":"Point","coordinates":[-99.96285,20.44531]}}
S.E. EFFEM | Point | 115 kV | [5 empty] | En operación | Querétaro | El Marqués | CONACYT 2024 (oficial) | {"type":"Feature","properties":{},"geometry":{"type":"Point","coordinates":[-100.22826,20.61981]}}
S.E. TEPEYAC | Point | 115 kV | [5 empty] | En operación | Querétaro | El Marqués | CONACYT 2024 (oficial) | {"type":"Feature","properties":{},"geometry":{"type":"Point","coordinates":[-100.22963,20.61623]}}
S.E. EL VIDRIO | Point | 115 kV | [5 empty] | En operación | México | Nicolás Romero | CONACYT 2024 (oficial) | {"type":"Feature","properties":{},"geometry":{"type":"Point","coordinates":[-99.3665,19.63554]}}
S.E. LA UNION | Point | 115 kV | [5 empty] | En operación | Guerrero | La Unión de Isidoro Montes de Oca | CONACYT 2024 (oficial) | {"type":"Feature","properties":{},"geometry":{"type":"Point","coordinates":[-101.8292,17.93351]}}
S.E. PETATLAN | Point | 115 kV | [5 empty] | En operación | Guerrero | Petatlán | CONACYT 2024 (oficial) | {"type":"Feature","properties":{},"geometry":{"type":"Point","coordinates":[-101.25808,17.51773]}}
S.E. PAPANOA | Point | 115 kV | [5 empty] | En operación | Guerrero | Técpan de Galeana | CONACYT 2024 (oficial) | {"type":"Feature","properties":{},"geometry":{"type":"Point","coordinates":[-101.04734,17.33471]}}
S.E. TECPAN | Point | 115 kV | [5 empty] | En operación | Guerrero | Técpan de Galeana | CONACYT 2024 (oficial) | {"type":"Feature","properties":{},"geometry":{"type":"Point","coordinates":[-100.70416,17.20694]}}
S.E. SAN JERONIMO | Point | 115 kV | [5 empty] | En operación | Guerrero | Benito Juárez | CONACYT 2024 (oficial) | {"type":"Feature","properties":{},"geometry":{"type":"Point","coordinates":[-100.44781,17.15102]}}
S.E. COYUCA DE BENITEZ | Point | 115 kV | [5 empty] | En operación | Guerrero | Coyuca de Benítez | CONACYT 2024 (oficial) | {"type":"Feature","properties":{},"geometry":{"type":"Point","coordinates":[-100.05542,16.98072]}}
S.E. PLAYAS | Point | 115 kV | [5 empty] | En operación | Guerrero | Acapulco de Juárez | CONACYT 2024 (oficial) | {"type":"Feature","properties":{},"geometry":{"type":"Point","coordinates":[-99.91697,16.83925]}}
S.E. CEMENTOS APASCO | Point | 115 kV | [5 empty] | En operación | Guerrero | Acapulco de Juárez | CONACYT 2024 (oficial) | {"type":"Feature","properties":{},"geometry":{"type":"Point","coordinates":[-99.8336,16.8877]}}
S.E. POZOS RANNEY | Point | 115 kV | [5 empty] | En operación | Guerrero | Acapulco de Juárez | CONACYT 2024 (oficial) | {"type":"Feature","properties":{},"geometry":{"type":"Point","coordinates":[-99.63413,16.83752]}}
S.E. TIERRA COLORADA | Point | 115 kV | [5 empty] | En operación | Guerrero | Juan R. Escudero | CONACYT 2024 (oficial) | {"type":"Feature","properties":{},"geometry":{"type":"Point","coordinates":[-99.54624,17.17172]}}
S.E. TECAMAC LyFC | Point | 115 kV | [5 empty] | En operación | México | Ecatepec de Morelos | CONACYT 2024 (oficial) | {"type":"Feature","properties":{},"geometry":{"type":"Point","coordinates":[-99.01141,19.63069]}}
S.E. SOSA (MOVIL) LyFC | Point | 115 kV | [5 empty] | En operación | México | Acolman | CONACYT 2024 (oficial) | {"type":"Feature","properties":{},"geometry":{"type":"Point","coordinates":[-98.96801,19.6103]}}
S.E. JABON LA CORONA LyFC | Point | 115 kV | [5 empty] | En operación | México | Ecatepec de Morelos | CONACYT 2024 (oficial) | {"type":"Feature","properties":{},"geometry":{"type":"Point","coordinates":[-99.07568,19.51438]}}
S.E. AZTECA LyFC | Point | 115 kV | [5 empty] | En operación | México | Ecatepec de Morelos | CONACYT 2024 (oficial) | {"type":"Feature","properties":{},"geometry":{"type":"Point","coordinates":[-99.06047,19.52613]}}
S.E. MADERO LyFC | Point | 115 kV | [5 empty] | En operación | México | Ecatepec de Morelos | CONACYT 2024 (oficial) | {"type":"Feature","properties":{},"geometry":{"type":"Point","coordinates":[-99.05225,19.49585]}}
S.E. KILOMETRO CERO LyFC | Point | 115 kV | [5 empty] | En operación | Ciudad de México | Cuauhtémoc | CONACYT 2024 (oficial) | {"type":"Feature","properties":{},"geometry":{"type":"Point","coordinates":[-99.14962,19.45245]}}
S.E. CUAHUTEMOC LyFC | Point | 115 kV | [5 empty] | En operación | Ciudad de México | Cuauhtémoc | CONACYT 2024 (oficial) | {"type":"Feature","properties":{},"geometry":{"type":"Point","coordinates":[-99.16012,19.43696]}}
S.E. JAMAICA LyFC | Point | 115 kV | [5 empty] | En operación | Ciudad de México | Cuauhtémoc | CONACYT 2024 (oficial) | {"type":"Feature","properties":{},"geometry":{"type":"Point","coordinates":[-99.13062,19.40946]}}
S.E. MAGDALENA LyFC | Point | 115 kV | [5 empty] | En operación | Ciudad de México | Iztapalapa | CONACYT 2024 (oficial) | {"type":"Feature","properties":{},"geometry":{"type":"Point","coordinates":[-99.09305,19.38124]}}
S.E. AZCAPOTZALCO LyFC | Point | 115 kV | [5 empty] | En operación | Ciudad de México | Azcapotzalco | CONACYT 2024 (oficial) | {"type":"Feature","properties":{},"geometry":{"type":"Point","coordinates":[-99.21444,19.48405]}}
S.E. POLANCO LyFC | Point | 115 kV | [5 empty] | En operación | Ciudad de México | Miguel Hidalgo | CONACYT 2024 (oficial) | {"type":"Feature","properties":{},"geometry":{"type":"Point","coordinates":[-99.21107,19.46515]}}
S.E. COYOACAN LyFC | Point | 115 kV | [5 empty] | En operación | Ciudad de México | Benito Juárez | CONACYT 2024 (oficial) | {"type":"Feature","properties":{},"geometry":{"type":"Point","coordinates":[-99.17088,19.36192]}}
S.E. ODON DE BUEN LyFC | Point | 115 kV | [5 empty] | En operación | Ciudad de México | Coyoacán | CONACYT 2024 (oficial) | {"type":"Feature","properties":{},"geometry":{"type":"Point","coordinates":[-99.18795,19.30987]}}
S.E. OLIVAR LyFC | Point | 115 kV | [5 empty] | En operación | Ciudad de México | Álvaro Obregón | CONACYT 2024 (oficial) | {"type":"Feature","properties":{},"geometry":{"type":"Point","coordinates":[-99.211,19.33982]}}
S.E. SAN ANGEL LyFC | Point | 115 kV | [5 empty] | En operación | Ciudad de México | Álvaro Obregón | CONACYT 2024 (oficial) | {"type":"Feature","properties":{},"geometry":{"type":"Point","coordinates":[-99.20533,19.36587]}}
S.E. CONTRERAS LyFC | Point | 115 kV | [5 empty] | En operación | Ciudad de México | La Magdalena Contreras | CONACYT 2024 (oficial) | {"type":"Feature","properties":{},"geometry":{"type":"Point","coordinates":[-99.24349,19.29039]}}
S.E. IROLO LyFC | Point | 115 kV | [5 empty] | En operación | Hidalgo | Tepeapulco | CONACYT 2024 (oficial) | {"type":"Feature","properties":{},"geometry":{"type":"Point","coordinates":[-98.59167,19.7664]}}
S.E. KM -110 LyFC | Point | 115 kV | [5 empty] | En operación | Hidalgo | Cuautepec de Hinojosa | CONACYT 2024 (oficial) | {"type":"Feature","properties":{},"geometry":{"type":"Point","coordinates":[-98.30127,19.98067]}}
S.E. EL SALTO LyFC | Point | 115 kV | [5 empty] | En operación | Puebla | Juan Galindo | CONACYT 2024 (oficial) | {"type":"Feature","properties":{},"geometry":{"type":"Point","coordinates":[-97.98892,20.21144]}}
S.E. ZOCAC LyFC | Point | 115 kV | [5 empty] | En operación | Tlaxcala | Tetla de la Solidaridad | CONACYT 2024 (oficial) | {"type":"Feature","properties":{},"geometry":{"type":"Point","coordinates":[-98.04633,19.49824]}}
S.E. PARRES (MOVIL) LyFC | Point | 115 kV | [5 empty] | En operación | Ciudad de México | Tlalpan | CONACYT 2024 (oficial) | {"type":"Feature","properties":{},"geometry":{"type":"Point","coordinates":[-99.17176,19.25969]}}
S.E. ATIZAPAN LyFC | Point | 115 kV | [5 empty] | En operación | México | Atizapán de Zaragoza | CONACYT 2024 (oficial) | {"type":"Feature","properties":{},"geometry":{"type":"Point","coordinates":[-99.25657,19.56085]}}
S.E. PUNTA NORTE (MOVIL) | Point | 115 kV | [5 empty] | En operación | México | Cuautitlán Izcalli | CONACYT 2024 (oficial) | {"type":"Feature","properties":{},"geometry":{"type":"Point","coordinates":[-99.23026,19.61508]}}
S.E. CARTAGENA LyFC | Point | 115 kV | [5 empty] | En operación | México | Tultitlán | CONACYT 2024 (oficial) | {"type":"Feature","properties":{},"geometry":{"type":"Point","coordinates":[-99.18026,19.63884]}}
S.E. TACUBAYA LyFC | Point | 115 kV | [5 empty] | En operación | Ciudad de México | Álvaro Obregón | CONACYT 2024 (oficial) | {"type":"Feature","properties":{},"geometry":{"type":"Point","coordinates":[-99.19178,19.3939]}}
S.E. TIQUICHEO | Point | 115 kV | [5 empty] | En operación | Michoacán de Ocampo | Tiquicheo de Nicolás Romero | CONACYT 2024 (oficial) | {"type":"Feature","properties":{},"geometry":{"type":"Point","coordinates":[-100.73922,18.89533]}}
S.E. LA CEIBA | Point | 115 kV | [5 empty] | En operación | Guerrero | Cutzamala de Pinzón | CONACYT 2024 (oficial) | {"type":"Feature","properties":{},"geometry":{"type":"Point","coordinates":[-100.77707,18.73647]}}
S.E. ZIRANDARO | Point | 115 kV | [5 empty] | En operación | Michoacán de Ocampo | Huetamo | CONACYT 2024 (oficial) | {"type":"Feature","properties":{},"geometry":{"type":"Point","coordinates":[-100.96029,18.51417]}}
S.E. HUETAMO | Point | 115 kV | [5 empty] | En operación | Michoacán de Ocampo | Huetamo | CONACYT 2024 (oficial) | {"type":"Feature","properties":{},"geometry":{"type":"Point","coordinates":[-100.89254,18.6165]}}
S.E. TLAPEHUALA | Point | 115 kV | [5 empty] | En operación | Guerrero | Tlapehuala | CONACYT 2024 (oficial) | {"type":"Feature","properties":{},"geometry":{"type":"Point","coordinates":[-100.51936,18.24949]}}
S.E. TELOLOAPAN | Point | 115 kV | [5 empty] | En operación | Guerrero | Teloloapan | CONACYT 2024 (oficial) | {"type":"Feature","properties":{},"geometry":{"type":"Point","coordinates":[-99.8657,18.37509]}}
S.E. AMATEPEC (CERRO DEL CAMPO) | Point | 115 kV | [5 empty] | En operación | México | Amatepec | CONACYT 2024 (oficial) | {"type":"Feature","properties":{},"geometry":{"type":"Point","coordinates":[-100.26752,18.66241]}}
S.E. IGUALA | Point | 115 kV | [5 empty] | En operación | Guerrero | Iguala de la Independencia | CONACYT 2024 (oficial) | {"type":"Feature","properties":{},"geometry":{"type":"Point","coordinates":[-99.52933,18.35972]}}
S.E. TAXCO | Point | 115 kV | [5 empty] | En operación | Guerrero | Taxco de Alarcón | CONACYT 2024 (oficial) | {"type":"Feature","properties":{},"geometry":{"type":"Point","coordinates":[-99.60802,18.55058]}}
S.E. PENJAMO | Point | 115 kV | [5 empty] | En operación | Guanajuato | Pénjamo | CONACYT 2024 (oficial) | {"type":"Feature","properties":{},"geometry":{"type":"Point","coordinates":[-101.71738,20.42147]}}
S.E. TACUBAYA | Point | 115 kV | [5 empty] | En operación | Guanajuato | Pénjamo | CONACYT 2024 (oficial) | {"type":"Feature","properties":{},"geometry":{"type":"Point","coordinates":[-101.84546,20.30696]}}
S.E. LAGUNA LARGA | Point | 115 kV | [5 empty] | En operación | Guanajuato | Pénjamo | CONACYT 2024 (oficial) | {"type":"Feature","properties":{},"geometry":{"type":"Point","coordinates":[-101.88955,20.38555]}}
S.E. ESTADIO CORREGIDORA | Point | 115 kV | [5 empty] | En operación | Querétaro | Querétaro | CONACYT 2024 (oficial) | {"type":"Feature","properties":{},"geometry":{"type":"Point","coordinates":[-100.36305,20.55565]}}
S.E. CIMATARIO | Point | 115 kV | [5 empty] | En operación | Querétaro | Querétaro | CONACYT 2024 (oficial) | {"type":"Feature","properties":{},"geometry":{"type":"Point","coordinates":[-100.35621,20.58292]}}
S.E. SAINT-GOBAIN | Point | 115 kV | [5 empty] | En operación | Morelos | Ayala | CONACYT 2024 (oficial) | {"type":"Feature","properties":{},"geometry":{"type":"Point","coordinates":[-98.91177,18.74208]}}
S.E. VIDRIOS DE MEXICO | Point | 115 kV | [5 empty] | En operación | Morelos | Ayala | CONACYT 2024 (oficial) | {"type":"Feature","properties":{},"geometry":{"type":"Point","coordinates":[-98.91192,18.74123]}}
S.E. CEYLAN | Point | 115 kV | [5 empty] | En operación | México | Tlalnepantla de Baz | CONACYT 2024 (oficial) | {"type":"Feature","properties":{},"geometry":{"type":"Point","coordinates":[-99.18408,19.55314]}}
S.E. TEZOYUCA | Point | 115 kV | [5 empty] | En operación | Morelos | Emiliano Zapata | CONACYT 2024 (oficial) | {"type":"Feature","properties":{},"geometry":{"type":"Point","coordinates":[-99.19591,18.80969]}}
S.E. BURLINGTON (YECAPIXTLA) | Point | 115 kV | [5 empty] | En operación | Morelos | Yecapixtla | CONACYT 2024 (oficial) | {"type":"Feature","properties":{},"geometry":{"type":"Point","coordinates":[-98.88283,18.86969]}}
S.E. TLALTIZAPAN | Point | 115 kV | [5 empty] | En operación | Morelos | Xoxocotla | CONACYT 2024 (oficial) | {"type":"Feature","properties":{},"geometry":{"type":"Point","coordinates":[-99.25059,18.70545]}}
S.E. XOCHICALCO | Point | 115 kV | [5 empty] | En operación | Morelos | Mazatepec | CONACYT 2024 (oficial) | {"type":"Feature","properties":{},"geometry":{"type":"Point","coordinates":[-99.36461,18.72124]}}
S.E. CUERNAVACA | Point | 115 kV | [5 empty] | En operación | Morelos | Cuernavaca | CONACYT 2024 (oficial) | {"type":"Feature","properties":{},"geometry":{"type":"Point","coordinates":[-99.22496,18.93074]}}
S.E. CANCHESDA | Point | 115 kV | [5 empty] | En operación | México | Temascalcingo | CONACYT 2024 (oficial) | {"type":"Feature","properties":{},"geometry":{"type":"Point","coordinates":[-100.0506,19.85664]}}
S.E. OMETEPEC | Point | 115 kV | [5 empty] | En operación | Guerrero | Igualapa | CONACYT 2024 (oficial) | {"type":"Feature","properties":{},"geometry":{"type":"Point","coordinates":[-98.4986,16.65399]}}
S.E. AGUA ZARCA | Point | 115 kV | [5 empty] | En operación | Guerrero | Juchitán | CONACYT 2024 (oficial) | {"type":"Feature","properties":{},"geometry":{"type":"Point","coordinates":[-98.67893,16.61282]}}
S.E. CRUZ GRANDE | Point | 115 kV | [5 empty] | En operación | Guerrero | Florencio Villarreal | CONACYT 2024 (oficial) | {"type":"Feature","properties":{},"geometry":{"type":"Point","coordinates":[-99.13417,16.72398]}}
SE IXTLAHUACÁN | Point | 115 kV | [5 empty] | En operación | Jalisco | Ixtlahuacán del Río | CONACYT 2024 (oficial) | {"type":"Feature","properties":{},"geometry":{"type":"Point","coordinates":[-103.25176,20.83169]}}
SE EL MAYO | Point | 115 kV | [5 empty] | En operación | Sonora | Navojoa | CONACYT 2024 (oficial) | {"type":"Feature","properties":{},"geometry":{"type":"Point","coordinates":[-109.37828,26.86415]}}
SE NAVOJOA INDUSTRIAL | Point | 115 kV | [5 empty] | En operación | Sonora | Navojoa | CONACYT 2024 (oficial) | {"type":"Feature","properties":{},"geometry":{"type":"Point","coordinates":[-109.43347,27.02954]}}
NO DEFINIDO | Point | 115 kV | [5 empty] | En operación | Sonora | Hermosillo | CONACYT 2024 (oficial) | {"type":"Feature","properties":{},"geometry":{"type":"Point","coordinates":[-111.47456,28.82455]}}
NO DEFINIDO | Point | 115 kV | [5 empty] | En operación | México | Zumpango | CONACYT 2024 (oficial) | {"type":"Feature","properties":{},"geometry":{"type":"Point","coordinates":[-99.11318,19.80966]}}
SE MANLIO FABIO | Point | 115 kV | [5 empty] | En operación | Veracruz de Ignacio de la Llave | Manlio Fabio Altamirano | CONACYT 2024 (oficial) | {"type":"Feature","properties":{},"geometry":{"type":"Point","coordinates":[-96.30028,19.10551]}}
NO DEFINIDO | Point | 115 kV | [5 empty] | En operación | Puebla | San Salvador Huixcolotla | CONACYT 2024 (oficial) | {"type":"Feature","properties":{},"geometry":{"type":"Point","coordinates":[-97.77508,18.94586]}}
NO DEFINIDO | Point | 115 kV | [5 empty] | En operación | Oaxaca | Juchitán de Zaragoza | CONACYT 2024 (oficial) | {"type":"Feature","properties":{},"geometry":{"type":"Point","coordinates":[-94.94782,16.48339]}}
SE RIVIERA MAYA | Point | 115 kV | [5 empty] | En operación | Quintana Roo | Puerto Morelos | CONACYT 2024 (oficial) | {"type":"Feature","properties":{},"geometry":{"type":"Point","coordinates":[-86.93038,20.83257]}}
SE Cuetzalán | Point | 115 kV | [5 empty] | En proyecto | Puebla | Cuetzalan del Progreso | CONACYT 2024 (oficial) | {"type":"Feature","properties":{},"geometry":{"type":"Point","coordinates":[-97.53184,20.0262]}}
SE HUEXCA | Point | 115 kV | [5 empty] | En operación | Morelos | Yecapixtla | CONACYT 2024 (oficial) | {"type":"Feature","properties":{},"geometry":{"type":"Point","coordinates":[-98.88047,18.7997]}}
SE EMPALME CC SF6 | Point | 115 kV | [5 empty] | En operación | Sonora | Empalme | CONACYT 2024 (oficial) | {"type":"Feature","properties":{},"geometry":{"type":"Point","coordinates":[-110.78,27.9302]}}
SE SERI | Point | 115 kV | [5 empty] | En operación | Sonora | Hermosillo | CONACYT 2024 (oficial) | {"type":"Feature","properties":{},"geometry":{"type":"Point","coordinates":[-110.95123,28.92958]}}
NO DEFINIDO | Point | 115 kV | [5 empty] | En operación | Tlaxcala | Calpulalpan | CONACYT 2024 (oficial) | {"type":"Feature","properties":{},"geometry":{"type":"Point","coordinates":[-98.57377,19.59783]}}
SE IROLO | Point | 115 kV | [5 empty] | En operación | Hidalgo | Tepeapulco | CONACYT 2024 (oficial) | {"type":"Feature","properties":{},"geometry":{"type":"Point","coordinates":[-98.58786,19.73446]}}
NO DEFINIDO | Point | 115 kV | [5 empty] | En operación | Guerrero | Tlacoachistlahuaca | CONACYT 2024 (oficial) | {"type":"Feature","properties":{},"geometry":{"type":"Point","coordinates":[-98.3046,16.76587]}}
NO DEFINIDO | Point | 115 kV | [5 empty] | En operación | México | Amecameca | CONACYT 2024 (oficial) | {"type":"Feature","properties":{},"geometry":{"type":"Point","coordinates":[-98.76864,19.15132]}}
SE MINA PEÑASQUITO | Point | 115 kV | [5 empty] | En operación | Zacatecas | Mazapil | CONACYT 2024 (oficial) | {"type":"Feature","properties":{},"geometry":{"type":"Point","coordinates":[-101.65313,24.6275]}}
SE MINA LOS FILOS | Point | 115 kV | [5 empty] | En operación | Guerrero | Eduardo Neri | CONACYT 2024 (oficial) | {"type":"Feature","properties":{},"geometry":{"type":"Point","coordinates":[-99.66928,17.89739]}}
NO DEFINIDO | Point | 115 kV | [5 empty] | En operación | Guerrero | Cocula | CONACYT 2024 (oficial) | {"type":"Feature","properties":{},"geometry":{"type":"Point","coordinates":[-99.73133,18.02042]}}
NO DEFINIDO | Point | 115 kV | [5 empty] | En operación | Chihuahua | Ocampo | CONACYT 2024 (oficial) | {"type":"Feature","properties":{},"geometry":{"type":"Point","coordinates":[-108.22788,28.22025]}}
SE PIER IV | Point | 115 kV | [5 empty] | En operación | Puebla | Cañada Morelos | CONACYT 2024 (oficial) | {"type":"Feature","properties":{},"geometry":{"type":"Point","coordinates":[-97.37524,18.72087]}}
SE RIO VERDE | Point | 115 kV | [5 empty] | En operación | San Luis Potosí | Rioverde | CONACYT 2024 (oficial) | {"type":"Feature","properties":{},"geometry":{"type":"Point","coordinates":[-99.95983,21.92051]}}
S.E Chapalilla | Point | 115 kV | [5 empty] | En operación | Nayarit | Santa María del Oro | CONACYT 2024 (oficial) | {"type":"Feature","properties":{},"geometry":{"type":"Point","coordinates":[-104.64344,21.1943]}}
S.E AGUA NUEVA | Point | 115 kV | [5 empty] | En operación | Coahuila de Zaragoza | Saltillo | CONACYT 2024 (oficial) | {"type":"Feature","properties":{},"geometry":{"type":"Point","coordinates":[-101.09224,25.21748]}}
SE CONCEPCIÓN DEL ORO | Point | 115 kV | [5 empty] | En operación | Zacatecas | Concepción del Oro | CONACYT 2024 (oficial) | {"type":"Feature","properties":{},"geometry":{"type":"Point","coordinates":[-101.38572,24.62378]}}
SE TERMINAL | Point | 115 kV | [5 empty] | En operación | Zacatecas | Mazapil | CONACYT 2024 (oficial) | {"type":"Feature","properties":{},"geometry":{"type":"Point","coordinates":[-101.45938,24.69395]}}
SE El Salero | Point | 115 kV | [5 empty] | En operación | Zacatecas | Concepción del Oro | CONACYT 2024 (oficial) | {"type":"Feature","properties":{},"geometry":{"type":"Point","coordinates":[-101.31759,24.52346]}}
SE MANTE | Point | 115 kV | [5 empty] | En operación | Tamaulipas | El Mante | CONACYT 2024 (oficial) | {"type":"Feature","properties":{},"geometry":{"type":"Point","coordinates":[-98.95917,22.73705]}}
SE XOXOCOLTA | Point | 115 kV | [5 empty] | En operación | Morelos | Ayala | CONACYT 2024 (oficial) | {"type":"Feature","properties":{},"geometry":{"type":"Point","coordinates":[-99.02256,18.75926]}}
S.E. HUITZUCO | Point | 115 kV | [5 empty] | En proyecto | Guerrero | Tepecoacuilco de Trujano | CONACYT 2024 (oficial) | {"type":"Feature","properties":{},"geometry":{"type":"Point","coordinates":[-99.37771,18.32493]}}
SE ENTRONQUE | Point | 115 kV | [5 empty] | En proyecto | Baja California | San Felipe | CONACYT 2024 (oficial) | {"type":"Feature","properties":{},"geometry":{"type":"Point","coordinates":[-115.30575,31.24641]}}
S.E BAHÍA ASUNCIÓN | Point | 115 kV | [5 empty] | En operación | Baja California Sur | Mulegé | CONACYT 2024 (oficial) | {"type":"Feature","properties":{},"geometry":{"type":"Point","coordinates":[-114.29016,27.15112]}}
SE MEZQUITAL | Point | 115 kV | [5 empty] | En operación | Baja California Sur | Mulegé | CONACYT 2024 (oficial) | {"type":"Feature","properties":{},"geometry":{"type":"Point","coordinates":[-112.40886,27.37589]}}
SE LAS PILAS SWITCHEO | Point | 115 kV | [5 empty] | En operación | Baja California Sur | La Paz | CONACYT 2024 (oficial) | {"type":"Feature","properties":{},"geometry":{"type":"Point","coordinates":[-111.23256,24.46973]}}
S.E CHARAPAN | Point | 115 kV | [5 empty] | En operación | Michoacán de Ocampo | Charapan | CONACYT 2024 (oficial) | {"type":"Feature","properties":{},"geometry":{"type":"Point","coordinates":[-102.24728,19.63885]}}
SE PERIBAN | Point | 115 kV | [5 empty] | En operación | Michoacán de Ocampo | Peribán | CONACYT 2024 (oficial) | {"type":"Feature","properties":{},"geometry":{"type":"Point","coordinates":[-102.43876,19.52684]}}
S.E BIÍ HIOXO | Point | 115 kV | [5 empty] | En operación | Oaxaca | Juchitán de Zaragoza | CONACYT 2024 (oficial) | {"type":"Feature","properties":{},"geometry":{"type":"Point","coordinates":[-94.97385,16.3992]}}
SE EESII | Point | 115 kV | [5 empty] | En operación | Oaxaca | Juchitán de Zaragoza | CONACYT 2024 (oficial) | {"type":"Feature","properties":{},"geometry":{"type":"Point","coordinates":[-94.95225,16.46654]}}
SE Granja SEDENA | Point | 115 kV | [5 empty] | En operación | Oaxaca | Asunción Ixtaltepec | CONACYT 2024 (oficial) | {"type":"Feature","properties":{},"geometry":{"type":"Point","coordinates":[-95.11311,16.44651]}}
SE PE FEI I | Point | 115 kV | [5 empty] | En operación | Oaxaca | Asunción Ixtaltepec | CONACYT 2024 (oficial) | {"type":"Feature","properties":{},"geometry":{"type":"Point","coordinates":[-95.01622,16.59615]}}
SE LA VENTOSA III | Point | 115 kV | [5 empty] | En operación | Oaxaca | Juchitán de Zaragoza | CONACYT 2024 (oficial) | {"type":"Feature","properties":{},"geometry":{"type":"Point","coordinates":[-94.96146,16.53691]}}
S.E BII NEE STIPA II | Point | 115 kV | [5 empty] | En operación | Oaxaca | Asunción Ixtaltepec | CONACYT 2024 (oficial) | {"type":"Feature","properties":{},"geometry":{"type":"Point","coordinates":[-94.99048,16.53793]}}
SE LOS CHARCOS | Point | 115 kV | [5 empty] | En operación | Durango | Mezquital | CONACYT 2024 (oficial) | {"type":"Feature","properties":{},"geometry":{"type":"Point","coordinates":[-104.30034,23.01954]}}
NO DEFINIDO | Point | 115 kV | [5 empty] | En operación | Sonora | Sahuaripa | CONACYT 2024 (oficial) | {"type":"Feature","properties":{},"geometry":{"type":"Point","coordinates":[-108.75623,28.63026]}}
SE Naolinco Banco 1 | Point | 115 kV | [5 empty] | En operación | Veracruz de Ignacio de la Llave | Naolinco | CONACYT 2024 (oficial) | {"type":"Feature","properties":{},"geometry":{"type":"Point","coordinates":[-96.8527,19.64602]}}
SE SANTO BCO.1 | Point | 115 kV | [5 empty] | En operación | San Luis Potosí | Tampamolón Corona | CONACYT 2024 (oficial) | {"type":"Feature","properties":{},"geometry":{"type":"Point","coordinates":[-98.7934,21.57658]}}
SE HIDROELÉCTRICA SAN RAFEAL | Point | 115 kV | [5 empty] | En operación | Nayarit | Del Nayar | CONACYT 2024 (oficial) | {"type":"Feature","properties":{},"geometry":{"type":"Point","coordinates":[-104.89132,21.78197]}}
SE TRANSÍSTMICA | Point | 115 kV | [5 empty] | En operación | Oaxaca | Heroica Villa de San Blas Atempa | CONACYT 2024 (oficial) | {"type":"Feature","properties":{},"geometry":{"type":"Point","coordinates":[-95.11738,16.39254]}}
SE SET 1 Tren maya | Point | 115 kV | [5 empty] | En proyecto | Yucatán | Izamal | CONACYT 2024 (oficial) | {"type":"Feature","properties":{},"geometry":{"type":"Point","coordinates":[-89.09682,20.93965]}}
SE SET 2 Tren Maya | Point | 115 kV | [5 empty] | En proyecto | Yucatán | Uayma | CONACYT 2024 (oficial) | {"type":"Feature","properties":{},"geometry":{"type":"Point","coordinates":[-88.32515,20.73374]}}
SE SET 3 Tren Maya | Point | 115 kV | [5 empty] | En proyecto | Quintana Roo | Lázaro Cárdenas | CONACYT 2024 (oficial) | {"type":"Feature","properties":{},"geometry":{"type":"Point","coordinates":[-87.47902,20.89922]}}
SE LAS CRUCES | Point | 115 kV | [5 empty] | En operación | Tamaulipas | Tula | CONACYT 2024 (oficial) | {"type":"Feature","properties":{},"geometry":{"type":"Point","coordinates":[-99.67757,22.76208]}}
SE HUEJUTLA II | Point | 115 kV | [5 empty] | En operación | Hidalgo | Huejutla de Reyes | CONACYT 2024 (oficial) | {"type":"Feature","properties":{},"geometry":{"type":"Point","coordinates":[-98.42078,21.11773]}}
SE MOLANGO | Point | 115 kV | [5 empty] | En operación | Hidalgo | Molango de Escamilla | CONACYT 2024 (oficial) | {"type":"Feature","properties":{},"geometry":{"type":"Point","coordinates":[-98.73034,20.7912]}}
SE TEMPOAL II | Point | 115 kV | [5 empty] | En operación | Veracruz de Ignacio de la Llave | Tempoal | CONACYT 2024 (oficial) | {"type":"Feature","properties":{},"geometry":{"type":"Point","coordinates":[-98.35722,21.49519]}}
SE EL HIGO II | Point | 115 kV | [5 empty] | En operación | Veracruz de Ignacio de la Llave | El Higo | CONACYT 2024 (oficial) | {"type":"Feature","properties":{},"geometry":{"type":"Point","coordinates":[-98.417,21.77341]}}
SE ZIHUATANEJO II | Point | 115 kV | [5 empty] | En operación | Guerrero | Zihuatanejo de Azueta | CONACYT 2024 (oficial) | {"type":"Feature","properties":{},"geometry":{"type":"Point","coordinates":[-101.50793,17.64684]}}
SE TLACOTEPEC | Point | 115 kV | [5 empty] | En operación | Guerrero | General Heliodoro Castillo | CONACYT 2024 (oficial) | {"type":"Feature","properties":{},"geometry":{"type":"Point","coordinates":[-99.97322,17.77319]}}
S.E APAXTLA | Point | 115 kV | [5 empty] | En operación | Guerrero | Apaxtla | CONACYT 2024 (oficial) | {"type":"Feature","properties":{},"geometry":{"type":"Point","coordinates":[-99.90933,18.04285]}}
SE MINERA CAPELA | Point | 115 kV | [5 empty] | En operación | Guerrero | Teloloapan | CONACYT 2024 (oficial) | {"type":"Feature","properties":{},"geometry":{"type":"Point","coordinates":[-99.92603,18.30121]}}
SE MINA CAMPO MORADO | Point | 115 kV | [5 empty] | En operación | Guerrero | Arcelia | CONACYT 2024 (oficial) | {"type":"Feature","properties":{},"geometry":{"type":"Point","coordinates":[-100.15684,18.20071]}}
S.E ALTZAYANCA | Point | 115 kV | [5 empty] | En operación | Tlaxcala | Atltzayanca | CONACYT 2024 (oficial) | {"type":"Feature","properties":{},"geometry":{"type":"Point","coordinates":[-97.8111,19.44295]}}
S.E AB CALSA | Point | 115 kV | [5 empty] | En operación | Veracruz de Ignacio de la Llave | Cuitláhuac | CONACYT 2024 (oficial) | {"type":"Feature","properties":{},"geometry":{"type":"Point","coordinates":[-96.55333,18.74432]}}
SE ITUNDUJIA | Point | 115 kV | [5 empty] | En operación | Oaxaca | Santa Cruz Itundujia | CONACYT 2024 (oficial) | {"type":"Feature","properties":{},"geometry":{"type":"Point","coordinates":[-97.64974,16.90502]}}
SE SAN JACINTO TLACOTEPEC | Point | 115 kV | [5 empty] | En operación | Oaxaca | San Jacinto Tlacotepec | CONACYT 2024 (oficial) | {"type":"Feature","properties":{},"geometry":{"type":"Point","coordinates":[-97.37215,16.51568]}}
SE TECOMAXTLAHUACA | Point | 115 kV | [5 empty] | En operación | Oaxaca | San Sebastián Tecomaxtlahuaca | CONACYT 2024 (oficial) | {"type":"Feature","properties":{},"geometry":{"type":"Point","coordinates":[-98.02077,17.36031]}}
SE METLATONOC | Point | 115 kV | [5 empty] | En operación | Guerrero | Metlatónoc | CONACYT 2024 (oficial) | {"type":"Feature","properties":{},"geometry":{"type":"Point","coordinates":[-98.40604,17.20047]}}
SE HUAMUXTITLAN | Point | 115 kV | [5 empty] | En operación | Guerrero | Huamuxtitlán | CONACYT 2024 (oficial) | {"type":"Feature","properties":{},"geometry":{"type":"Point","coordinates":[-98.56338,17.79189]}}
SE OLINALA | Point | 115 kV | [5 empty] | En operación | Guerrero | Olinalá | CONACYT 2024 (oficial) | {"type":"Feature","properties":{},"geometry":{"type":"Point","coordinates":[-98.74151,17.75932]}}
S.E AYUTLA | Point | 115 kV | [5 empty] | En operación | Guerrero | Ayutla de los Libres | CONACYT 2024 (oficial) | {"type":"Feature","properties":{},"geometry":{"type":"Point","coordinates":[-99.09475,16.98572]}}
SE SAN MIGUEL | Point | 115 kV | [5 empty] | En operación | Guerrero | Malinaltepec | CONACYT 2024 (oficial) | {"type":"Feature","properties":{},"geometry":{"type":"Point","coordinates":[-98.68677,17.25481]}}
SE PE GEM | Point | 115 kV | [5 empty] | En operación | Chiapas | Arriaga | CONACYT 2024 (oficial) | {"type":"Feature","properties":{},"geometry":{"type":"Point","coordinates":[-93.93009,16.15686]}}
SE PE EOLICA DE ARRIAGA | Point | 115 kV | [5 empty] | En operación | Chiapas | Arriaga | CONACYT 2024 (oficial) | {"type":"Feature","properties":{},"geometry":{"type":"Point","coordinates":[-93.94411,16.18835]}}
SE TRINATARIA | Point | 115 kV | [5 empty] | En operación | Chiapas | La Trinitaria | CONACYT 2024 (oficial) | {"type":"Feature","properties":{},"geometry":{"type":"Point","coordinates":[-92.06873,16.13732]}}
NO DEFINIDO | Point | 115 kV | [5 empty] | En operación | Chiapas | Acala | CONACYT 2024 (oficial) | {"type":"Feature","properties":{},"geometry":{"type":"Point","coordinates":[-92.77514,16.55667]}}
NO DEFINIDO | Point | 115 kV | [5 empty] | En operación | Tabasco | Centro | CONACYT 2024 (oficial) | {"type":"Feature","properties":{},"geometry":{"type":"Point","coordinates":[-93.00799,17.94415]}}
SE ZACATEPEC | Point | 115 kV | [5 empty] | En operación | Puebla | Oriental | CONACYT 2024 (oficial) | {"type":"Feature","properties":{},"geometry":{"type":"Point","coordinates":[-97.53303,19.26447]}}
S.E ATOTONILCO | Point | 115 kV | [5 empty] | En operación | Hidalgo | Atotonilco el Grande | CONACYT 2024 (oficial) | {"type":"Feature","properties":{},"geometry":{"type":"Point","coordinates":[-98.63343,20.24861]}}
NO DEFINIDO | Point | 115 kV | [5 empty] | En operación | Guanajuato | San Luis de la Paz | CONACYT 2024 (oficial) | {"type":"Feature","properties":{},"geometry":{"type":"Point","coordinates":[-100.36395,21.63123]}}
NO DEFINIDO | Point | 115 kV | [5 empty] | En operación | Durango | Durango | CONACYT 2024 (oficial) | {"type":"Feature","properties":{},"geometry":{"type":"Point","coordinates":[-104.7224,23.53341]}}
SE MINA SAN JULIAN | Point | 115 kV | [5 empty] | En operación | Chihuahua | Guadalupe y Calvo | CONACYT 2024 (oficial) | {"type":"Feature","properties":{},"geometry":{"type":"Point","coordinates":[-106.50286,26.03323]}}
SE MINA DOLORES | Point | 115 kV | [5 empty] | En operación | Chihuahua | Madera | CONACYT 2024 (oficial) | {"type":"Feature","properties":{},"geometry":{"type":"Point","coordinates":[-108.53473,28.99215]}}
NO DEFINIDO | Point | 115 kV | [5 empty] | En operación | Chihuahua | Ahumada | CONACYT 2024 (oficial) | {"type":"Feature","properties":{},"geometry":{"type":"Point","coordinates":[-105.94494,30.07325]}}
NO DEFINIDO | Point | 115 kV | [5 empty] | En operación | Chihuahua | Ahumada | CONACYT 2024 (oficial) | {"type":"Feature","properties":{},"geometry":{"type":"Point","coordinates":[-106.18015,29.85725]}}
NO DEFINIDO | Point | 115 kV | [5 empty] | En operación | Chihuahua | Buenaventura | CONACYT 2024 (oficial) | {"type":"Feature","properties":{},"geometry":{"type":"Point","coordinates":[-107.35937,30.70795]}}
NO DEFINIDO | Point | 115 kV | [5 empty] | En operación | Chihuahua | Carichí | CONACYT 2024 (oficial) | {"type":"Feature","properties":{},"geometry":{"type":"Point","coordinates":[-107.0185,28.01704]}}
NO DEFINIDO | Point | 115 kV | [5 empty] | En operación | Sonora | Hermosillo | CONACYT 2024 (oficial) | {"type":"Feature","properties":{},"geometry":{"type":"Point","coordinates":[-110.88849,29.27891]}}
SE FRESNILLO MINA LA HERRADURA | Point | 115 kV | [5 empty] | En operación | Sonora | Caborca | CONACYT 2024 (oficial) | {"type":"Feature","properties":{},"geometry":{"type":"Point","coordinates":[-112.84626,31.14947]}}
NO DEFINIDO | Point | 115 kV | [5 empty] | En operación | México | Temoaya | CONACYT 2024 (oficial) | {"type":"Feature","properties":{},"geometry":{"type":"Point","coordinates":[-99.6297,19.46016]}}
NO DEFINIDO | Point | 115 kV | [5 empty] | En operación | México | Almoloya de Juárez | CONACYT 2024 (oficial) | {"type":"Feature","properties":{},"geometry":{"type":"Point","coordinates":[-99.70697,19.46478]}}
NO DEFINIDO | Point | 115 kV | [5 empty] | En operación | Michoacán de Ocampo | Charo | CONACYT 2024 (oficial) | {"type":"Feature","properties":{},"geometry":{"type":"Point","coordinates":[-100.96277,19.64293]}}
NO DEFINIDO | Point | 115 kV | [5 empty] | En operación | México | Toluca | CONACYT 2024 (oficial) | {"type":"Feature","properties":{},"geometry":{"type":"Point","coordinates":[-99.57655,19.32818]}}
NO DEFINIDO | Point | 115 kV | [5 empty] | En operación | Michoacán de Ocampo | Tzintzuntzan | CONACYT 2024 (oficial) | {"type":"Feature","properties":{},"geometry":{"type":"Point","coordinates":[-101.52477,19.61888]}}
NO DEFINIDO | Point | 115 kV | [5 empty] | En operación | Michoacán de Ocampo | Marcos Castellanos | CONACYT 2024 (oficial) | {"type":"Feature","properties":{},"geometry":{"type":"Point","coordinates":[-102.9562,20.00685]}}
SE MINA DEL TORO | Point | 115 kV | [5 empty] | En operación | Zacatecas | Chalchihuites | CONACYT 2024 (oficial) | {"type":"Feature","properties":{},"geometry":{"type":"Point","coordinates":[-103.86725,23.47188]}}
NO DEFINIDO | Point | 115 kV | [5 empty] | En operación | Zacatecas | Chalchihuites | CONACYT 2024 (oficial) | {"type":"Feature","properties":{},"geometry":{"type":"Point","coordinates":[-103.87443,23.48752]}}
SE VILLA DE GUADALUPE | Point | 115 kV | [5 empty] | En operación | Sonora | Bácum | CONACYT 2024 (oficial) | {"type":"Feature","properties":{},"geometry":{"type":"Point","coordinates":[-110.1175,27.24623]}}
NO DEFINIDO | Point | 115 kV | [5 empty] | En operación | Sonora | Benito Juárez | CONACYT 2024 (oficial) | {"type":"Feature","properties":{},"geometry":{"type":"Point","coordinates":[-109.76988,27.11957]}}
NO DEFINIDO | Point | 115 kV | [5 empty] | En operación | Sinaloa | Ahome | CONACYT 2024 (oficial) | {"type":"Feature","properties":{},"geometry":{"type":"Point","coordinates":[-109.16931,25.90628]}}
L.T. HIGUERILLA - ALIMEX | LineString | 69 kV |  | 0.84 km | 69kV - 1C - .83 - KM - 477ACSR - PA | [5 empty] | CONACYT 2024 (oficial) | {"type":"Feature","properties":{},"geometry":{"type":"LineString","coordinates":[[-103.35674,20.63226],[-103.35513,20.63782]]}}
L.T. HUACANA - PURUARAN 63110 | LineString | 69 kV |  | 35.12 km | 69kV - 35.5km - 477ACSR | [5 empty] | CONACYT 2024 (oficial) | {"type":"Feature","properties":{},"geometry":{"type":"LineString","coordinates":[[-101.53203,19.08819],[-101.5549,19.07578],[-101.60819,19.05947],[-101.61813,19.05091],[-101.64751,19.04753],[-101.66708,19.04157],[-101.73812,19.00724],[-101.75742,18.99627],[-101.76282,18.96612],[-101.81215,18.95294]]}}
L.T. ACATLÁN - BUGAMBILIAS SWITCHEO SAN AGUSTIN 63820 | LineString | 69 kV |  | 24.59 km | 69kV - 1C - 0.12km - 477ACSR - TA - PA - PC | [5 empty] | CONACYT 2024 (oficial) | {"type":"Feature","properties":{},"geometry":{"type":"LineString","coordinates":[[-103.44236,20.57559],[-103.44023,20.57337],[-103.43434,20.56686],[-103.45325,20.55519],[-103.46363,20.55937],[-103.47516,20.54384],[-103.49411,20.50773],[-103.50163,20.47668],[-103.52246,20.45909],[-103.53795,20.44036],[-103.55595,20.43574],[-103.55991,20.41802],[-103.56035,20.41765]]}}
L.T. ATEQUIZA - EUZKADI TAP ENVASES UNIVERSALES (JALISCO) | LineString | 69 kV |  | 0.34 km | 69kV - 1C - 0.335km - 266ACSR - PA | [5 empty] | CONACYT 2024 (oficial) | {"type":"Feature","properties":{},"geometry":{"type":"LineString","coordinates":[[-103.23646,20.48748],[-103.23731,20.48899],[-103.23763,20.4893],[-103.23849,20.48967]]}}
L.T. TESISTAN - ZOQUIPAN 63940 | LineString | 69 kV |  | 17.2 km | 69kV - 2C - 17.22km - 795ACSR - PA - - MISMA - LI | [5 empty] | CONACYT 2024 (oficial) | {"type":"Feature","properties":{},"geometry":{"type":"LineString","coordinates":[[-103.37855,20.72511],[-103.37857,20.72586],[-103.37622,20.7341],[-103.37462,20.74475],[-103.38844,20.74532],[-103.39423,20.75776],[-103.41938,20.77045],[-103.47059,20.77245],[-103.50109,20.7853],[-103.50232,20.78613],[-103.50271,20.78646]]}}
L.T. CHILPANCINGO - COLOTLIPA | LineString | 69 kV |  | 40.78 km | 69 KV-1C-40.76 Km-266 ACSR-TA/PM | [5 empty] | CONACYT 2024 (oficial) | {"type":"Feature","properties":{},"geometry":{"type":"LineString","coordinates":[[-99.16293,17.40869],[-99.20136,17.41798],[-99.25945,17.42212],[-99.29097,17.44145],[-99.33532,17.47647],[-99.37142,17.47846],[-99.45344,17.48999],[-99.46611,17.49509],[-99.47909,17.51326],[-99.50122,17.53636]]}}
L.T. EMILIANO ZAPATA - XOCHICALCO | LineString | 85 kV |  | 34.34 km | 85 KV-2C-34.32 Km-795 ACSR-TA | [5 empty] | CONACYT 2024 (oficial) | {"type":"Feature","properties":{},"geometry":{"type":"LineString","coordinates":[[-99.20393,18.84605],[-99.21744,18.84769],[-99.20943,18.81318],[-99.20848,18.79267],[-99.23849,18.74744],[-99.25038,18.70786],[-99.33871,18.67242],[-99.34902,18.69547],[-99.36455,18.72103]]}}
L.T. JABIL TAP TESISTÁN - ACUEDUCTO | LineString | 69 kV |  | 0.18 km | 69kV - 1C - 0.18km - 795ACSR - TA - PA | [5 empty] | CONACYT 2024 (oficial) | {"type":"Feature","properties":{},"geometry":{"type":"LineString","coordinates":[[-103.39983,20.74196],[-103.39939,20.74073]]}}
LT METROPOLI - SEMINARIO | LineString | 69 kV |  | 13.16 km | 69 KV - 1C - 13.15 KM - 795 ACSR-TA | [5 empty] | CONACYT 2024 (oficial) | {"type":"Feature","properties":{},"geometry":{"type":"LineString","coordinates":[[-116.87748,32.44499],[-116.87692,32.44451],[-116.87904,32.42894],[-116.87863,32.42704],[-116.90939,32.4222],[-116.92777,32.43996],[-116.93618,32.44899],[-116.92544,32.47088],[-116.92547,32.47135]]}}
L.T. LAS PINTAS - FERTIMEX 63750 | LineString | 69 kV |  | 1.79 km | 69kV - 1C - 1.78km - 266ACSR - TA - PA | [5 empty] | CONACYT 2024 (oficial) | {"type":"Feature","properties":{},"geometry":{"type":"LineString","coordinates":[[-103.35259,20.57681],[-103.36334,20.5733]]}}
L.T. ATEQUIZA - CASTILLO 63030 | LineString | 69 kV |  | 3.16 km | 69kV - 1C/2C - 3.17km - 477ACSR - PA | [5 empty] | CONACYT 2024 (oficial) | {"type":"Feature","properties":{},"geometry":{"type":"LineString","coordinates":[[-103.24654,20.49545],[-103.23819,20.4888],[-103.23646,20.48748],[-103.23276,20.47942],[-103.23674,20.47917],[-103.23643,20.47705]]}}
L.T. ACATLÁN - SANTA CRUZ 63800 | LineString | 69 kV |  | 12.06 km | 69kV - 1C - 12km - 795ACSR - TA - PA | [5 empty] | CONACYT 2024 (oficial) | {"type":"Feature","properties":{},"geometry":{"type":"LineString","coordinates":[[-103.48189,20.49121],[-103.48187,20.49112],[-103.52519,20.43634],[-103.55221,20.42907],[-103.55968,20.41793],[-103.56031,20.4176]]}}
L.T. GUADALAJARA I - EL SOL 63210 | LineString | 69 kV |  | 5.3 km | 69kV - 2C - 5.31km - 477ACSR - TA - PA - PC - SUBT | [5 empty] | CONACYT 2024 (oficial) | {"type":"Feature","properties":{},"geometry":{"type":"LineString","coordinates":[[-103.42981,20.64128],[-103.42978,20.64139],[-103.43797,20.61664],[-103.42069,20.60439],[-103.42095,20.6037]]}}
L.T. GUADALAJARA I - FRESNO 63130 | LineString | 69 kV |  | 8.33 km | 69kV - 1C - 8.34km - 477ACSR - PM - PA - PC | [5 empty] | CONACYT 2024 (oficial) | {"type":"Feature","properties":{},"geometry":{"type":"LineString","coordinates":[[-103.37272,20.65296],[-103.37271,20.65306],[-103.37246,20.65292],[-103.41398,20.62555],[-103.42403,20.61242],[-103.42057,20.60375]]}}
L.T. GUADALAJARA I - HIGUERILLA 63180 | LineString | 69 kV |  | 10.87 km | 69kV - 1C/2C - 4.65km - 477ACSR - + - 6.22km - 795 | [5 empty] | CONACYT 2024 (oficial) | {"type":"Feature","properties":{},"geometry":{"type":"LineString","coordinates":[[-103.3551,20.6379],[-103.35493,20.63822],[-103.36405,20.6199],[-103.3683,20.5997],[-103.37974,20.59081],[-103.40673,20.59755],[-103.41896,20.60478],[-103.42055,20.60374]]}}
L.T. MIRAVALLE - ALAMOS | LineString | 69 kV |  | 11.77 km | 69kV - 1C/2C - 11.79km - 477ACSR - TA - PA | [5 empty] | CONACYT 2024 (oficial) | {"type":"Feature","properties":{},"geometry":{"type":"LineString","coordinates":[[-103.36131,20.61508],[-103.36145,20.6146],[-103.36154,20.58626],[-103.36001,20.58591],[-103.32376,20.60128],[-103.31379,20.62765],[-103.31616,20.63301],[-103.31766,20.63383],[-103.31741,20.63436]]}}
L.T. HIGUERILLA - MICONSA | LineString | 69 kV |  | 2.47 km | 69kV - 1C - 2.47 - KM - 477ACSR - PA | [5 empty] | CONACYT 2024 (oficial) | {"type":"Feature","properties":{},"geometry":{"type":"LineString","coordinates":[[-103.33993,20.62878],[-103.35513,20.63786]]}}
L.T. ALAMOS - ZALATITAN | LineString | 69 kV |  | 11.35 km | 69kV - 1C/4C - 11.3km - 477ACSR - PA | [5 empty] | CONACYT 2024 (oficial) | {"type":"Feature","properties":{},"geometry":{"type":"LineString","coordinates":[[-103.26355,20.65661],[-103.26497,20.61659],[-103.26631,20.61849],[-103.27619,20.62209],[-103.29697,20.62867],[-103.31379,20.62765],[-103.31616,20.63301],[-103.31697,20.63361]]}}
L.T. ZALATITLÁN - PENAL | LineString | 69 kV |  | 8.69 km | 69kV - 2C - 8.67km - 477ACSR - PA | [5 empty] | CONACYT 2024 (oficial) | {"type":"Feature","properties":{},"geometry":{"type":"LineString","coordinates":[[-103.31133,20.67126],[-103.31026,20.67104],[-103.30209,20.66674],[-103.30047,20.66451],[-103.28687,20.66623],[-103.27231,20.67425],[-103.26191,20.67264],[-103.2621,20.6703],[-103.26198,20.667],[-103.26684,20.66348],[-103.2678,20.66226],[-103.26809,20.66057],[-103.26753,20.65646],[-103.26357,20.65666]]}}
L.T. ZALATITLÁN - GUADALAJARA OTE. 63330 | LineString | 69 kV |  | 7.08 km | 69kV - 2C - 7.07km - 795ACSR - PA | [5 empty] | CONACYT 2024 (oficial) | {"type":"Feature","properties":{},"geometry":{"type":"LineString","coordinates":[[-103.26357,20.65672],[-103.26753,20.65646],[-103.26809,20.66057],[-103.2678,20.66226],[-103.26684,20.66348],[-103.26198,20.667],[-103.24748,20.66591],[-103.2334,20.6575],[-103.23639,20.64588],[-103.23607,20.6456]]}}
L.T. GUADALAJARA OTE. - COLIMILLA | LineString | 69 kV |  | 7.89 km | 69kV - 1C - 7.89km - 795ACSR - PA - TA | [5 empty] | CONACYT 2024 (oficial) | {"type":"Feature","properties":{},"geometry":{"type":"LineString","coordinates":[[-103.24469,20.70065],[-103.24634,20.68435],[-103.2321,20.66292],[-103.23596,20.64586]]}}
L.T. NUEVA HUENTITÁN - COLIMILLA | LineString | 69 kV |  | 6.75 km | 69kV - 1C - 6.75km - 4/0 - KCM - TA | [5 empty] | CONACYT 2024 (oficial) | {"type":"Feature","properties":{},"geometry":{"type":"LineString","coordinates":[[-103.24483,20.70061],[-103.27669,20.70119],[-103.28974,20.71414],[-103.29196,20.72467],[-103.29245,20.72586]]}}
L.T. MOJONERA - EL PINAR 63470 | LineString | 69 kV |  | 6.92 km | 69kV - 1C/2C - 7km - 795ACSR - PA | [5 empty] | CONACYT 2024 (oficial) | {"type":"Feature","properties":{},"geometry":{"type":"LineString","coordinates":[[-103.45482,20.71874],[-103.45504,20.71874],[-103.45545,20.71847],[-103.46023,20.70252],[-103.49735,20.72574],[-103.49748,20.72576]]}}
L.T. FRESNO - PRAXAIR 63250 | LineString | 69 kV |  | 1.2 km | 69kV - 1C - 1.20km - 3/0 - KCM - PA | [5 empty] | CONACYT 2024 (oficial) | {"type":"Feature","properties":{},"geometry":{"type":"LineString","coordinates":[[-103.36623,20.64678],[-103.37246,20.65292],[-103.37271,20.65306],[-103.37277,20.65299]]}}
L.T. TÉRMICA ZAPOPAN - MOJONERA | LineString | 69 kV |  | 7.59 km | 69kV - 1C/2C - 7.5km - 795ACSR - TA - PA | [5 empty] | CONACYT 2024 (oficial) | {"type":"Feature","properties":{},"geometry":{"type":"LineString","coordinates":[[-103.41487,20.67939],[-103.41532,20.67946],[-103.41584,20.67963],[-103.41606,20.67862],[-103.45623,20.69742],[-103.46023,20.70252],[-103.45545,20.71847],[-103.45504,20.71874],[-103.45485,20.71872]]}}
L.T. TÉRMICA ZAPOPAN - EL SOL 63110 | LineString | 69 kV |  | 4.55 km | 69kV - 1C - 4.6km - 477ACSR - PA - TA - PC - SUBTE | [5 empty] | CONACYT 2024 (oficial) | {"type":"Feature","properties":{},"geometry":{"type":"LineString","coordinates":[[-103.42971,20.64128],[-103.41495,20.67939]]}}
L.T. EL SOL - IFISA (KODAK) | LineString | 69 kV |  | 2.21 km | 69kV - 1C - 2.21 - KM - 477ACSR - 63180 - TA - PA | [5 empty] | CONACYT 2024 (oficial) | {"type":"Feature","properties":{},"geometry":{"type":"LineString","coordinates":[[-103.41772,20.64781],[-103.41779,20.64788],[-103.42954,20.64158],[-103.42965,20.64128]]}}
L.T. GUADALAJARA I - MIRAVALLE 63170 | LineString | 69 kV |  | 10.07 km | 69kV - 2C - 10.09km - 477ACSR - TA | [5 empty] | CONACYT 2024 (oficial) | {"type":"Feature","properties":{},"geometry":{"type":"LineString","coordinates":[[-103.36132,20.61509],[-103.36145,20.6146],[-103.36154,20.58626],[-103.37974,20.59081],[-103.40673,20.59755],[-103.41896,20.60478],[-103.42087,20.60368]]}}
L.T. TOLUQUILLA TAP GUADALAJARA I - MIRAVALLE | LineString | 69 kV |  | 0.26 km | 69kV - 1C - 0.26km - 477ACSR - TA - PA | [5 empty] | CONACYT 2024 (oficial) | {"type":"Feature","properties":{},"geometry":{"type":"LineString","coordinates":[[-103.39761,20.59414],[-103.39581,20.59482]]}}
L.T. PHILLIPS TAP GUADALAJARA I - MIRAVALLE | LineString | 69 kV |  | 1.03 km | 69kV - 1C/2C - 1.03km - 477ACSR - TA - PA - PM | [5 empty] | CONACYT 2024 (oficial) | {"type":"Feature","properties":{},"geometry":{"type":"LineString","coordinates":[[-103.40673,20.59755],[-103.40786,20.60543]]}}
L.T. GUADALAJARA II - LAS PINTAS 63739 | LineString | 69 kV |  | 8.37 km | 69kV - 1C - 8.4km - 63739 - PA - PC - PM | [5 empty] | CONACYT 2024 (oficial) | {"type":"Feature","properties":{},"geometry":{"type":"LineString","coordinates":[[-103.36338,20.57312],[-103.33318,20.56961],[-103.31803,20.56336],[-103.29713,20.56506],[-103.28764,20.56097]]}}
L.T. GUADALAJARA II - PUENTE GRANDE 66880 | LineString | 69 kV |  | 20.51 km | 69kV - 2C - 7.3km - 477ACSR - 13 - 1/0 - TA - | [5 empty] | CONACYT 2024 (oficial) | {"type":"Feature","properties":{},"geometry":{"type":"LineString","coordinates":[[-103.14759,20.57782],[-103.26688,20.61701],[-103.27351,20.60152],[-103.28269,20.56112],[-103.28774,20.56078]]}}
L.T. GUADALAJARA NORTE - EXPERIENCIA | LineString | 69 kV |  | 9.26 km | 69kV - 1C/2C - 9.25km - 795ACSR - PA | [5 empty] | CONACYT 2024 (oficial) | {"type":"Feature","properties":{},"geometry":{"type":"LineString","coordinates":[[-103.33485,20.71167],[-103.33474,20.71191],[-103.33521,20.71363],[-103.34116,20.71468],[-103.34571,20.71692],[-103.34182,20.73607],[-103.34119,20.73588],[-103.33449,20.76248],[-103.35056,20.77636],[-103.35026,20.77695]]}}
L.T. GUADALAJARA OTE. - PENAL 63380 | LineString | 69 kV |  | 11.96 km | 69kV - 2C - 12km - 795ACSR - PA | [5 empty] | CONACYT 2024 (oficial) | {"type":"Feature","properties":{},"geometry":{"type":"LineString","coordinates":[[-103.3113,20.67133],[-103.31026,20.67104],[-103.30209,20.66674],[-103.30047,20.66451],[-103.28687,20.66623],[-103.27231,20.67425],[-103.26191,20.67264],[-103.2621,20.6703],[-103.26198,20.667],[-103.24748,20.66591],[-103.2334,20.6575],[-103.23639,20.64588],[-103.23601,20.64573]]}}
L.T. HIGUERILLA - ALAMOS 63340 | LineString | 69 kV |  | 16.49 km | 69kV - 1C/2C - 10km - 477ACSR - + - 7km - 795 - 47 | [5 empty] | CONACYT 2024 (oficial) | {"type":"Feature","properties":{},"geometry":{"type":"LineString","coordinates":[[-103.35493,20.63822],[-103.36405,20.6199],[-103.3683,20.5997],[-103.37974,20.59081],[-103.36001,20.58591],[-103.32376,20.60128],[-103.31379,20.62765],[-103.31616,20.63301],[-103.31766,20.63383],[-103.31741,20.63436]]}}
L.T. MOJONERA - FLEXT | LineString | 69 kV |  | 2.58 km | 69kV - 1C/2C - 2.56km - 477ACSR - TA - PA | [5 empty] | CONACYT 2024 (oficial) | {"type":"Feature","properties":{},"geometry":{"type":"LineString","coordinates":[[-103.44842,20.74081],[-103.4547,20.71906]]}}
L.T. PENAL - TREN LIGERO 63450 | LineString | 69 kV |  | 0.72 km | 69kV - 2C - 0.7km - 477ACSR - PA | [5 empty] | CONACYT 2024 (oficial) | {"type":"Feature","properties":{},"geometry":{"type":"LineString","coordinates":[[-103.31384,20.66745],[-103.31374,20.66777],[-103.31295,20.67195],[-103.31154,20.6713]]}}
L.T. GUADALAJARA NORTE - NUEVA HUENTITÁN 63280 | LineString | 69 kV |  | 10.44 km | 69kV - 1C/2C - 10.44km - 795ACSR - PA | [5 empty] | CONACYT 2024 (oficial) | {"type":"Feature","properties":{},"geometry":{"type":"LineString","coordinates":[[-103.2925,20.72591],[-103.3392,20.74042],[-103.33449,20.76248],[-103.35056,20.77636],[-103.35026,20.7769]]}}
L.T. PONCITLAN II - CUITZEO 63550 | LineString | 69 kV |  | 18.08 km | 69kV - 1C - 18km - 477ACSR - TA | [5 empty] | CONACYT 2024 (oficial) | {"type":"Feature","properties":{},"geometry":{"type":"LineString","coordinates":[[-102.94634,20.37993],[-102.92725,20.37539],[-102.90585,20.36341],[-102.84404,20.36431],[-102.82685,20.36468],[-102.78447,20.34417]]}}
L.T. PONCITLAN II - CUITZEO TAP EMMAN | LineString | 69 kV |  | 0.01 km | 69kV - 1C - 0.016km - 477ACSR - PA | [5 empty] | CONACYT 2024 (oficial) | {"type":"Feature","properties":{},"geometry":{"type":"LineString","coordinates":[[-102.84412,20.36426],[-102.84404,20.36431]]}}
L.T. TESISTÁN - ACUEDUCTO | LineString | 69 kV |  | 17.86 km | 69kV - 1C/2C - 14.2km - 795ACSR - + - 3km - 266ACS | [5 empty] | CONACYT 2024 (oficial) | {"type":"Feature","properties":{},"geometry":{"type":"LineString","coordinates":[[-103.41156,20.72395],[-103.41175,20.72384],[-103.41115,20.73619],[-103.38853,20.74545],[-103.39414,20.75772],[-103.42125,20.77064],[-103.47059,20.77245],[-103.50277,20.78639]]}}
L.T. TRIQUEST TAP TESISTAN - ZOQUIPAN | LineString | 69 kV |  | 0.01 km | 69kV - 0.012km - 477ACSR - PA | [5 empty] | CONACYT 2024 (oficial) | {"type":"Feature","properties":{},"geometry":{"type":"LineString","coordinates":[[-103.37634,20.7341],[-103.37622,20.7341]]}}
L.T. TESISTAN - ZOQUIPAN 63940 | LineString | 69 kV |  | 17.2 km | 69kV - 2C - 17.22km - 795ACSR - PA | [5 empty] | CONACYT 2024 (oficial) | {"type":"Feature","properties":{},"geometry":{"type":"LineString","coordinates":[[-103.37869,20.72516],[-103.37857,20.72586],[-103.37622,20.7341],[-103.37462,20.74475],[-103.38844,20.74532],[-103.39423,20.75776],[-103.41938,20.77045],[-103.47059,20.77245],[-103.50109,20.7853],[-103.50232,20.78613],[-103.50266,20.78654]]}}
L.T. EXPERIENCIA - TESISTAN 63960 | LineString | 69 kV |  | 22.53 km | 69kV - 1C/2C - 22.53km - 795ACSR - PA | [5 empty] | CONACYT 2024 (oficial) | {"type":"Feature","properties":{},"geometry":{"type":"LineString","coordinates":[[-103.33481,20.71167],[-103.33474,20.71191],[-103.33521,20.71363],[-103.34116,20.71468],[-103.34571,20.71692],[-103.34182,20.73607],[-103.34119,20.73588],[-103.37462,20.74475],[-103.38844,20.74532],[-103.39423,20.75776],[-103.41938,20.77045],[-103.47059,20.77245],[-103.50109,20.7853],[-103.50275,20.78642]]}}
L.T. ACUEDUCTO - TERMICA ZAPOPAN 6393A | LineString | 69 kV |  | 6.14 km | 69kV - 1C - 6.1km - 477ACSR - TA - PA | [5 empty] | CONACYT 2024 (oficial) | {"type":"Feature","properties":{},"geometry":{"type":"LineString","coordinates":[[-103.41485,20.67954],[-103.41532,20.67946],[-103.41584,20.67963],[-103.41606,20.67862],[-103.42005,20.6873],[-103.41175,20.72384],[-103.41154,20.72389]]}}
L.T. VITECH TAP GUADALAJARA I - MIRAVALLE | LineString | 69 kV |  | 0.02 km | 69kV - 1C - 0.02km - 477ACSR - TA - PM - PA | [5 empty] | CONACYT 2024 (oficial) | {"type":"Feature","properties":{},"geometry":{"type":"LineString","coordinates":[[-103.40777,20.60554],[-103.40773,20.60539]]}}
L.T. TITAN TAP GUADALAJARA I - MIRAVALLE | LineString | 69 kV |  | 1.23 km | 69kV - 1C - 1.2km - 477ACSR - TA - PM | [5 empty] | CONACYT 2024 (oficial) | {"type":"Feature","properties":{},"geometry":{"type":"LineString","coordinates":[[-103.38874,20.58378],[-103.39054,20.59351]]}}
L.T. GUADALAJARA I - SANTA CRUZ 63870 | LineString | 69 kV |  | 14.83 km | 69kV - 1C - 14.83km - 795ACSR - PA - TA - | [5 empty] | CONACYT 2024 (oficial) | {"type":"Feature","properties":{},"geometry":{"type":"LineString","coordinates":[[-103.48221,20.49139],[-103.48189,20.49121],[-103.48187,20.49112],[-103.4589,20.53407],[-103.45325,20.55519],[-103.43061,20.56867],[-103.42602,20.58805],[-103.42099,20.60441],[-103.42117,20.60377]]}}
L.T. ATEQUIZA - EL SALTO | LineString | 69 kV |  | 8.16 km | 69kV - 1C/2C - 8.14 - KM - 477ACSR - PA | [5 empty] | CONACYT 2024 (oficial) | {"type":"Feature","properties":{},"geometry":{"type":"LineString","coordinates":[[-103.25263,20.52992],[-103.24578,20.52182],[-103.23082,20.49875],[-103.2257,20.48769],[-103.23642,20.47722]]}}
L.T. TÉRMICA ZAPOPAN - VIDRIERA 63250 | LineString | 69 kV |  | 0.26 km | 69kV - 1C - .26km - 3/0 - KCM - SUBTERRANEA | [5 empty] | CONACYT 2024 (oficial) | {"type":"Feature","properties":{},"geometry":{"type":"LineString","coordinates":[[-103.41588,20.68102],[-103.41584,20.67963],[-103.41482,20.67965]]}}
L.T. SANTA ROSA - LA VENTA 63970 | LineString | 69 kV |  | 28.65 km | 69kV - 2C - 28.65km - 477ACSR - TA | [5 empty] | CONACYT 2024 (oficial) | {"type":"Feature","properties":{},"geometry":{"type":"LineString","coordinates":[[-103.56945,20.72896],[-103.5696,20.7286],[-103.57784,20.73072],[-103.67558,20.76414],[-103.70976,20.8118],[-103.70642,20.90623]]}}
L.T. AMATITLAN TAP TALA - SANTA ROSA | LineString | 69 kV |  | 2.24 km | 69kV - 1C - 2.23km - 1/0 - CU - 6398B - TA | [5 empty] | CONACYT 2024 (oficial) | {"type":"Feature","properties":{},"geometry":{"type":"LineString","coordinates":[[-103.72948,20.82257],[-103.70968,20.81492]]}}
L.T. TALA - SANTA ROSA 63980 | LineString | 69 kV |  | 36.59 km | 69kV - 2C - 36.58km - 477ACSR - TA | [5 empty] | CONACYT 2024 (oficial) | {"type":"Feature","properties":{},"geometry":{"type":"LineString","coordinates":[[-103.71194,20.67047],[-103.7118,20.67048],[-103.70963,20.67092],[-103.69427,20.68195],[-103.68643,20.70207],[-103.66403,20.70963],[-103.61772,20.74433],[-103.67558,20.76414],[-103.70976,20.8118],[-103.70642,20.90623]]}}
L.T. TEQUILA II - SANTA ROSA 63990 | LineString | 69 kV |  | 14.49 km | 69kV - 1C - 14.52km - 477ACSR - TA | [5 empty] | CONACYT 2024 (oficial) | {"type":"Feature","properties":{},"geometry":{"type":"LineString","coordinates":[[-103.83779,20.91171],[-103.83944,20.91001],[-103.7305,20.90258],[-103.71152,20.90015],[-103.70651,20.90622]]}}
L.T. GUADALAJARA II - LECHERA | LineString | 69 kV |  | 10.59 km | 69kV - 1C - 16.3km - 785ACSR - 63410 - PA - PC - P | [5 empty] | CONACYT 2024 (oficial) | {"type":"Feature","properties":{},"geometry":{"type":"LineString","coordinates":[[-103.28761,20.56106],[-103.28979,20.58379],[-103.30925,20.61682],[-103.32312,20.62408],[-103.33074,20.636]]}}
L.T. TAPEIXTLES DIST. - PELETIZADORA 63720 | LineString | 69 kV |  | 0.9 km | 69kV - 1C - 0.85km - 477ACSR - TA | [5 empty] | CONACYT 2024 (oficial) | {"type":"Feature","properties":{},"geometry":{"type":"LineString","coordinates":[[-104.27567,19.08646],[-104.27329,19.07988]]}}
L.T. ACATLÁN - TECOLOTLÁN | LineString | 69 kV |  | 60.08 km | 69kV - 2C - 27.5+32km - 477ACSR - TA - PA - PC | [5 empty] | CONACYT 2024 (oficial) | {"type":"Feature","properties":{},"geometry":{"type":"LineString","coordinates":[[-104.00543,20.20836],[-104.00314,20.20482],[-103.95399,20.24218],[-103.90178,20.29578],[-103.89215,20.35584],[-103.82855,20.38707],[-103.74414,20.42845],[-103.66829,20.45119],[-103.59625,20.4424],[-103.56682,20.42538],[-103.55991,20.41802],[-103.56049,20.41786]]}}
L.T. URUAPAN III - ZUMPIMITO 63210 | LineString | 69 kV |  | 1.47 km | 69kV - 2km - 477ACSR | [5 empty] | CONACYT 2024 (oficial) | {"type":"Feature","properties":{},"geometry":{"type":"LineString","coordinates":[[-102.07068,19.35694],[-102.06708,19.36002],[-102.06734,19.36007]]}}
L.T. PURUARAN - ARIO DE ROSALES 63120 (AISLADA EN 115 kV) | LineString | 69 kV |  | 21.86 km | 69kV - 38km - 266ACSR | [5 empty] | CONACYT 2024 (oficial) | {"type":"Feature","properties":{},"geometry":{"type":"LineString","coordinates":[[-101.67635,19.21944],[-101.62841,19.19797],[-101.59233,19.16634],[-101.58116,19.14347],[-101.56764,19.12718],[-101.53623,19.10365],[-101.5321,19.08873]]}}
L.T. NUEVA ITALIA - HUACANA 63650 | LineString | 69 kV |  | 41.69 km | 69kV - 42km - 3/0 - | [5 empty] | CONACYT 2024 (oficial) | {"type":"Feature","properties":{},"geometry":{"type":"LineString","coordinates":[[-101.8122,18.95299],[-101.81417,18.94759],[-101.8965,18.93554],[-101.91412,18.92981],[-101.95218,18.90541],[-101.95437,18.89779],[-101.98356,18.8822],[-102.03279,18.89872],[-102.07754,18.9691],[-102.08487,19.02235],[-102.08311,19.02641]]}}
L.T. NUEVA ITALIA - ANTUNEZ 63640 | LineString | 69 kV |  | 16.71 km | 69kV - 16km - 4/0 - | [5 empty] | CONACYT 2024 (oficial) | {"type":"Feature","properties":{},"geometry":{"type":"LineString","coordinates":[[-102.21615,19.00274],[-102.18812,18.99149],[-102.10177,18.99133],[-102.08332,19.02654]]}}
L.T. COBANO - ZUMPIMITO 63660 | LineString | 69 kV |  | 27.07 km | 69 kV 27.2 km 336 ACSR | [5 empty] | CONACYT 2024 (oficial) | {"type":"Feature","properties":{},"geometry":{"type":"LineString","coordinates":[[-102.07079,19.357],[-102.08011,19.36146],[-102.08714,19.344],[-102.08371,19.27697],[-102.07229,19.26763],[-102.04906,19.21459],[-102.03656,19.17127],[-102.02513,19.16112],[-102.01188,19.16598]]}}
L.T. COBANO - NUEVA ITALIA 63610 | LineString | 69 kV |  | 19.18 km | 69kV - 20km - 4/0 - | [5 empty] | CONACYT 2024 (oficial) | {"type":"Feature","properties":{},"geometry":{"type":"LineString","coordinates":[[-102.08272,19.0267],[-102.08697,19.06363],[-102.08392,19.0769],[-102.05716,19.09832],[-102.05321,19.13659],[-102.01169,19.16586]]}}
L.T. COBANO - NUEVA ITALIA 63620 | LineString | 69 kV |  | 19.2 km | 69kV - 20km - 4/0 - | [5 empty] | CONACYT 2024 (oficial) | {"type":"Feature","properties":{},"geometry":{"type":"LineString","coordinates":[[-102.08281,19.02676],[-102.08745,19.06266],[-102.08406,19.07704],[-102.05732,19.09843],[-102.05339,19.13686],[-102.01175,19.16589]]}}
L.T. COBANO - ARIO DE ROSALES (AISLADA EN 115 kV) | LineString | 69 kV |  | 125.19 km | 69kV - 38km - 477ACSR - | [5 empty] | CONACYT 2024 (oficial) | {"type":"Feature","properties":{},"geometry":{"type":"LineString","coordinates":[[-101.89116,19.17115],[-101.84611,19.17678],[-101.80485,19.17826],[-101.72554,19.22031],[-101.67687,19.21899],[-101.72554,19.22031],[-101.80485,19.17826],[-101.84611,19.17678],[-101.89116,19.17115],[-101.84611,19.17678],[-101.80485,19.17826],[-101.72554,19.22031],[-101.67687,19.21899],[-101.6764,19.21949]]}}
L.T. BOTELLO - ANGAMACUTIRO TAP ANGAMACUTIRO II | LineString | 69 kV |  | 20.54 km | 69kV - 214km - 266ACSR - 63310 | [5 empty] | CONACYT 2024 (oficial) | {"type":"Feature","properties":{},"geometry":{"type":"LineString","coordinates":[[-101.72327,20.15655],[-101.71966,20.11459],[-101.72006,20.08546],[-101.72431,20.05963],[-101.72412,20.03784],[-101.72983,19.98917],[-101.73642,19.979]]}}
L.T. ZUMPIMITO - TARETAN 63100 | LineString | 69 kV |  | 16.08 km | 69kV - 1C - 14km - 266ACSR | [5 empty] | CONACYT 2024 (oficial) | {"type":"Feature","properties":{},"geometry":{"type":"LineString","coordinates":[[-101.92073,19.33151],[-102.04091,19.35464],[-102.07079,19.357]]}}
L.T. SAN CLEMENTE TAP ACATLÁN - TECOLOTLÁN | LineString | 69 kV |  | 31.06 km | 69kV - 2C - 31km - 477ACSR - TA - PA - PC | [5 empty] | CONACYT 2024 (oficial) | {"type":"Feature","properties":{},"geometry":{"type":"LineString","coordinates":[[-104.00314,20.20482],[-104.036,20.18582],[-104.10592,20.08249],[-104.13396,20.08087],[-104.18979,20.08943],[-104.22814,20.07079]]}}
L.T. PARQUE INDUSTRIAL - ENVASES INOVATIVAS | LineString | 69 kV |  | 1.49 km | 69kV - 1C - 1.5 - KM - 477ACSR - PA | [5 empty] | CONACYT 2024 (oficial) | {"type":"Feature","properties":{},"geometry":{"type":"LineString","coordinates":[[-103.3159,20.56627],[-103.31652,20.57247],[-103.31404,20.57217],[-103.31264,20.56982],[-103.31235,20.56977]]}}
L.T. GUADALAJARA II - EL SALTO 63890 | LineString | 69 kV |  | 6.0 km | 69kV - 2C - 1km - 477 - ACS - + - 5km - 266ACSR - | [5 empty] | CONACYT 2024 (oficial) | {"type":"Feature","properties":{},"geometry":{"type":"LineString","coordinates":[[-103.25295,20.53],[-103.28028,20.56303],[-103.28762,20.56133],[-103.28783,20.56114]]}}
L.T. GUADALAJARA II - PARQUE INDUSTRIAL 63880 | LineString | 69 kV |  | 3.38 km | 69kV - 1C - 3.3km - 477ACSR - PA | [5 empty] | CONACYT 2024 (oficial) | {"type":"Feature","properties":{},"geometry":{"type":"LineString","coordinates":[[-103.31235,20.56977],[-103.31264,20.56982],[-103.31404,20.57217],[-103.30861,20.57122],[-103.29044,20.56247],[-103.28765,20.56099]]}}
L.T. BUGAMBILIAS - SIEMENS | LineString | 69 kV |  | 0.88 km | 69kV - 1C - 0.88km - 477ACSR - PA | [5 empty] | CONACYT 2024 (oficial) | {"type":"Feature","properties":{},"geometry":{"type":"LineString","coordinates":[[-103.44242,20.58167],[-103.44324,20.57601],[-103.44272,20.57561],[-103.44234,20.57571]]}}
L.T. BUGAMBILIAS - SOLECTRÓN | LineString | 69 kV |  | 0.4 km | 69kV - 1C - 0.39km - 477ACSR - PA | [5 empty] | CONACYT 2024 (oficial) | {"type":"Feature","properties":{},"geometry":{"type":"LineString","coordinates":[[-103.44409,20.57833],[-103.44324,20.57601],[-103.44272,20.57561],[-103.44234,20.57566]]}}
L.T. ZOQUIPAN - ALAMEDA 63240 | LineString | 69 kV |  | 7.99 km | 69kV - 2C - 7.46km - 477ACSR - PA - SUBTERRANEA | [5 empty] | CONACYT 2024 (oficial) | {"type":"Feature","properties":{},"geometry":{"type":"LineString","coordinates":[[-103.34279,20.67958],[-103.34277,20.67965],[-103.34435,20.67977],[-103.35007,20.6961],[-103.37817,20.71417],[-103.37878,20.7253],[-103.37882,20.72522]]}}
L.T. ACATLÁN - CATARINA 63850 | LineString | 69 kV |  | 13.86 km | 69kV - 1C - 13.86km - 477ACSR - PC | [5 empty] | CONACYT 2024 (oficial) | {"type":"Feature","properties":{},"geometry":{"type":"LineString","coordinates":[[-103.59458,20.30946],[-103.59135,20.31984],[-103.59373,20.38156],[-103.57077,20.41469],[-103.56017,20.41741]]}}
L.T. SCI TAP CASTILLO - GUADALAJARA II | LineString | 69 kV |  | 0.06 km | 69kV - 1C - 0.064KM - 477ACSR - PA | [5 empty] | CONACYT 2024 (oficial) | {"type":"Feature","properties":{},"geometry":{"type":"LineString","coordinates":[[-103.27391,20.50336],[-103.27351,20.50355]]}}
L.T. PARQUE INDUSTRIAL - IBM | LineString | 69 kV |  | 3.09 km | 69kV - 1C - 3.09 - KM - 477ACSR - PA | [5 empty] | CONACYT 2024 (oficial) | {"type":"Feature","properties":{},"geometry":{"type":"LineString","coordinates":[[-103.29017,20.56291],[-103.29044,20.56247],[-103.30861,20.57122],[-103.31404,20.57217],[-103.31264,20.56982],[-103.31235,20.56977]]}}
L.T. ALAMOS - PUENTE GRANDE | LineString | 69 kV |  | 19.9 km | 69kV - 2C/4C - 13km 1/0+ - 6.9km 477 - PA - TA | [5 empty] | CONACYT 2024 (oficial) | {"type":"Feature","properties":{},"geometry":{"type":"LineString","coordinates":[[-103.14742,20.57807],[-103.26497,20.61659],[-103.26631,20.61849],[-103.27619,20.62209],[-103.29697,20.62867],[-103.31379,20.62765],[-103.31616,20.63301],[-103.31703,20.63357]]}}
L.T. ACATLÁN - JOCOTEPEC 63840 | LineString | 69 kV |  | 19.83 km | 69kV - 1C - 20km - 477ACSR - PM - PC | [5 empty] | CONACYT 2024 (oficial) | {"type":"Feature","properties":{},"geometry":{"type":"LineString","coordinates":[[-103.44761,20.27796],[-103.51346,20.33528],[-103.52866,20.3665],[-103.56022,20.41747]]}}
L.T. ALZADA - PELETIZADORA ALZADA 63670 | LineString | 69 kV |  | 2.62 km | 69kV - 1C - 2.8km - 266ACSR - TA | [5 empty] | CONACYT 2024 (oficial) | {"type":"Feature","properties":{},"geometry":{"type":"LineString","coordinates":[[-103.5301,19.25542],[-103.53638,19.24473]]}}
L.T. SAN CLEMENTE - TALPA 63890 | LineString | 69 kV |  | 78.57 km | 69kV - 2C - 38.5+40km - 266ACSR - PM - PC | [5 empty] | CONACYT 2024 (oficial) | {"type":"Feature","properties":{},"geometry":{"type":"LineString","coordinates":[[-104.81531,20.39736],[-104.80207,20.42095],[-104.79119,20.43251],[-104.74049,20.42417],[-104.66209,20.41968],[-104.61073,20.38918],[-104.5867,20.35947],[-104.5206,20.29607],[-104.45931,20.2369],[-104.41269,20.19661],[-104.31994,20.10719],[-104.22857,20.07082]]}}
L.T. ESTANCITA - AMECA 63590 | LineString | 69 kV |  | 22.96 km | 69kV - 1C - 22.95km - 1/0 - KCM - TA | [5 empty] | CONACYT 2024 (oficial) | {"type":"Feature","properties":{},"geometry":{"type":"LineString","coordinates":[[-104.01721,20.75473],[-104.01764,20.74517],[-104.05191,20.68352],[-104.05845,20.67531],[-104.0556,20.61136],[-104.04865,20.55828]]}}
L.T. GUEVARA - ESTANCITA 63590 | LineString | 69 kV |  | 18.78 km | 69kV - 1C - 18.77km - 1/0 - KCM - TA | [5 empty] | CONACYT 2024 (oficial) | {"type":"Feature","properties":{},"geometry":{"type":"LineString","coordinates":[[-104.01692,20.75464],[-104.0011,20.78815],[-103.94616,20.91069]]}}
L.T. COCULA - AMECA 63600 | LineString | 69 kV |  | 31.0 km | 69kV - 1C - 30.99km - 477ACSR - TA | [5 empty] | CONACYT 2024 (oficial) | {"type":"Feature","properties":{},"geometry":{"type":"LineString","coordinates":[[-103.85149,20.38248],[-103.85125,20.38286],[-103.84621,20.39233],[-103.9583,20.45692],[-104.02242,20.52295],[-104.0225,20.54431],[-104.03303,20.56081],[-104.04859,20.55827]]}}
L.T. TALA - LA VEGA | LineString | 69 kV |  | 21.28 km | 69kV - 1C - 21.28km - 477ACSR - TA | [5 empty] | CONACYT 2024 (oficial) | {"type":"Feature","properties":{},"geometry":{"type":"LineString","coordinates":[[-103.8587,20.57302],[-103.82463,20.57741],[-103.79584,20.58985],[-103.78596,20.62327],[-103.73843,20.6548],[-103.73161,20.66822],[-103.7123,20.67053]]}}
L.T. EL SALTO - CASTILLO 63870 | LineString | 69 kV |  | 5.93 km | 69kV - 1C/2C - 5.1km - 266 - +0.8km - 477ACSR - PA | [5 empty] | CONACYT 2024 (oficial) | {"type":"Feature","properties":{},"geometry":{"type":"LineString","coordinates":[[-103.24702,20.49573],[-103.23065,20.49882],[-103.2524,20.52994]]}}
L.T. TESISTÁN - LA VENTA 63900 | LineString | 69 kV |  | 15.84 km | 69kV - 1C/2C - 15.86km - 477ACSR - TA - PC | [5 empty] | CONACYT 2024 (oficial) | {"type":"Feature","properties":{},"geometry":{"type":"LineString","coordinates":[[-103.56955,20.72897],[-103.5696,20.7286],[-103.52866,20.7193],[-103.501,20.72059],[-103.50019,20.72623],[-103.51703,20.73723],[-103.51041,20.77588],[-103.50288,20.78623]]}}
L.T. TESISTÁN - TALA 63910 | LineString | 69 kV |  | 33.15 km | 69kV - 1C/2C - 33.18km - 477ACSR - TA - | [5 empty] | CONACYT 2024 (oficial) | {"type":"Feature","properties":{},"geometry":{"type":"LineString","coordinates":[[-103.71186,20.67037],[-103.7118,20.67048],[-103.70963,20.67092],[-103.69432,20.68199],[-103.68634,20.70194],[-103.66396,20.70961],[-103.62782,20.73563],[-103.61001,20.74177],[-103.57784,20.73072],[-103.5696,20.7286],[-103.52866,20.7193],[-103.501,20.72059],[-103.50019,20.72623],[-103.49622,20.72971],[-103.49863,20.77958],[-103.50235,20.78605],[-103.50284,20.78626]]}}
L.T. ATEQUIZA - CASTILLO 63040 | LineString | 69 kV |  | 8.49 km | 69kV - 1C - 8.5km - 477ACSR - TA | [5 empty] | CONACYT 2024 (oficial) | {"type":"Feature","properties":{},"geometry":{"type":"LineString","coordinates":[[-103.23642,20.47687],[-103.25866,20.46938],[-103.27177,20.49034],[-103.25663,20.49876],[-103.24742,20.49665],[-103.2471,20.49575]]}}
L.T. PUENTE GRANDE - ZAPOTLANEJO | LineString | 69 kV |  | 8.02 km | 69kV - 1C - 8.06 - KM - 1/0 - TA | [5 empty] | CONACYT 2024 (oficial) | {"type":"Feature","properties":{},"geometry":{"type":"LineString","coordinates":[[-103.08256,20.61683],[-103.14738,20.57794]]}}
L.T. TESISTÁN - EL PINAR | LineString | 69 kV |  | 6.88 km | 69kV - 1C/2C - 6.91km - 795ACSR - TA - | [5 empty] | CONACYT 2024 (oficial) | {"type":"Feature","properties":{},"geometry":{"type":"LineString","coordinates":[[-103.49747,20.72578],[-103.49735,20.72574],[-103.49622,20.72971],[-103.49863,20.77958],[-103.50235,20.78605],[-103.50284,20.78634]]}}
L.T. ALAMEDA - ZOQUIPAN 63220 | LineString | 69 kV |  | 7.52 km | 69kV - 2C - 7.93km - 477ACSR - SUBTERRANEA - PA | [5 empty] | CONACYT 2024 (oficial) | {"type":"Feature","properties":{},"geometry":{"type":"LineString","coordinates":[[-103.37876,20.72518],[-103.37878,20.7253],[-103.37817,20.71417],[-103.35007,20.6961],[-103.34435,20.67977],[-103.34277,20.67965],[-103.3428,20.67959]]}}
L.T. TÉRMICA ZAPOPAN - MÉXICO 63190 63620 | LineString | 69 kV |  | 5.88 km | 69kV - 2C - 5.83km - 477ACSR - TA - PA - SUBTERRAN | [5 empty] | CONACYT 2024 (oficial) | {"type":"Feature","properties":{},"geometry":{"type":"LineString","coordinates":[[-103.37107,20.68752],[-103.37091,20.68817],[-103.39012,20.68746],[-103.4145,20.67912],[-103.41455,20.67918]]}}
L.T. GUADALAJARA OTE. - SAN GASPAR 93740 | LineString | 69 kV |  | 0.15 km | 69kV - 1C - 0.14 - KM - 477ACSR - 93740 - PC | [5 empty] | CONACYT 2024 (oficial) | {"type":"Feature","properties":{},"geometry":{"type":"LineString","coordinates":[[-103.23659,20.6448],[-103.23602,20.64549]]}}
L.T. ACATLÁN - COCULA 63810 (AISLADA EN 115 Kv) | LineString | 69 kV |  | 33.87 km | 69kV - 1C - 33.86km - 477ACSR - TA - PM - PC | [5 empty] | CONACYT 2024 (oficial) | {"type":"Feature","properties":{},"geometry":{"type":"LineString","coordinates":[[-103.85139,20.38242],[-103.85125,20.38286],[-103.84621,20.39233],[-103.82855,20.38707],[-103.74414,20.42845],[-103.66829,20.45119],[-103.59625,20.4424],[-103.56682,20.42538],[-103.55991,20.41802],[-103.56042,20.41776]]}}
L.T. ATEQUIZA - GOSA | LineString | 69 kV |  | 2.09 km | 69kV - 1C - 2.14km - 477ACSR - PA | [5 empty] | CONACYT 2024 (oficial) | {"type":"Feature","properties":{},"geometry":{"type":"LineString","coordinates":[[-103.22077,20.47347],[-103.23642,20.47651]]}}
L.T. ATEQUIZA - PONCITLAN II | LineString | 69 kV |  | 39.78 km | 69kV - 2C - 39.78km - 477ACSR - TA | [5 empty] | CONACYT 2024 (oficial) | {"type":"Feature","properties":{},"geometry":{"type":"LineString","coordinates":[[-102.9464,20.37994],[-103.03788,20.39716],[-103.08629,20.39556],[-103.11977,20.38916],[-103.14544,20.39584],[-103.23102,20.41279],[-103.24728,20.45127],[-103.25853,20.46933],[-103.23642,20.47677]]}}
L.T. CIBA TAP ATEQUIZA - PONCITLAN II | LineString | 69 kV |  | 0.64 km | 69kV - 1C - 0.7km - 477ACSR - TA | [5 empty] | CONACYT 2024 (oficial) | {"type":"Feature","properties":{},"geometry":{"type":"LineString","coordinates":[[-103.09881,20.39845],[-103.09923,20.39314]]}}
L.T. CHAPALA TAP ATEQUIZA - SANTA CRUZ DE SOLEDAD | LineString | 69 kV |  | 6.39 km | 69kV - 1C - 6.45km - 477ACSR - TA - PC - PA | [5 empty] | CONACYT 2024 (oficial) | {"type":"Feature","properties":{},"geometry":{"type":"LineString","coordinates":[[-103.14648,20.31875],[-103.17288,20.31224],[-103.20042,20.31286]]}}
L.T. ATEQUIZA - SANTA CRUZ DE SOLEDAD 63060 | LineString | 69 kV |  | 20.65 km | 69kV - 2C - 20.74km - 477ACSR - TA - PC - PA | [5 empty] | CONACYT 2024 (oficial) | {"type":"Feature","properties":{},"geometry":{"type":"LineString","coordinates":[[-103.14558,20.31754],[-103.14648,20.31875],[-103.17183,20.36258],[-103.18948,20.40606],[-103.2134,20.43448],[-103.23698,20.47669],[-103.2364,20.47658]]}}
L.T. GATORADE (QUAKER) TAP ATEQUIZA - SANTA CRUZ DE SOLEDAD 63070 | LineString | 69 kV |  | 0.09 km | 69kV - 1C - 0.1km - 477ACSR - TA | [5 empty] | CONACYT 2024 (oficial) | {"type":"Feature","properties":{},"geometry":{"type":"LineString","coordinates":[[-103.21257,20.43459],[-103.2134,20.43448]]}}
L.T. CASTILLO - GUADALAJARA II | LineString | 69 kV |  | 12.53 km | 69kV - 2C - 12.5km - 477 - ACSR - PA | [5 empty] | CONACYT 2024 (oficial) | {"type":"Feature","properties":{},"geometry":{"type":"LineString","coordinates":[[-103.28778,20.56101],[-103.2954,20.55905],[-103.27448,20.51547],[-103.27177,20.49034],[-103.25663,20.49876],[-103.24742,20.49665],[-103.24724,20.49572]]}}
L.T. EL SOL - TECHNICOLOR TAB MOTOROLA | LineString | 69 kV |  | 0.17 km | 69kV - 1C - 0.19km - 477ACSR - PA | [5 empty] | CONACYT 2024 (oficial) | {"type":"Feature","properties":{},"geometry":{"type":"LineString","coordinates":[[-103.41779,20.64788],[-103.41772,20.64631]]}}
L.T. EL SOL - TECHNICOLOR 63300 | LineString | 69 kV |  | 2.38 km | 69kV - 1C - 2.38km - 477ACSR - 63300 - PA | [5 empty] | CONACYT 2024 (oficial) | {"type":"Feature","properties":{},"geometry":{"type":"LineString","coordinates":[[-103.41608,20.648],[-103.41779,20.64788],[-103.42954,20.64158],[-103.42961,20.64128]]}}
L.T. FRESNO - TÉRMICA ZAPOPAN 63220 | LineString | 69 kV |  | 5.56 km | 69kV - 1C - 5.56km - 477ACSR - PA | [5 empty] | CONACYT 2024 (oficial) | {"type":"Feature","properties":{},"geometry":{"type":"LineString","coordinates":[[-103.37282,20.65302],[-103.37726,20.65569],[-103.41397,20.67577],[-103.41466,20.67973]]}}
L.T. CERVECERÍA MODELO TAP FRESNO - TÉRMICA ZAPOPAN | LineString | 69 kV |  | 0.82 km | 69kV - 1C - 0.75km - 477ACSR - 63220 - PA | [5 empty] | CONACYT 2024 (oficial) | {"type":"Feature","properties":{},"geometry":{"type":"LineString","coordinates":[[-103.37726,20.65569],[-103.37437,20.66253]]}}
L.T. ACATLÁN - BUGAMBILIAS 63860 | LineString | 69 kV |  | 23.44 km | 69kV - 1C - 24.58km - 795ACSR - TA | [5 empty] | CONACYT 2024 (oficial) | {"type":"Feature","properties":{},"geometry":{"type":"LineString","coordinates":[[-103.4423,20.57555],[-103.44023,20.57337],[-103.43434,20.56686],[-103.45325,20.55519],[-103.4589,20.53407],[-103.48187,20.49112],[-103.52519,20.43634],[-103.55221,20.42907],[-103.55968,20.41793],[-103.56026,20.41752]]}}
L.T. GUADALAJARA I - EL SOL | LineString | 69 kV |  | 5.3 km | 69kV - 2C - 5.31km - 477ACSR - TA - PA - PC - SUBT | [5 empty] | CONACYT 2024 (oficial) | {"type":"Feature","properties":{},"geometry":{"type":"LineString","coordinates":[[-103.42977,20.64128],[-103.42978,20.64139],[-103.43797,20.61664],[-103.42069,20.60439],[-103.42103,20.60375]]}}
L.T. SAN CLEMENTE - TALPA TAP LOS VOLCANES | LineString | 69 kV |  | 0.07 km | 69kV - 2C - 0.06km - 266ACSR - PM - PC | [5 empty] | CONACYT 2024 (oficial) | {"type":"Feature","properties":{},"geometry":{"type":"LineString","coordinates":[[-104.5206,20.29607],[-104.52005,20.29641]]}}
L.T. PARQUE INDUSTRIAL TAP CASTILLO - GUADALAJARA II | LineString | 69 kV |  | 2.31 km | 69kV - 2C - 2.3km - 477ACSR - PA | [5 empty] | CONACYT 2024 (oficial) | {"type":"Feature","properties":{},"geometry":{"type":"LineString","coordinates":[[-103.2954,20.55905],[-103.2981,20.56547],[-103.31217,20.56987]]}}
L.T. HUENTITÁN TAP NUEVA HUENTITÁN - COLIMILLA | LineString | 69 kV |  | 0.12 km | 69kV - 1C - 0.11km - 4/0 - KCM - TA | [5 empty] | CONACYT 2024 (oficial) | {"type":"Feature","properties":{},"geometry":{"type":"LineString","coordinates":[[-103.29208,20.72573],[-103.29196,20.72467]]}}
L.T. PENWALT TAP ATEQUIZA - EL SALTO | LineString | 69 kV |  | 0.02 km | 69kV - 1C - 0.022 - KM - 477ACSR - PA | [5 empty] | CONACYT 2024 (oficial) | {"type":"Feature","properties":{},"geometry":{"type":"LineString","coordinates":[[-103.22675,20.48884],[-103.22654,20.48882]]}}
L.T. PETROQUIM TAP ATEQUIZA - EL SALTO | LineString | 69 kV |  | 0.05 km | 69kV - 1C - 0.052 - KM - 477ACSR - PA | [5 empty] | CONACYT 2024 (oficial) | {"type":"Feature","properties":{},"geometry":{"type":"LineString","coordinates":[[-103.23082,20.49875],[-103.23103,20.49917]]}}
L.T. ATP TAP ATEQUIZA - EL SALTO | LineString | 69 kV |  | 0.58 km | 69kV - 1C/2C - .584 - KM - 477ACSR - PA | [5 empty] | CONACYT 2024 (oficial) | {"type":"Feature","properties":{},"geometry":{"type":"LineString","coordinates":[[-103.24478,20.5187],[-103.24578,20.52182]]}}
L.T. GUADALAJARA II - EL SALTO TAP HONDA | LineString | 69 kV |  | 0.24 km | 69kV - 2C - 0.237 - KM - 477ACSR - PA | [5 empty] | CONACYT 2024 (oficial) | {"type":"Feature","properties":{},"geometry":{"type":"LineString","coordinates":[[-103.25429,20.53245],[-103.25222,20.53323]]}}
L.T. GUADALAJARA II - EL SALTO TAP ENVASES MODERNOS | LineString | 69 kV |  | 0.02 km | 69kV - 1C - 1.3 km - 477ACSR | [5 empty] | CONACYT 2024 (oficial) | {"type":"Feature","properties":{},"geometry":{"type":"LineString","coordinates":[[-103.25848,20.53776],[-103.25863,20.53771]]}}
L.T. GUADALAJARA II - CEMENTOS GDL | LineString | 69 kV |  | 8.72 km | 69kV - 1C - 8.86km - 477ACSR - 63730 - PA | [5 empty] | CONACYT 2024 (oficial) | {"type":"Feature","properties":{},"geometry":{"type":"LineString","coordinates":[[-103.28767,20.56109],[-103.28762,20.56133],[-103.29044,20.56247],[-103.30861,20.57122],[-103.31404,20.57217],[-103.31652,20.57247],[-103.337,20.58247],[-103.3431,20.59934]]}}
L.T. GUADALAJARA II - CEMENTOS GDL TAP SIAPA | LineString | 69 kV |  | 0.1 km | 69kV - 1C - 0.1km - 477ACSR - 63730 - PA - PM | [5 empty] | CONACYT 2024 (oficial) | {"type":"Feature","properties":{},"geometry":{"type":"LineString","coordinates":[[-103.33704,20.58161],[-103.337,20.58247]]}}
L.T. GUADALAJARA II - LECHERA TAP NOVACEL | LineString | 69 kV |  | 0.32 km | 69kV - 1C - 0.31km - 785ACSR - 63410 - PA - PC - S | [5 empty] | CONACYT 2024 (oficial) | {"type":"Feature","properties":{},"geometry":{"type":"LineString","coordinates":[[-103.32494,20.62179],[-103.32312,20.62408]]}}
L.T. ATEQUIZA - EUZKADI | LineString | 69 kV |  | 2.24 km | 69kV - 1C/2C - 2.25km - 266ACSR - PA | [5 empty] | CONACYT 2024 (oficial) | {"type":"Feature","properties":{},"geometry":{"type":"LineString","coordinates":[[-103.23638,20.47712],[-103.23674,20.47917],[-103.23276,20.47942],[-103.23646,20.48748],[-103.23819,20.4888],[-103.23763,20.4893],[-103.23731,20.48899],[-103.23561,20.48993]]}}
L.T. ATEQUIZA - EUZKADI TAP CYDSA | LineString | 69 kV |  | 0.11 km | 69kV - 1C - 0.10km - 266ACSR - PA | [5 empty] | CONACYT 2024 (oficial) | {"type":"Feature","properties":{},"geometry":{"type":"LineString","coordinates":[[-103.23276,20.47942],[-103.23193,20.47986]]}}
L.T. ATEQUIZA - EUZKADI TAP SACH (BOGE) | LineString | 69 kV |  | 0.02 km | 69kV - 1C - 0.021km - 266ACSR - PA | [5 empty] | CONACYT 2024 (oficial) | {"type":"Feature","properties":{},"geometry":{"type":"LineString","coordinates":[[-103.23391,20.48175],[-103.23411,20.48169]]}}
L.T. MOJONERA - JAGUAR | LineString | 69 kV |  | 0.14 km | 69kV - 1C - 0.14 - KM - SUBTERRANEA - TA | [5 empty] | CONACYT 2024 (oficial) | {"type":"Feature","properties":{},"geometry":{"type":"LineString","coordinates":[[-103.4556,20.71821],[-103.45545,20.71847],[-103.4548,20.71886]]}}
L.T. GUADALAJARA I - BUGAMBILIAS 63650 | LineString | 69 kV |  | 5.99 km | 69kV - 1C/2C - 5.99km - 477ACSR - TA - PC | [5 empty] | CONACYT 2024 (oficial) | {"type":"Feature","properties":{},"geometry":{"type":"LineString","coordinates":[[-103.42106,20.60373],[-103.42099,20.60441],[-103.42602,20.58805],[-103.43061,20.56867],[-103.43434,20.56686],[-103.44023,20.57337],[-103.4423,20.57555]]}}
L.T. UAG TAP ACUEDUCTO - TERMICA ZAPOPAN | LineString | 69 kV |  | 0.13 km | 69kV - 1C - .12km - 477ACSR - TA - PA - SUBTERRANE | [5 empty] | CONACYT 2024 (oficial) | {"type":"Feature","properties":{},"geometry":{"type":"LineString","coordinates":[[-103.42005,20.6873],[-103.41975,20.68844]]}}
L.T. SAN CLEMENTE - EL GRULLO 6388A (AISLADA EN 115 kV) | LineString | 69 kV |  | 40.65 km | 69kV - 1C - 13km - 477ACSR - 29.5km - 4/0 - KCM - | [5 empty] | CONACYT 2024 (oficial) | {"type":"Feature","properties":{},"geometry":{"type":"LineString","coordinates":[[-104.21174,19.79155],[-104.21123,19.79155],[-104.2157,19.78024],[-104.24199,19.7939],[-104.26334,19.82842],[-104.29772,19.84222],[-104.2901,19.85055],[-104.28454,19.87771],[-104.28941,19.90802],[-104.2867,19.93393],[-104.26221,19.98068],[-104.26381,20.02095],[-104.22831,20.07076]]}}
L.T. PENAL - TREN LIGERO 63460 | LineString | 69 kV |  | 0.72 km | 69kV - 2C - 0.7km - 477ACSR - PA | [5 empty] | CONACYT 2024 (oficial) | {"type":"Feature","properties":{},"geometry":{"type":"LineString","coordinates":[[-103.31378,20.66746],[-103.31374,20.66777],[-103.31295,20.67195],[-103.31149,20.67138]]}}
L.T. TÉRMICA ZAPOPAN - MÉXICO 63190 63620 | LineString | 69 kV |  | 5.87 km | 70kV - 2C - 5.83km - 477ACSR - TA - PA - SUBTERRAN | [5 empty] | CONACYT 2024 (oficial) | {"type":"Feature","properties":{},"geometry":{"type":"LineString","coordinates":[[-103.37105,20.68766],[-103.37091,20.68817],[-103.39012,20.68746],[-103.4145,20.67912],[-103.41457,20.67911]]}}
L.T. ATEQUIZA - SANTA CRUZ DE SOLEDAD 63070 | LineString | 69 kV |  | 20.65 km | 69kV - 2C - 20.74km - 477ACSR - TA - PC - PA | [5 empty] | CONACYT 2024 (oficial) | {"type":"Feature","properties":{},"geometry":{"type":"LineString","coordinates":[[-103.14552,20.31758],[-103.14648,20.31875],[-103.17183,20.36258],[-103.18948,20.40606],[-103.2134,20.43448],[-103.23698,20.47669],[-103.23638,20.47668]]}}
L.T. NUEVA ITALIA - LAS CAÑAS 63720 | LineString | 69 kV |  | 58.76 km | 69kV - 46+13km - 4/0 - | [5 empty] | CONACYT 2024 (oficial) | {"type":"Feature","properties":{},"geometry":{"type":"LineString","coordinates":[[-101.97583,18.54233],[-101.97559,18.54224],[-101.97372,18.542],[-101.97103,18.57984],[-101.9766,18.62174],[-101.97183,18.64525],[-102.01434,18.72093],[-102.016,18.73583],[-102.00573,18.74829],[-102.01981,18.772],[-102.07295,18.8536],[-102.07868,18.86631],[-102.10821,18.95561],[-102.1014,18.99241],[-102.08319,19.02667]]}}
L.T. LAS CAÑAS - ARTEAGA II | LineString | 69 kV |  | 45.58 km | 69kV - 42.67km - 3/0 - | [5 empty] | CONACYT 2024 (oficial) | {"type":"Feature","properties":{},"geometry":{"type":"LineString","coordinates":[[-102.30632,18.36174],[-102.29451,18.37319],[-102.28748,18.38964],[-102.24246,18.38201],[-102.19896,18.39098],[-102.16761,18.38803],[-102.15267,18.40573],[-102.13751,18.40709],[-102.07868,18.43711],[-102.07087,18.45212],[-102.03045,18.47],[-102.02182,18.49148],[-102.00792,18.4956],[-101.97719,18.51433],[-101.97595,18.54216]]}}
L.T. LOMBARDIA TAP COBANO - NUEVA ITALIA | LineString | 69 kV |  | 0.62 km | 69kV - 0.62km - 4/0 - | [5 empty] | CONACYT 2024 (oficial) | {"type":"Feature","properties":{},"geometry":{"type":"LineString","coordinates":[[-102.02433,19.15691],[-102.01924,19.15608]]}}
L.T. LAS CAÑAS - IGUANA 63720 | LineString | 69 kV |  | 34.65 km | 69kV - 33km - 4/0 - | [5 empty] | CONACYT 2024 (oficial) | {"type":"Feature","properties":{},"geometry":{"type":"LineString","coordinates":[[-101.90238,18.2767],[-101.90019,18.35621],[-101.90304,18.36621],[-101.89605,18.41306],[-101.90744,18.41552],[-101.92571,18.43555],[-101.93355,18.45033],[-101.95345,18.44932],[-101.97151,18.4968],[-101.97542,18.51273],[-101.97372,18.542],[-101.97559,18.54224],[-101.97586,18.54224]]}}
L.T. APAXCO - VITO | LineString | 85 kV |  | 12.74 km | 84 KV-2C-12.74 Km-TA | [5 empty] | CONACYT 2024 (oficial) | {"type":"Feature","properties":{},"geometry":{"type":"LineString","coordinates":[[-99.10272,19.95683],[-99.19039,19.9633],[-99.20291,19.99211]]}}
L.T. TUSCARORA - EL LAGO | LineString | 69 kV |  | 0.39 km | 69 KV - 1C - 0.39 KM - 795 ACSR - PM | [5 empty] | CONACYT 2024 (oficial) | {"type":"Feature","properties":{},"geometry":{"type":"LineString","coordinates":[[-116.92685,32.50374],[-116.93014,32.50378]]}}
L.T. PACIFICO - GUERRERO | LineString | 69 kV |  | 13.63 km | 69 KV - 1/2/4 C - 13.62 KM - 1113 ACSR - TAPM | [5 empty] | CONACYT 2024 (oficial) | {"type":"Feature","properties":{},"geometry":{"type":"LineString","coordinates":[[-116.98534,32.4631],[-116.98487,32.46343],[-116.98308,32.46233],[-116.99148,32.47776],[-117.0193,32.46769],[-117.03369,32.47541],[-117.03718,32.4777],[-117.04602,32.48259],[-117.06461,32.50798],[-117.05369,32.51166],[-117.0528,32.51542]]}}
L.T. EL RUBI - LAZARO CARDENAS | LineString | 69 kV |  | 10.73 km | 69 KV - 1C - 10.73 KM - 795 ACSR - PA | [5 empty] | CONACYT 2024 (oficial) | {"type":"Feature","properties":{},"geometry":{"type":"LineString","coordinates":[[-117.09548,32.51162],[-117.08589,32.50163],[-117.06461,32.50798],[-117.04602,32.48259],[-117.06129,32.4875],[-117.07183,32.47691],[-117.0718,32.47668]]}}
L.T. LA MESA - EL LAGO | LineString | 69 kV |  | 3.02 km | 69 KV - 1C - 3.02 KM - 795 ACSR - PM | [5 empty] | CONACYT 2024 (oficial) | {"type":"Feature","properties":{},"geometry":{"type":"LineString","coordinates":[[-116.94475,32.49137],[-116.94515,32.49094],[-116.94498,32.49082],[-116.93363,32.4973],[-116.92624,32.50267],[-116.92673,32.50364],[-116.92679,32.50376]]}}
L.T. SONY TAP LA MESA - EL LAGO | LineString | 69 kV |  | 0.42 km | 69 KV - 1C - 0.42 KM - 795 ACSR - PM | [5 empty] | CONACYT 2024 (oficial) | {"type":"Feature","properties":{},"geometry":{"type":"LineString","coordinates":[[-116.9232,32.50189],[-116.92624,32.50267]]}}
L.T. TIJUANA I - EL LAGO | LineString | 69 kV |  | 4.54 km | 69 KV - 1C - 4.54 KM - 795 ACSR - TA | [5 empty] | CONACYT 2024 (oficial) | {"type":"Feature","properties":{},"geometry":{"type":"LineString","coordinates":[[-116.88441,32.51455],[-116.88467,32.5145],[-116.88483,32.51365],[-116.91289,32.51064],[-116.92673,32.50364],[-116.92671,32.5038]]}}
L.T. TIJUANA I - LA MESA | LineString | 69 kV |  | 8.27 km | 69 KV - 1C - 8.26 KM - 795 ACSR - TA | [5 empty] | CONACYT 2024 (oficial) | {"type":"Feature","properties":{},"geometry":{"type":"LineString","coordinates":[[-116.94483,32.49144],[-116.94531,32.49105],[-116.94498,32.49082],[-116.93363,32.4973],[-116.93022,32.49308],[-116.88481,32.50472],[-116.88483,32.51365],[-116.88467,32.5145],[-116.8844,32.51448]]}}
L.T. LA MESA - HIPODROMO | LineString | 69 kV |  | 5.83 km | 69 KV - 1C - 5.83 KM - 795 ACSR - PM | [5 empty] | CONACYT 2024 (oficial) | {"type":"Feature","properties":{},"geometry":{"type":"LineString","coordinates":[[-116.99393,32.51509],[-116.9666,32.50644],[-116.94531,32.49105],[-116.94493,32.4915]]}}
L.T. HIPODROMO - RIO | LineString | 69 kV |  | 3.05 km | 69 KV - 1C - 3.05 KM - 795 ACSR - PM/TA | [5 empty] | CONACYT 2024 (oficial) | {"type":"Feature","properties":{},"geometry":{"type":"LineString","coordinates":[[-116.99392,32.51519],[-116.99415,32.5152],[-116.99363,32.51447],[-116.99315,32.51613],[-117.0113,32.52965],[-117.0135,32.52885],[-117.01375,32.52856]]}}
L.T. UNIVERSIDAD - INDUSTRIAL | LineString | 69 kV |  | 3.38 km | 69 KV - 1C - 3.38 KM - 795 ACSR - PM | [5 empty] | CONACYT 2024 (oficial) | {"type":"Feature","properties":{},"geometry":{"type":"LineString","coordinates":[[-116.94966,32.5218],[-116.94878,32.52215],[-116.92588,32.52762],[-116.92354,32.53537],[-116.92272,32.53545],[-116.92302,32.53583]]}}
L.T. TIJUANA I - INDUSTRIAL | LineString | 69 kV |  | 5.0 km | 69 KV - 1C - 5.0 KM - 795 ACSR - PA | [5 empty] | CONACYT 2024 (oficial) | {"type":"Feature","properties":{},"geometry":{"type":"LineString","coordinates":[[-116.88441,32.51467],[-116.88487,32.51464],[-116.92156,32.53473],[-116.92139,32.53539],[-116.92276,32.53593],[-116.92303,32.53593]]}}
L.T. CBS TAP FRONTERA - TIJUANA I | LineString | 69 kV |  | 0.01 km | 69 KV - 1C - 0.01 KM - 795 ACSR - PM | [5 empty] | CONACYT 2024 (oficial) | {"type":"Feature","properties":{},"geometry":{"type":"LineString","coordinates":[[-116.91239,32.54702],[-116.91251,32.54702]]}}
L.T. SEMINARIO - LA MESA | LineString | 69 kV |  | 5.53 km | 69 KV - 1C - 5.53 KM - 795 ACSR - PA | [5 empty] | CONACYT 2024 (oficial) | {"type":"Feature","properties":{},"geometry":{"type":"LineString","coordinates":[[-116.92562,32.47164],[-116.92605,32.472],[-116.93022,32.49308],[-116.93363,32.4973],[-116.94498,32.49082],[-116.94515,32.49094],[-116.94467,32.49131]]}}
L.T. INDUSTRIAL - MGI | LineString | 69 kV |  | 3.86 km | 69 KV - 1C - 3.86 KM - 477 ACSR - PM | [5 empty] | CONACYT 2024 (oficial) | {"type":"Feature","properties":{},"geometry":{"type":"LineString","coordinates":[[-116.92297,32.53605],[-116.92304,32.53753],[-116.92389,32.54502],[-116.91236,32.54563],[-116.91238,32.54609],[-116.91236,32.54563],[-116.91037,32.55233]]}}
L.T. PANASONIC TAP INDUSTRIAL - MGI | LineString | 69 kV |  | 0.83 km | 69 KV - 1C - 0.83 - 795 ACSR - PM | [5 empty] | CONACYT 2024 (oficial) | {"type":"Feature","properties":{},"geometry":{"type":"LineString","coordinates":[[-116.9146,32.53809],[-116.92304,32.53753]]}}
LT INDUSTRIAL - HITACHI | LineString | 69 kV |  | 1.06 km | 69 KV - 1C - 1.06 KM - 795 ACSR - PM | [5 empty] | CONACYT 2024 (oficial) | {"type":"Feature","properties":{},"geometry":{"type":"LineString","coordinates":[[-116.93021,32.54933],[-116.92389,32.54502]]}}
LT AVOLAR TAP INDUSTRIAL - HITACHI | LineString | 69 kV |  | 4.31 km | 69 KV - 1C - 4.31 KM - 795 ACSR - PM | [5 empty] | CONACYT 2024 (oficial) | {"type":"Feature","properties":{},"geometry":{"type":"LineString","coordinates":[[-116.96532,32.54704],[-116.92389,32.54502]]}}
L.T. KIOMEX TAP TIJUANA I - INDUSTRIAL | LineString | 69 kV |  | 0.01 km | 69 KV - 1C - .06 KM - 795 ACSR - PM | [5 empty] | CONACYT 2024 (oficial) | {"type":"Feature","properties":{},"geometry":{"type":"LineString","coordinates":[[-116.92139,32.53539],[-116.92144,32.53536]]}}
L.T. IND. OPTICA TAP TIJUANA I - INDUSTRIAL | LineString | 69 kV |  | 0.02 km | 69 KV - 1C - 0.22 KM - 795 ACSR - PM | [5 empty] | CONACYT 2024 (oficial) | {"type":"Feature","properties":{},"geometry":{"type":"LineString","coordinates":[[-116.92133,32.53475],[-116.92156,32.53473]]}}
L.T. EL RUBI - LAZARO CARDENAS | LineString | 69 kV |  | 9.6 km | 69 KV - 1C - 9.60 KM - 1113 ACSR - PA | [5 empty] | CONACYT 2024 (oficial) | {"type":"Feature","properties":{},"geometry":{"type":"LineString","coordinates":[[-117.07218,32.47668],[-117.07222,32.47692],[-117.07262,32.47452],[-117.10105,32.46388],[-117.10637,32.47653],[-117.08605,32.5016],[-117.09552,32.51151]]}}
L.T. CESPT TAP EL RUBI - LAZARO CARDENAS | LineString | 69 kV |  | 0.31 km | 69 KV - 1C - 0.3 KM - 795 ACSR - PM | [5 empty] | CONACYT 2024 (oficial) | {"type":"Feature","properties":{},"geometry":{"type":"LineString","coordinates":[[-117.10901,32.47766],[-117.10586,32.47695]]}}
L.T. MEXICO - GUERRERO | LineString | 69 kV |  | 4.88 km | 69 KV - 1C - 4.88 KM - 927 AL - PM | [5 empty] | CONACYT 2024 (oficial) | {"type":"Feature","properties":{},"geometry":{"type":"LineString","coordinates":[[-117.05266,32.51545],[-117.03194,32.51953],[-117.03372,32.5358],[-117.03545,32.53702],[-117.03633,32.53672],[-117.03621,32.5365]]}}
L.T. VALLE SOLEADO TAP MEXICO - GUERRERO | LineString | 69 kV |  | 4.41 km | 69 KV - 1C - 4.41 KM - 795 ACSR - PM | [5 empty] | CONACYT 2024 (oficial) | {"type":"Feature","properties":{},"geometry":{"type":"LineString","coordinates":[[-117.0312,32.48305],[-117.03091,32.48322],[-117.03469,32.50894],[-117.03194,32.51953]]}}
L.T. VALLE SUR - VALLE SOLEADO | LineString | 69 kV |  | 0.89 km | 69 KV - 1C - 0.89 KM - 795 ACSR - PM | [5 empty] | CONACYT 2024 (oficial) | {"type":"Feature","properties":{},"geometry":{"type":"LineString","coordinates":[[-117.02912,32.47593],[-117.03091,32.48322]]}}
L.T. MEXICO - LAZARO CARDENAS | LineString | 69 kV |  | 7.32 km | 69 KV - 1C - 7.31 KM - 795 ACSR - TA | [5 empty] | CONACYT 2024 (oficial) | {"type":"Feature","properties":{},"geometry":{"type":"LineString","coordinates":[[-117.03642,32.53643],[-117.05882,32.53974],[-117.09549,32.51169]]}}
L.T. SIDUE TAP MEXICO - LAZARO CARDENAS | LineString | 69 kV |  | 0.02 km | 69 KV - 1C - 0.01 KM - 795 ACSR - PM | [5 empty] | CONACYT 2024 (oficial) | {"type":"Feature","properties":{},"geometry":{"type":"LineString","coordinates":[[-117.05886,32.53959],[-117.05882,32.53974]]}}
LT MEXICO - RIO | LineString | 69 kV |  | 3.58 km | 69 KV - 1C - 3.58 KM - 795 ACSR - PM | [5 empty] | CONACYT 2024 (oficial) | {"type":"Feature","properties":{},"geometry":{"type":"LineString","coordinates":[[-117.01381,32.5286],[-117.0135,32.52885],[-117.0113,32.52965],[-117.02652,32.53626],[-117.03372,32.5358],[-117.03545,32.53702],[-117.03633,32.53672],[-117.03626,32.53648]]}}
L.T. EL RUBI - EL TECOLOTE | LineString | 69 kV |  | 7.84 km | 69 KV - 1C - 7.84 KM - 795 ACSR - PA | [5 empty] | CONACYT 2024 (oficial) | {"type":"Feature","properties":{},"geometry":{"type":"LineString","coordinates":[[-117.07189,32.47668],[-117.07183,32.47691],[-117.06129,32.4875],[-117.04602,32.48259],[-117.03718,32.4777],[-117.03369,32.47541],[-117.0193,32.46769],[-117.02131,32.45983],[-117.02125,32.46002]]}}
L.T. PANAMERICANA POTENCIA - EL DURAZNO | LineString | 69 kV |  | 9.5 km | 69 KV - 2C - 9.50 KM -795 ACSR - PM | [5 empty] | CONACYT 2024 (oficial) | {"type":"Feature","properties":{},"geometry":{"type":"LineString","coordinates":[[-116.94071,32.42704],[-116.9343,32.44384],[-116.93646,32.44891],[-116.97827,32.43439],[-116.98409,32.44778],[-116.98431,32.44763]]}}
LT EL RUBI - GUERRERO | LineString | 69 kV |  | 11.96 km | 69 KV - 1C - 11.95 KM -795 ACSR - PA | [5 empty] | CONACYT 2024 (oficial) | {"type":"Feature","properties":{},"geometry":{"type":"LineString","coordinates":[[-117.07199,32.47669],[-117.07222,32.47692],[-117.07262,32.47452],[-117.10105,32.46388],[-117.10637,32.47653],[-117.08605,32.5016],[-117.08589,32.50163],[-117.06461,32.50798],[-117.05369,32.51166],[-117.0528,32.51544]]}}
L.T. HIPODROMO - RIO | LineString | 69 kV |  | 3.05 km | 69 KV - 1C - 3.05 KM -795 ACSR - PM/TA | [5 empty] | CONACYT 2024 (oficial) | {"type":"Feature","properties":{},"geometry":{"type":"LineString","coordinates":[[-116.99393,32.51512],[-116.99415,32.5152],[-116.99363,32.51447],[-116.99315,32.51613],[-117.0113,32.52965],[-117.0135,32.52885],[-117.01367,32.52852]]}}
L.T. HIPODROMO - INDUSTRIAL | LineString | 69 kV |  | 5.01 km | 69 KV - 1/2/4 C - 5.01 KM - 795 ACSR - PM/TA | [5 empty] | CONACYT 2024 (oficial) | {"type":"Feature","properties":{},"geometry":{"type":"LineString","coordinates":[[-116.99402,32.51483],[-116.99412,32.51488],[-116.99363,32.51447],[-116.94946,32.52177],[-116.94959,32.52174]]}}
L.T. TIJUANA I - INDUSTRIAL | LineString | 69 kV |  | 5.01 km | 69 KV - 1C - 5.00 KM - 795 ACSR - PM | [5 empty] | CONACYT 2024 (oficial) | {"type":"Feature","properties":{},"geometry":{"type":"LineString","coordinates":[[-116.88441,32.51461],[-116.88487,32.51464],[-116.92156,32.53473],[-116.92139,32.53539],[-116.92276,32.53593],[-116.92303,32.536]]}}
L.T. FRONTERA - TIJUANA I | LineString | 69 kV |  | 6.68 km | 69 KV - 2C - 6.68 KM - 794 ACSR - PM | [5 empty] | CONACYT 2024 (oficial) | {"type":"Feature","properties":{},"geometry":{"type":"LineString","coordinates":[[-116.91586,32.54882],[-116.91571,32.54862],[-116.91251,32.54702],[-116.91238,32.54609],[-116.88496,32.51492],[-116.88443,32.51491]]}}
LT. BELISARIO DOMINGUEZ-TAPACHULA I | LineString | 69 kV |  | 14.5 km | 68KV-1C-8.87KM-PM | [5 empty] | CONACYT 2024 (oficial) | {"type":"Feature","properties":{},"geometry":{"type":"LineString","coordinates":[[-92.24813,14.97601],[-92.26976,14.96427],[-92.29076,14.94611],[-92.29127,14.92564],[-92.29679,14.90651],[-92.32931,14.90759]]}}
LT. TAPACHULA I-CECILIO DEL VALLE | LineString | 69 kV |  | 12.15 km | 69KV-1C-PC | [5 empty] | CONACYT 2024 (oficial) | {"type":"Feature","properties":{},"geometry":{"type":"LineString","coordinates":[[-92.25889,14.92338],[-92.25486,14.93545],[-92.25095,14.97254],[-92.24124,14.98434],[-92.22639,15.02413]]}}
L.T. COLOTLIPA - CHILAPA | LineString | 69 kV |  | 22.35 km | 69 KV-1C-22.34 Km-3/0-PM | [5 empty] | CONACYT 2024 (oficial) | {"type":"Feature","properties":{},"geometry":{"type":"LineString","coordinates":[[-99.16803,17.59303],[-99.14518,17.58107],[-99.13911,17.56157],[-99.14357,17.49334],[-99.15374,17.46729],[-99.15447,17.45185],[-99.163,17.40878]]}}
L.T. HUETAMO - ZIRANDARO | LineString | 69 kV |  | 15.88 km | 69 KV-1C-15.88 Km-1/0-PM/PC | [5 empty] | CONACYT 2024 (oficial) | {"type":"Feature","properties":{},"geometry":{"type":"LineString","coordinates":[[-100.89286,18.61615],[-100.92379,18.6091],[-100.94617,18.58094],[-100.96433,18.5533],[-100.95072,18.5306],[-100.96027,18.51427]]}}
L.T. ARCELIA - TELOLOAPAN | LineString | 69 kV |  | 55.4 km | 69 KV-1C-55.37 Km-266 ACSR-PM | [5 empty] | CONACYT 2024 (oficial) | {"type":"Feature","properties":{},"geometry":{"type":"LineString","coordinates":[[-99.86558,18.37508],[-99.86862,18.38944],[-99.91338,18.41393],[-99.96119,18.41687],[-99.9928,18.41618],[-100.02937,18.4004],[-100.08695,18.40208],[-100.11565,18.38762],[-100.13453,18.38844],[-100.16042,18.37645],[-100.20594,18.38294],[-100.21667,18.38053],[-100.24798,18.38606],[-100.25253,18.37575],[-100.27689,18.36404],[-100.29189,18.33336],[-100.2988,18.32649],[-100.30064,18.30195]]}}
L.T. EMILIANO ZAPATA - CUERNAVACA | LineString | 85 kV |  | 11.34 km | 85 KV-2C-11.33 Km-795 ACSR-TA | [5 empty] | CONACYT 2024 (oficial) | {"type":"Feature","properties":{},"geometry":{"type":"LineString","coordinates":[[-99.20375,18.84605],[-99.21094,18.84833],[-99.22134,18.86516],[-99.22383,18.87282],[-99.21813,18.91345],[-99.22447,18.9303]]}}
L.T. EMILIANO ZAPATA - TLALTIZAPAN | LineString | 85 kV |  | 18.43 km | 85 KV-2C-18.42 Km-795 ACSR-TA | [5 empty] | CONACYT 2024 (oficial) | {"type":"Feature","properties":{},"geometry":{"type":"LineString","coordinates":[[-99.25023,18.70568],[-99.25023,18.70615],[-99.25038,18.70786],[-99.23849,18.74744],[-99.20848,18.79267],[-99.20943,18.81318],[-99.21744,18.84769],[-99.20409,18.84606]]}}
L.T. TLALTIZAPAN - TAXCO | LineString | 85 kV |  | 43.4 km | 85 KV-2C-43.38 Km-795 ACSR-TA | [5 empty] | CONACYT 2024 (oficial) | {"type":"Feature","properties":{},"geometry":{"type":"LineString","coordinates":[[-99.6081,18.55048],[-99.60827,18.55009],[-99.60261,18.5486],[-99.59569,18.54817],[-99.57437,18.54816],[-99.53218,18.59769],[-99.50423,18.61003],[-99.45373,18.62849],[-99.33871,18.67242],[-99.25038,18.70786],[-99.25023,18.70615],[-99.25036,18.70572]]}}
L.T. XOCHICALCO - TAXCO | LineString | 85 kV |  | 39.09 km | 85 KV-2C-39.07 Km-795 ACSR-TA | [5 empty] | CONACYT 2024 (oficial) | {"type":"Feature","properties":{},"geometry":{"type":"LineString","coordinates":[[-99.36465,18.72103],[-99.34902,18.69547],[-99.33871,18.67242],[-99.45373,18.62849],[-99.50423,18.61003],[-99.53218,18.59769],[-99.57437,18.54816],[-99.60261,18.5486],[-99.60827,18.55009],[-99.60803,18.5504]]}}
LT TECATE - EL ENCINAL | LineString | 69 kV |  | 9.89 km | 69 KV - 1C - 9.8 KM - 477 ACSR - PA | [5 empty] | CONACYT 2024 (oficial) | {"type":"Feature","properties":{},"geometry":{"type":"LineString","coordinates":[[-116.54373,32.55695],[-116.54364,32.55922],[-116.60684,32.57184],[-116.6358,32.57097]]}}
LT PEMEX TAP TECATE - EL ENCINAL | LineString | 69 kV |  | 0.14 km | 69 KV - 1C - 0.14 KM - 477 ACSR - PA | [5 empty] | CONACYT 2024 (oficial) | {"type":"Feature","properties":{},"geometry":{"type":"LineString","coordinates":[[-116.5422,32.5591],[-116.54364,32.55922]]}}
LT METROPOLI - TIJUANA I | LineString | 69 kV |  | 8.27 km | 69 KV - 1C - 8.27 KM - 795 ACSR-TA | [5 empty] | CONACYT 2024 (oficial) | {"type":"Feature","properties":{},"geometry":{"type":"LineString","coordinates":[[-116.8844,32.51442],[-116.88467,32.5145],[-116.87728,32.50206],[-116.87771,32.44587]]}}
L.T. PANAMERICANA POTENCIA - HIPODROMO | LineString | 69 kV |  | 12.57 km | 69 KV - 2/4 C - 12.57 KM - 795 ACSR - PA | [5 empty] | CONACYT 2024 (oficial) | {"type":"Feature","properties":{},"geometry":{"type":"LineString","coordinates":[[-116.99401,32.51504],[-116.99409,32.51483],[-116.99363,32.51447],[-116.99315,32.51613],[-116.96417,32.50982],[-116.99148,32.47776],[-116.98308,32.46233],[-116.98032,32.45745],[-116.97869,32.45594],[-116.98304,32.44736],[-116.98348,32.44745],[-116.98359,32.44719]]}}
L.T. PANAMERICANA POTENCIA - LA MESA | LineString | 69 kV |  | 15.55 km | 69 KV - 1C - 15.42 KM - 795 ACSR - PM | [5 empty] | CONACYT 2024 (oficial) | {"type":"Feature","properties":{},"geometry":{"type":"LineString","coordinates":[[-116.94467,32.49131],[-116.94515,32.49094],[-116.94498,32.49082],[-116.93363,32.4973],[-116.93022,32.49308],[-116.92605,32.472],[-116.92544,32.47088],[-116.93618,32.44899],[-116.93646,32.44891],[-116.97827,32.43439],[-116.98409,32.44778],[-116.98419,32.44754]]}}
L.T. METROPOLI POTENCIA - EL DURAZNO | LineString | 69 kV |  | 11.37 km | 69 KV - 2C - 11.37 KM - 795 ACSR - PM/PA/TA | [5 empty] | CONACYT 2024 (oficial) | {"type":"Feature","properties":{},"geometry":{"type":"LineString","coordinates":[[-116.87777,32.44494],[-116.87692,32.44451],[-116.87904,32.42894],[-116.87863,32.42704],[-116.90939,32.4222],[-116.92777,32.43996],[-116.9343,32.44384],[-116.94071,32.42704]]}}
L.T. PANAMERICANA POTENCIA - EL TECOLOTE | LineString | 69 kV |  | 8.33 km | 69 KV - 1/2/4 C - 8.33 KM - 795 ACSR - TA/PM | [5 empty] | CONACYT 2024 (oficial) | {"type":"Feature","properties":{},"geometry":{"type":"LineString","coordinates":[[-117.02132,32.46004],[-117.02131,32.45983],[-117.0193,32.46769],[-116.99148,32.47776],[-116.98308,32.46233],[-116.98032,32.45745],[-116.97869,32.45594],[-116.98304,32.44736],[-116.98359,32.44759],[-116.98407,32.44748]]}}
L.T. PANAMERICANA POTENCIA - HIPODROMO | LineString | 69 kV |  | 12.56 km | 69 KV - 2/4 C - 12.56 KM - 795 ACSR - PA | [5 empty] | CONACYT 2024 (oficial) | {"type":"Feature","properties":{},"geometry":{"type":"LineString","coordinates":[[-116.99402,32.51497],[-116.99409,32.51483],[-116.99363,32.51447],[-116.99315,32.51613],[-116.96417,32.50982],[-116.99148,32.47776],[-116.98308,32.46233],[-116.98032,32.45745],[-116.97869,32.45594],[-116.98304,32.44736],[-116.98348,32.44745],[-116.98368,32.44724]]}}
L.T. PANAMERICANA POTENCIA - PACIFICO | LineString | 69 kV |  | 2.35 km | 69 KV - 2/4 C - 2.35 KM - 1113 ACSR - PA | [5 empty] | CONACYT 2024 (oficial) | {"type":"Feature","properties":{},"geometry":{"type":"LineString","coordinates":[[-116.9851,32.46296],[-116.98487,32.46343],[-116.98308,32.46233],[-116.98032,32.45745],[-116.97869,32.45594],[-116.98304,32.44736],[-116.98359,32.44759],[-116.98377,32.44729]]}}
L.T. HIPODROMO - UNIVERSIDAD | LineString | 69 kV |  | 8.35 km | 69 KV - 1/2/4 C - 8.35 KM - 795 ACSR - PM/TA | [5 empty] | CONACYT 2024 (oficial) | {"type":"Feature","properties":{},"geometry":{"type":"LineString","coordinates":[[-116.92298,32.53576],[-116.92272,32.53545],[-116.92354,32.53537],[-116.92588,32.52762],[-116.94878,32.52215],[-116.94946,32.52177],[-116.99363,32.51447],[-116.99412,32.51488],[-116.99399,32.51487]]}}
L.T. FRONTERA - TIJUANA I | LineString | 69 kV |  | 6.71 km | 69 KV - 2C - 6.70 KM - 794 ACSR - PA | [5 empty] | CONACYT 2024 (oficial) | {"type":"Feature","properties":{},"geometry":{"type":"LineString","coordinates":[[-116.91611,32.5488],[-116.91571,32.54862],[-116.91251,32.54702],[-116.91238,32.54609],[-116.88496,32.51492],[-116.88443,32.51497]]}}
L.T. MABAMEX - METROPOLI | LineString | 69 kV |  | 6.46 km | 69 KV - 1C - 6.45 KM - 795 ACSR - PM | [5 empty] | CONACYT 2024 (oficial) | {"type":"Feature","properties":{},"geometry":{"type":"LineString","coordinates":[[-116.87769,32.44582],[-116.86859,32.44398],[-116.84697,32.46005],[-116.85967,32.4748]]}}
L.T. RIO - GUERRERO | LineString | 69 kV |  | 7.64 km | 69 KV - 1C - 7.63 KM -927 AL - PM | [5 empty] | CONACYT 2024 (oficial) | {"type":"Feature","properties":{},"geometry":{"type":"LineString","coordinates":[[-117.01387,32.52864],[-117.0135,32.52885],[-117.0113,32.52965],[-117.02652,32.53626],[-117.0325,32.52114],[-117.05272,32.51545]]}}
L.T. PANAMERICANA POTENCIA - P.I.P | LineString | 69 kV |  | 1.41 km | 69 KV - 2/4 C - 1.41 KM - 795 ACSR - PA | [5 empty] | CONACYT 2024 (oficial) | {"type":"Feature","properties":{},"geometry":{"type":"LineString","coordinates":[[-116.97717,32.45577],[-116.97869,32.45594],[-116.98304,32.44736],[-116.98359,32.44759],[-116.98384,32.44736]]}}
DZILAM-TEMAX | LineString | 69 kV |  | 28.25 km | NO DEFINIDO | [5 empty] | CONACYT 2024 (oficial) | {"type":"Feature","properties":{},"geometry":{"type":"LineString","coordinates":[[-88.93044,21.35847],[-88.93487,21.30134],[-88.94137,21.29394],[-88.94369,21.26661],[-88.93442,21.24596],[-88.9349,21.21954],[-88.95461,21.189],[-88.95241,21.16761],[-88.9607,21.15316],[-88.95035,21.14142],[-88.939,21.14005]]}}
NO DEFINIDO | LineString | 69 kV |  | 2.94 km | NO DEFINIDO | [5 empty] | CONACYT 2024 (oficial) | {"type":"Feature","properties":{},"geometry":{"type":"LineString","coordinates":[[-115.93948,32.56848],[-115.91516,32.57145]]}}
LT ZICTEPEC | LineString | 85 kV |  | 28.66 km | NO DEFINIDO | [5 empty] | CONACYT 2024 (oficial) | {"type":"Feature","properties":{},"geometry":{"type":"LineString","coordinates":[[-99.63291,19.27247],[-99.60165,19.10691],[-99.59274,19.05412],[-99.56495,19.02915]]}}
LT HIDROELECTRICA LERMA | LineString | 85 kV |  | 72.06 km | NO DEFINIDO | [5 empty] | CONACYT 2024 (oficial) | {"type":"Feature","properties":{},"geometry":{"type":"LineString","coordinates":[[-100.25224,19.98309],[-100.14003,19.84372],[-100.12318,19.81443],[-100.12274,19.7989],[-100.13116,19.78073],[-100.12182,19.75842],[-100.04729,19.72435],[-99.98622,19.70347],[-99.77998,19.56396]]}}
LT ACTOPAN - CEMENTOS FORTALEZA | LineString | 85 kV |  | 25.1 km | NO DEFINIDO | [5 empty] | CONACYT 2024 (oficial) | {"type":"Feature","properties":{},"geometry":{"type":"LineString","coordinates":[[-98.95858,20.2644],[-98.97467,20.26869],[-98.97598,20.29042],[-99.02345,20.3257],[-99.0289,20.34436],[-99.05979,20.38178],[-99.0454,20.38873],[-99.02177,20.40718],[-99.02353,20.41729]]}}
LT HIDROELECTRICA AMBROSIO FIGUEROA | LineString | 69 kV |  | 34.69 km | NO DEFINIDO | [5 empty] | CONACYT 2024 (oficial) | {"type":"Feature","properties":{},"geometry":{"type":"LineString","coordinates":[[-99.80536,16.92843],[-99.76814,16.94865],[-99.71593,16.98699],[-99.70874,16.99497],[-99.67095,17.00472],[-99.65752,17.01846],[-99.61216,17.04356],[-99.58078,17.05568],[-99.56942,17.08495],[-99.56467,17.1115]]}}
NO DEFINIDO | LineString | 69 kV |  | 29.9 km | NO DEFINIDO | [5 empty] | CONACYT 2024 (oficial) | {"type":"Feature","properties":{},"geometry":{"type":"LineString","coordinates":[[-97.09285,18.1669],[-97.01755,18.1734],[-96.98594,18.15947],[-96.96872,18.15697],[-96.95572,18.14532],[-96.93509,18.16885],[-96.91816,18.16877],[-96.89927,18.16118],[-96.89267,18.1508],[-96.87827,18.15146],[-96.86593,18.16206],[-96.85215,18.15348]]}}
NO DEFINIDO | LineString | 69 kV |  | 29.91 km | NO DEFINIDO | [5 empty] | CONACYT 2024 (oficial) | {"type":"Feature","properties":{},"geometry":{"type":"LineString","coordinates":[[-97.24807,18.35815],[-97.22787,18.32424],[-97.19848,18.29421],[-97.16454,18.27057],[-97.1585,18.26165],[-97.15974,18.22449],[-97.15609,18.19112],[-97.12352,18.16833],[-97.09287,18.16685]]}}
NO DEFINIDO | LineString | 85 kV |  | 45.19 km | NO DEFINIDO | [5 empty] | CONACYT 2024 (oficial) | {"type":"Feature","properties":{},"geometry":{"type":"LineString","coordinates":[[-99.18948,20.15354],[-99.08536,20.13854],[-99.03808,20.13308],[-98.92626,20.13107],[-98.81973,20.12263],[-98.77607,20.12158],[-98.76055,20.11736]]}}
NO DEFINIDO | LineString | 85 kV |  | 6.97 km | NO DEFINIDO | [5 empty] | CONACYT 2024 (oficial) | {"type":"Feature","properties":{},"geometry":{"type":"LineString","coordinates":[[-98.75958,20.11734],[-98.73764,20.11088],[-98.69427,20.11383]]}}
NO DEFINIDO | LineString | 85 kV |  | 15.8 km | NO DEFINIDO | [5 empty] | CONACYT 2024 (oficial) | {"type":"Feature","properties":{},"geometry":{"type":"LineString","coordinates":[[-98.30299,19.98098],[-98.32215,20.00279],[-98.41953,20.0665]]}}
NO DEFINIDO | LineString | 85 kV |  | 40.8 km | NO DEFINIDO | [5 empty] | CONACYT 2024 (oficial) | {"type":"Feature","properties":{},"geometry":{"type":"LineString","coordinates":[[-99.10219,19.95602],[-99.09955,19.95427],[-99.01591,19.98355],[-98.84839,20.07648],[-98.79142,20.11666],[-98.76052,20.11719]]}}
NO DEFINIDO | LineString | 85 kV |  | 14.15 km | NO DEFINIDO | [5 empty] | CONACYT 2024 (oficial) | {"type":"Feature","properties":{},"geometry":{"type":"LineString","coordinates":[[-98.41271,20.03541],[-98.4363,20.04177],[-98.46924,20.04558],[-98.50807,20.03377],[-98.54367,20.029]]}}
NO DEFINIDO | LineString | 85 kV |  | 1.93 km | NO DEFINIDO | [5 empty] | CONACYT 2024 (oficial) | {"type":"Feature","properties":{},"geometry":{"type":"LineString","coordinates":[[-98.69427,20.11383],[-98.6866,20.09801]]}}
NO DEFINIDO | LineString | 85 kV |  | 17.79 km | NO DEFINIDO | [5 empty] | CONACYT 2024 (oficial) | {"type":"Feature","properties":{},"geometry":{"type":"LineString","coordinates":[[-98.69427,20.11383],[-98.6738,20.12321],[-98.64684,20.14884],[-98.63233,20.19725],[-98.63343,20.24861]]}}
NO DEFINIDO | LineString | 85 kV |  | 13.69 km | NO DEFINIDO | [5 empty] | CONACYT 2024 (oficial) | {"type":"Feature","properties":{},"geometry":{"type":"LineString","coordinates":[[-98.37775,20.1184],[-98.42057,20.09903],[-98.43481,20.08407],[-98.44855,20.05963],[-98.41931,20.0661]]}}
NO DEFINIDO | LineString | 85 kV |  | 4.1 km | NO DEFINIDO | [5 empty] | CONACYT 2024 (oficial) | {"type":"Feature","properties":{},"geometry":{"type":"LineString","coordinates":[[-98.41931,20.0661],[-98.40742,20.05822],[-98.41271,20.03541]]}}
NO DEFINIDO | LineString | 85 kV |  | 1.8 km | NO DEFINIDO | [5 empty] | CONACYT 2024 (oficial) | {"type":"Feature","properties":{},"geometry":{"type":"LineString","coordinates":[[-98.54367,20.029],[-98.55981,20.02333]]}}
NO DEFINIDO | LineString | 85 kV |  | 16.22 km | NO DEFINIDO | [5 empty] | CONACYT 2024 (oficial) | {"type":"Feature","properties":{},"geometry":{"type":"LineString","coordinates":[[-98.55981,20.02333],[-98.58194,20.02865],[-98.6408,20.06382],[-98.67332,20.07714],[-98.6866,20.09801]]}}
NO DEFINIDO | LineString | 85 kV |  | 9.76 km | NO DEFINIDO | [5 empty] | CONACYT 2024 (oficial) | {"type":"Feature","properties":{},"geometry":{"type":"LineString","coordinates":[[-99.18817,19.63623],[-99.19409,19.62893],[-99.19616,19.60046],[-99.2157,19.57233],[-99.2022,19.56296]]}}
NO DEFINIDO | LineString | 85 kV |  | 15.88 km | NO DEFINIDO | [5 empty] | CONACYT 2024 (oficial) | {"type":"Feature","properties":{},"geometry":{"type":"LineString","coordinates":[[-99.19331,19.61734],[-99.18644,19.61565],[-99.11159,19.57021],[-99.07421,19.55802],[-99.059,19.55571]]}}
NO DEFINIDO | LineString | 69 kV |  | 27.63 km | NO DEFINIDO | [5 empty] | CONACYT 2024 (oficial) | {"type":"Feature","properties":{},"geometry":{"type":"LineString","coordinates":[[-116.53928,31.88769],[-116.46406,31.89129],[-116.426,31.90004],[-116.37505,31.87792],[-116.29167,31.89314],[-116.26614,31.91101]]}}
NO DEFINIDO | LineString | 69 kV |  | 61.13 km | NO DEFINIDO | [5 empty] | CONACYT 2024 (oficial) | {"type":"Feature","properties":{},"geometry":{"type":"LineString","coordinates":[[-116.78361,32.4732],[-116.75774,32.45094],[-116.75322,32.43491],[-116.72412,32.40743],[-116.71775,32.38534],[-116.68253,32.38511],[-116.66372,32.37637],[-116.62057,32.34723],[-116.61405,32.3342],[-116.59409,32.33271],[-116.55813,32.30772],[-116.55519,32.29385],[-116.54006,32.29056],[-116.5339,32.25143],[-116.5026,32.20047],[-116.49843,32.18051],[-116.5517,32.10601],[-116.56121,32.09041],[-116.57993,32.07932]]}}
NO DEFINIDO | LineString | 69 kV |  | 17.32 km | NO DEFINIDO | [5 empty] | CONACYT 2024 (oficial) | {"type":"Feature","properties":{},"geometry":{"type":"LineString","coordinates":[[-116.66511,31.94629],[-116.66039,31.96215],[-116.62244,32.01946],[-116.61415,32.047],[-116.59843,32.06548],[-116.58005,32.07916]]}}
NO DEFINIDO | LineString | 69 kV |  | 27.63 km | NO DEFINIDO | [5 empty] | CONACYT 2024 (oficial) | {"type":"Feature","properties":{},"geometry":{"type":"LineString","coordinates":[[-116.53928,31.88769],[-116.46406,31.89129],[-116.426,31.90004],[-116.37505,31.87792],[-116.29167,31.89314],[-116.26614,31.91101]]}}
NO DEFINIDO | LineString | 69 kV |  | 61.13 km | NO DEFINIDO | [5 empty] | CONACYT 2024 (oficial) | {"type":"Feature","properties":{},"geometry":{"type":"LineString","coordinates":[[-116.78361,32.4732],[-116.75774,32.45094],[-116.75322,32.43491],[-116.72412,32.40743],[-116.71775,32.38534],[-116.68253,32.38511],[-116.66372,32.37637],[-116.62057,32.34723],[-116.61405,32.3342],[-116.59409,32.33271],[-116.55813,32.30772],[-116.55519,32.29385],[-116.54006,32.29056],[-116.5339,32.25143],[-116.5026,32.20047],[-116.49843,32.18051],[-116.5517,32.10601],[-116.56121,32.09041],[-116.57993,32.07932]]}}
NO DEFINIDO | LineString | 69 kV |  | 17.32 km | NO DEFINIDO | [5 empty] | CONACYT 2024 (oficial) | {"type":"Feature","properties":{},"geometry":{"type":"LineString","coordinates":[[-116.66511,31.94629],[-116.66039,31.96215],[-116.62244,32.01946],[-116.61415,32.047],[-116.59843,32.06548],[-116.58005,32.07916]]}}
NO DEFINIDO | LineString | 69 kV |  | 5.99 km | NO DEFINIDO | [5 empty] | CONACYT 2024 (oficial) | {"type":"Feature","properties":{},"geometry":{"type":"LineString","coordinates":[[-99.61486,19.29097],[-99.57389,19.28633],[-99.57499,19.29459]]}}
NO DEFINIDO | LineString | 85 kV |  | 1.49 km | NO DEFINIDO | [5 empty] | CONACYT 2024 (oficial) | {"type":"Feature","properties":{},"geometry":{"type":"LineString","coordinates":[[-99.61863,19.30209],[-99.61483,19.29238]]}}
NO DEFINIDO | LineString | 85 kV |  | 2.26 km | NO DEFINIDO | [5 empty] | CONACYT 2024 (oficial) | {"type":"Feature","properties":{},"geometry":{"type":"LineString","coordinates":[[-99.61863,19.30209],[-99.63244,19.29518]]}}
SE ZICTEPEC | Point | 85 kV | [5 empty] | En operación | México | Tenango del Valle | CONACYT 2024 (oficial) | {"type":"Feature","properties":{},"geometry":{"type":"Point","coordinates":[-99.56495,19.02915]}}
SE PACHUCA | Point | 85 kV | [5 empty] | En operación | Hidalgo | Pachuca de Soto | CONACYT 2024 (oficial) | {"type":"Feature","properties":{},"geometry":{"type":"Point","coordinates":[-98.76015,20.1172]}}
SE JUANDHO | Point | 85 kV | [5 empty] | En operación | Hidalgo | Tetepango | CONACYT 2024 (oficial) | {"type":"Feature","properties":{},"geometry":{"type":"Point","coordinates":[-99.18887,20.15321]}}
LT. CHANCANAAB II-CHANCANAAB | LineString | 35 kV |  | 2.31 km | 34.5KV-1C-2.3KM-PC | [5 empty] | CONACYT 2024 (oficial) | {"type":"Feature","properties":{},"geometry":{"type":"LineString","coordinates":[[-86.95717,20.47527],[-86.9576,20.47573],[-86.95694,20.47651],[-86.96077,20.49016]]}}
LT. PLAYA DEL CARMEN-CHANCANAAB II | LineString | 35 kV |  | 23.1 km | 34.5KV-2C-2.30KM(TRAMO SUBMARINO) | [5 empty] | CONACYT 2024 (oficial) | {"type":"Feature","properties":{},"geometry":{"type":"LineString","coordinates":[[-86.96093,20.49029],[-87.10347,20.6107],[-87.08649,20.6244],[-87.08213,20.63023]]}}
LT. CHANCANAAB II-COZUMEL | LineString | 35 kV |  | 2.13 km | 34.5KV-1C-2.13KM-PC | [5 empty] | CONACYT 2024 (oficial) | {"type":"Feature","properties":{},"geometry":{"type":"LineString","coordinates":[[-86.95557,20.50383],[-86.96077,20.48986]]}}
LT. COZUMEL-CHANCANAB I | LineString | 35 kV |  | 4.51 km | 34.5KV-1C-4.51KM-PC | [5 empty] | CONACYT 2024 (oficial) | {"type":"Feature","properties":{},"geometry":{"type":"LineString","coordinates":[[-86.95705,20.4753],[-86.9576,20.47573],[-86.95694,20.47651],[-86.94959,20.49137],[-86.95611,20.50427]]}}
LT EJIDO MUJICA TAP GUERRERO NEGRO II - BENITO JUAREZ MANIOBRAS | LineString | 35 kV |  | 0.17 km | 34.5KV-1C-266ACSR-PM | [5 empty] | CONACYT 2024 (oficial) | {"type":"Feature","properties":{},"geometry":{"type":"LineString","coordinates":[[-113.44799,27.7192],[-113.44716,27.72057]]}}
L.T. EJIDO LAGUNERO - ENTRONQUE GUERRERO NEGRO II BENITO JUAREZ MANIOBRAS | LineString | 35 kV |  | 0.25 km | 34.5KV-1C-266ACSR-PM | [5 empty] | CONACYT 2024 (oficial) | {"type":"Feature","properties":{},"geometry":{"type":"LineString","coordinates":[[-113.67968,27.82009],[-113.68069,27.81802]]}}
LT BENITO JUAREZ MANIOBRAS TAP GUERRERO NEGRO II - BENITO JUAREZ MANIOBRAS | LineString | 34 kV |  | 2.1 km | 34.5KV-1C-3/0-PM | [5 empty] | CONACYT 2024 (oficial) | {"type":"Feature","properties":{},"geometry":{"type":"LineString","coordinates":[[-113.78083,27.88358],[-113.79886,27.87641]]}}
LT GUERRERO NEGRO II - BENITO JUAREZ MANIOBRAS | LineString | 35 kV |  | 54.09 km | 34.5KV-2C-477ACSR-PM | [5 empty] | CONACYT 2024 (oficial) | {"type":"Feature","properties":{},"geometry":{"type":"LineString","coordinates":[[-113.41298,27.64163],[-113.41296,27.64173],[-113.38557,27.64857],[-113.39356,27.66486],[-113.43779,27.71601],[-113.61608,27.79468],[-113.64149,27.80189],[-113.72417,27.83631],[-113.81067,27.86968],[-113.79884,27.87674],[-113.79888,27.87703]]}}
L.T. CENTRAL EOLICA - GUERRERO NEGRO I | LineString | 35 kV |  | 3.55 km | 34.5KV-1C-3/0ACSR-PM | [5 empty] | CONACYT 2024 (oficial) | {"type":"Feature","properties":{},"geometry":{"type":"LineString","coordinates":[[-114.03679,27.9752],[-114.06692,27.97622]]}}
L.T. GUERRERO NEGRO II - DIAZ ORDAZ | LineString | 35 kV |  | 3.9 km | 34.5KV-1C-3/0-PM | [5 empty] | CONACYT 2024 (oficial) | {"type":"Feature","properties":{},"geometry":{"type":"LineString","coordinates":[[-113.45231,27.64249],[-113.41304,27.64163]]}}
L.T. GUERRERO NEGRO II - EJIDO EMILIANO ZAPATA | LineString | 34 kV |  | 17.59 km | 34.5KV-1C-477/266ACSR-PM | [5 empty] | CONACYT 2024 (oficial) | {"type":"Feature","properties":{},"geometry":{"type":"LineString","coordinates":[[-113.39372,27.53744],[-113.33523,27.55419],[-113.34999,27.57569],[-113.3849,27.64805]]}}
LT VIZCAINO (POBLACION) TAP GUERRERO NEGRO II - BENITO JUAREZ MANIOBRAS | LineString | 35 kV |  | 0.65 km | 34.5KV-1C-266ACSR-PM | [5 empty] | CONACYT 2024 (oficial) | {"type":"Feature","properties":{},"geometry":{"type":"LineString","coordinates":[[-113.38438,27.64394],[-113.38969,27.64582]]}}
LT GUERRERO NEGRO I - BENITO JUAREZ MANIOBRAS | LineString | 34 kV |  | 79.01 km | 34.5KV-2C-477ACSR-PM | [5 empty] | CONACYT 2024 (oficial) | {"type":"Feature","properties":{},"geometry":{"type":"LineString","coordinates":[[-113.41286,27.64163],[-113.41291,27.64173],[-113.3849,27.64805],[-113.39309,27.66493],[-113.43969,27.71758],[-113.61705,27.79558],[-113.64159,27.80227],[-113.72344,27.83566],[-113.81059,27.86928],[-113.8915,27.90423],[-114.01079,27.96564],[-114.0132,27.97673],[-114.03653,27.9752]]}}
LT GUERRERO NEGRO II - BENITO JUAREZ MANIOBRAS | LineString | 35 kV |  | 54.19 km | 34.5KV-1C-266ACSR-PM | [5 empty] | CONACYT 2024 (oficial) | {"type":"Feature","properties":{},"geometry":{"type":"LineString","coordinates":[[-113.41291,27.64162],[-113.41291,27.64173],[-113.3849,27.64805],[-113.39309,27.66493],[-113.43969,27.71758],[-113.61705,27.79558],[-113.64159,27.80227],[-113.72344,27.83566],[-113.81059,27.86928],[-113.79886,27.87641],[-113.79882,27.87704]]}}
LT GUERRERO NEGRO II - BENITO JUAREZ MANIOBRAS | LineString | 34 kV |  | 54.09 km | 34.5KV-2C-477ACSR-PM | [5 empty] | CONACYT 2024 (oficial) | {"type":"Feature","properties":{},"geometry":{"type":"LineString","coordinates":[[-113.41295,27.64163],[-113.41296,27.64173],[-113.38557,27.64857],[-113.39356,27.66486],[-113.43779,27.71601],[-113.61608,27.79468],[-113.64149,27.80189],[-113.72417,27.83631],[-113.81067,27.86968],[-113.79884,27.87674],[-113.79893,27.87703]]}}
LT LAS TRUCHAS - TAYOLTITA | LineString | 35 kV |  | 41.36 km | NO DEFINIDO | [5 empty] | CONACYT 2024 (oficial) | {"type":"Feature","properties":{},"geometry":{"type":"LineString","coordinates":[[-105.92596,24.11073],[-105.95602,24.14417],[-105.95745,24.17701],[-105.95074,24.21428],[-105.97157,24.24949],[-105.97451,24.27388],[-105.96736,24.44225],[-105.9747,24.46385]]}}
LT Trigomil - SE San Clemente | LineString | 24 kV |  | 27.43 km | NO DEFINIDO | [5 empty] | CONACYT 2024 (oficial) | {"type":"Feature","properties":{},"geometry":{"type":"LineString","coordinates":[[-104.22835,20.07082],[-104.26546,20.02015],[-104.26212,19.96319],[-104.28428,19.9618],[-104.31244,19.94956],[-104.3342,19.94491],[-104.37096,19.97559]]}}
LT BAHIA ASUNCIÓN - PUERTO NUEVO | LineString | 34 kV |  | 68.57 km | NO DEFINIDO | [5 empty] | CONACYT 2024 (oficial) | {"type":"Feature","properties":{},"geometry":{"type":"LineString","coordinates":[[-114.2897,27.15119],[-114.2837,27.17098],[-114.30689,27.19223],[-114.31296,27.22109],[-114.33781,27.23298],[-114.35186,27.24664],[-114.37027,27.25515],[-114.39384,27.27554],[-114.41025,27.30665],[-114.40895,27.32287],[-114.42221,27.33711],[-114.44791,27.40495],[-114.44462,27.41889],[-114.42623,27.45121],[-114.42573,27.46326],[-114.44704,27.51408],[-114.51026,27.52319],[-114.57653,27.54387],[-114.59956,27.4787]]}}
LT BAHIA ASUNCIÓN - BAHIA TORTUGAS | LineString | 34 kV |  | 43.17 km | NO DEFINIDO | [5 empty] | CONACYT 2024 (oficial) | {"type":"Feature","properties":{},"geometry":{"type":"LineString","coordinates":[[-114.57652,27.54384],[-114.5734,27.55308],[-114.59187,27.5648],[-114.6029,27.57838],[-114.60447,27.61157],[-114.64543,27.64478],[-114.67094,27.67626],[-114.70981,27.67759],[-114.72884,27.6841],[-114.76387,27.7027],[-114.84903,27.72734],[-114.8934,27.70676],[-114.89598,27.69925]]}}
LT BAHÍA TORTUGAS - PUNTA EUGENIA | LineString | 34 kV |  | 24.86 km | NO DEFINIDO | [5 empty] | CONACYT 2024 (oficial) | {"type":"Feature","properties":{},"geometry":{"type":"LineString","coordinates":[[-114.89598,27.69925],[-114.90819,27.71055],[-114.9278,27.74171],[-114.95152,27.75347],[-115.00702,27.78841],[-115.03038,27.80069],[-115.0693,27.83826],[-115.07557,27.84878]]}}
LT BAHÍA ASUNCIÓN - PUNTA PRIETA | LineString | 34 kV |  | 32.71 km | NO DEFINIDO | [5 empty] | CONACYT 2024 (oficial) | {"type":"Feature","properties":{},"geometry":{"type":"LineString","coordinates":[[-114.28984,27.15083],[-114.28502,27.14908],[-114.24425,27.16181],[-114.18552,27.15285],[-114.15949,27.13344],[-114.10168,27.10609],[-114.0916,27.09077],[-114.06555,27.06352],[-114.04924,27.03973],[-114.04016,27.01414]]}}
LT Punta Prieta - San Hipólito | LineString | 34 kV |  | 8.08 km | NO DEFINIDO | [5 empty] | CONACYT 2024 (oficial) | {"type":"Feature","properties":{},"geometry":{"type":"LineString","coordinates":[[-113.97803,26.99053],[-113.98771,26.98022],[-114.02725,27.00207],[-114.03989,27.01381]]}}
LT BAHÍA ASUNCIÓN - LA BOCANA | LineString | 34 kV |  | 45.45 km | NO DEFINIDO | [5 empty] | CONACYT 2024 (oficial) | {"type":"Feature","properties":{},"geometry":{"type":"LineString","coordinates":[[-114.04932,27.03968],[-114.00547,27.02218],[-113.95923,27.01034],[-113.91946,27.00431],[-113.88588,26.99476],[-113.8368,26.97134],[-113.80487,26.94914],[-113.77924,26.92156],[-113.72349,26.83127],[-113.72107,26.81364],[-113.70981,26.80575]]}}
La Bocana - Punta Abreojos | LineString | 34 kV |  | 16.34 km | NO DEFINIDO | [5 empty] | CONACYT 2024 (oficial) | {"type":"Feature","properties":{},"geometry":{"type":"LineString","coordinates":[[-113.70981,26.80575],[-113.68962,26.801],[-113.6417,26.77032],[-113.60527,26.74345],[-113.57378,26.72602]]}}
LT GUERRERO NEGRO - BAHÍA DE LOS ANGELES | LineString | 34 kV |  | 182.69 km | NO DEFINIDO | [5 empty] | CONACYT 2024 (oficial) | {"type":"Feature","properties":{},"geometry":{"type":"LineString","coordinates":[[-113.55767,28.95309],[-113.57525,28.94969],[-114.1522,29.04312],[-114.16241,28.89308],[-113.98954,28.41968],[-114.01373,27.97647],[-114.03606,27.97545]]}}
LT Santa Rosalita - Nuevo Rosalito | LineString | 34 kV |  | 14.02 km | NO DEFINIDO | [5 empty] | CONACYT 2024 (oficial) | {"type":"Feature","properties":{},"geometry":{"type":"LineString","coordinates":[[-114.2285,28.66862],[-114.10156,28.72754]]}}
SE PUERTO NUEVO | Point | 34 kV | [5 empty] | En operación | Baja California Sur | Mulegé | CONACYT 2024 (oficial) | {"type":"Feature","properties":{},"geometry":{"type":"Point","coordinates":[-114.59956,27.4787]}}
S.E BAHÍA TORTUGAS | Point | 34 kV | [5 empty] | En operación | Baja California Sur | Mulegé | CONACYT 2024 (oficial) | {"type":"Feature","properties":{},"geometry":{"type":"Point","coordinates":[-114.89598,27.69925]}}
SE PUNTA EUGENIA | Point | 1 kV | [5 empty] | En operación | Baja California Sur | Mulegé | CONACYT 2024 (oficial) | {"type":"Feature","properties":{},"geometry":{"type":"Point","coordinates":[-115.07557,27.84878]}}
SE PUNTA PRIETA | Point | 34 kV | [5 empty] | En operación | Baja California Sur | Mulegé | CONACYT 2024 (oficial) | {"type":"Feature","properties":{},"geometry":{"type":"Point","coordinates":[-114.04016,27.01414]}}
S.E. SAN HIPÓLITO | Point | 34 kV | [5 empty] | En operación | Baja California Sur | Mulegé | CONACYT 2024 (oficial) | {"type":"Feature","properties":{},"geometry":{"type":"Point","coordinates":[-113.97803,26.99053]}}
SE LA BOCANA | Point | 34 kV | [5 empty] | En operación | Baja California Sur | Mulegé | CONACYT 2024 (oficial) | {"type":"Feature","properties":{},"geometry":{"type":"Point","coordinates":[-113.70981,26.80575]}}
SE PUNTA ABREOJOS | Point | 34 kV | [5 empty] | En operación | Baja California Sur | Mulegé | CONACYT 2024 (oficial) | {"type":"Feature","properties":{},"geometry":{"type":"Point","coordinates":[-113.57378,26.72602]}}
S.E BAHÍA DE LOS ANGELES | Point | 1 kV | [5 empty] | En operación | Baja California | San Quintín | CONACYT 2024 (oficial) | {"type":"Feature","properties":{},"geometry":{"type":"Point","coordinates":[-113.55767,28.95309]}}
SE SANTA ROSALITA | Point | 34 kV | [5 empty] | En operación | Baja California | San Quintín | CONACYT 2024 (oficial) | {"type":"Feature","properties":{},"geometry":{"type":"Point","coordinates":[-114.2285,28.66862]}}
SE Jesus Marí­a | Point | 34 kV | [5 empty] | En operación | Baja California | San Quintín | CONACYT 2024 (oficial) | {"type":"Feature","properties":{},"geometry":{"type":"Point","coordinates":[-113.99684,28.28606]}}
SE SAN JOSE CHIAPA | Point | 1 kV | [5 empty] | En operación | Puebla | San José Chiapa | CONACYT 2024 (oficial) | {"type":"Feature","properties":{},"geometry":{"type":"Point","coordinates":[-97.76453,19.22082]}}
Línea 400.0 kV | LineString | 400.0 kV |  |  |  | CFE |  |  |  |  | OpenStreetMap | {"type":"Feature","properties":{},"geometry":{"type":"LineString","coordinates":[[-90.36245,19.64025],[-90.36089,19.64288],[-90.35947,19.64566],[-90.35824,19.64834]]}}
Línea 400.0 kV | LineString | 400.0 kV | 1 |  |  | CFE |  |  |  |  | OpenStreetMap | {"type":"Feature","properties":{},"geometry":{"type":"LineString","coordinates":[[-98.13887,19.08272],[-98.13948,19.08281],[-98.14091,19.08353],[-98.14299,19.08458],[-98.14699,19.08659],[-98.15089,19.08858],[-98.15454,19.09055],[-98.15844,19.09234],[-98.16253,19.09424],[-98.16652,19.09612],[-98.17044,19.09793],[-98.17468,19.09994],[-98.17866,19.10179],[-98.18297,19.10382],[-98.18748,19.10596],[-98.1907,19.10742],[-98.19428,19.10806],[-98.19687,19.1085],[-98.19894,19.10886],[-98.20117,19.10924],[-98.20807,19.11034],[-98.21339,19.11119],[-98.21564,19.11162],[-98.22058,19.11241],[-98.2244,19.11326],[-98.22838,19.11623],[-98.23142,19.11872],[-98.2349,19.12141],[-98.23838,19.12443],[-98.24003,19.12571]]}}
Línea 400.0 kV | LineString | 400.0 kV | 1 |  |  | CFE |  |  |  |  | OpenStreetMap | {"type":"Feature","properties":{},"geometry":{"type":"LineString","coordinates":[[-98.23967,19.12645],[-98.2393,19.12615],[-98.2385,19.12544],[-98.2355,19.12303],[-98.23204,19.12025],[-98.22883,19.11768],[-98.22429,19.11388],[-98.22031,19.11324],[-98.21579,19.11251],[-98.21343,19.11207],[-98.20932,19.11139],[-98.2063,19.111],[-98.20114,19.11006],[-98.19775,19.10949],[-98.19383,19.10885],[-98.19051,19.10833],[-98.18721,19.10676],[-98.18233,19.10443],[-98.17835,19.10257],[-98.17437,19.10063],[-98.17026,19.09876],[-98.16636,19.09691],[-98.16241,19.09505],[-98.1588,19.0934],[-98.15519,19.09164],[-98.15142,19.0899],[-98.14698,19.08787],[-98.14291,19.08548],[-98.14077,19.08423],[-98.1392,19.08333],[-98.13876,19.08291]]}}
Línea 400.0 kV | LineString | 400.0 kV | 2 |  |  | CFE |  |  |  |  | OpenStreetMap | {"type":"Feature","properties":{},"geometry":{"type":"LineString","coordinates":[[-98.24157,19.12264],[-98.24137,19.123],[-98.24083,19.12411],[-98.24003,19.12571],[-98.23986,19.12618]]}}
Línea 400.0 kV | LineString | 400.0 kV | 1 |  |  | Comisión Federal de Electricidad |  |  |  |  | OpenStreetMap | {"type":"Feature","properties":{},"geometry":{"type":"LineString","coordinates":[[-97.04094,18.8993],[-97.04034,18.89953],[-97.03824,18.89884],[-97.03629,18.8982],[-97.03447,18.8976],[-97.03253,18.89695],[-97.03065,18.8963],[-97.02538,18.89452],[-97.02325,18.89379],[-97.01834,18.89206],[-97.01125,18.8896],[-97.00653,18.88796],[-96.99741,18.88477],[-96.99361,18.88342],[-96.98939,18.88196],[-96.98483,18.88036],[-96.983,18.87973],[-96.98079,18.87897],[-96.97931,18.87847],[-96.97756,18.87785],[-96.97594,18.87727],[-96.97435,18.87668],[-96.97293,18.87551],[-96.97144,18.87418],[-96.96983,18.87276],[-96.96825,18.87138],[-96.96685,18.87014],[-96.96509,18.86862],[-96.96342,18.86713],[-96.96189,18.86577],[-96.96012,18.86425],[-96.95849,18.8628],[-96.95689,18.86139],[-96.95511,18.85984],[-96.95356,18.85848],[-96.95191,18.85703],[-96.95031,18.85564],[-96.94886,18.85434],[-96.94723,18.85295],[-96.94567,18.85158],[-96.94348,18.84974],[-96.94211,18.84853],[-96.93985,18.84659],[-96.93841,18.84527],[-96.93675,18.84377],[-96.93489,18.84212],[-96.93343,18.84095],[-96.93198,18.8397],[-96.93039,18.83819],[-96.92874,18.83679],[-96.92704,18.83536],[-96.92553,18.83407],[-96.9239,18.83258],[-96.9223,18.83119],[-96.92055,18.82964],[-96.919,18.8282],[-96.91751,18.82699],[-96.9162,18.82583],[-96.91456,18.82439],[-96.91307,18.82306],[-96.9112,18.82139],[-96.90967,18.8201],[-96.90829,18.8189],[-96.90645,18.81727],[-96.90454,18.81562],[-96.9032,18.81447],[-96.89947,18.81113],[-96.89788,18.80983],[-96.89637,18.80851],[-96.89414,18.8065],[-96.89297,18.80546],[-96.89053,18.80336],[-96.88946,18.80235],[-96.8861,18.79949],[-96.8837,18.79743],[-96.88153,18.79555],[-96.87986,18.79416],[-96.87683,18.79167],[-96.87547,18.79038],[-96.87327,18.78853],[-96.87168,18.78726],[-96.87034,18.7861],[-96.86674,18.78296],[-96.86477,18.78134],[-96.86062,18.77791],[-96.85865,18.77613],[-96.85542,18.77519],[-96.85077,18.77382],[-96.84833,18.77312],[-96.84508,18.7722],[-96.84246,18.77142],[-96.83944,18.77057],[-96.8333,18.76871],[-96.82784,18.76718],[-96.82384,18.76607],[-96.81986,18.76494],[-96.81619,18.76396],[-96.81423,18.76339],[-96.8121,18.76276],[-96.81053,18.76177],[-96.80855,18.76052],[-96.8069,18.75921],[-96.80579,18.75831],[-96.8047,18.75744],[-96.80325,18.75629],[-96.80177,18.75511],[-96.80021,18.75386],[-96.79779,18.75192],[-96.7926,18.74761],[-96.78969,18.74515],[-96.78695,18.74285],[-96.78529,18.7415],[-96.78383,18.74024],[-96.78226,18.73893],[-96.78054,18.73748],[-96.77866,18.73592],[-96.77709,18.73459],[-96.77521,18.73299],[-96.77353,18.73156],[-96.77186,18.7302],[-96.76989,18.72855],[-96.76824,18.72711],[-96.7668,18.72594],[-96.76515,18.72455],[-96.76376,18.72336],[-96.7624,18.72224],[-96.76095,18.72098],[-96.75921,18.71959],[-96.75774,18.71822],[-96.75607,18.71686],[-96.75449,18.71551],[-96.75284,18.71409],[-96.7514,18.71303],[-96.74951,18.71154],[-96.74822,18.71065],[-96.7466,18.7095],[-96.74544,18.70865],[-96.74397,18.70761],[-96.74237,18.70642],[-96.74022,18.70488],[-96.73897,18.70409],[-96.73741,18.70294],[-96.736,18.70183],[-96.73431,18.70065],[-96.73315,18.6998],[-96.73177,18.69886],[-96.73037,18.69769],[-96.72862,18.69648],[-96.72728,18.69546],[-96.72583,18.69446],[-96.72382,18.69302],[-96.72242,18.692],[-96.72097,18.69104],[-96.71931,18.68961],[-96.7177,18.68851],[-96.71573,18.68713],[-96.71439,18.6861],[-96.7129,18.68505],[-96.71119,18.68376],[-96.7094,18.68244],[-96.70792,18.68138],[-96.7064,18.68029],[-96.70422,18.67866],[-96.70263,18.67756],[-96.70092,18.67628],[-96.69936,18.67517],[-96.69792,18.67423],[-96.69647,18.67305],[-96.695,18.67211],[-96.69337,18.67094],[-96.69192,18.6699],[-96.69021,18.66866],[-96.68867,18.66754],[-96.68678,18.66616],[-96.68504,18.66488],[-96.68333,18.66363],[-96.68185,18.66254],[-96.68026,18.66137],[-96.67843,18.66003],[-96.67651,18.65875],[-96.67514,18.65768],[-96.67311,18.65624],[-96.67121,18.65488],[-96.66971,18.65381],[-96.66846,18.65292],[-96.6662,18.65131],[-96.66517,18.65055],[-96.66415,18.6498],[-96.66143,18.6478],[-96.65994,18.64677],[-96.65744,18.64495],[-96.65566,18.64371],[-96.65412,18.64255],[-96.65306,18.64111],[-96.65215,18.63972],[-96.65089,18.63781],[-96.64984,18.63632],[-96.64898,18.635],[-96.64764,18.63306],[-96.64652,18.63143],[-96.64506,18.62932],[-96.64387,18.62755],[-96.64273,18.62585],[-96.64149,18.62399],[-96.64038,18.62234],[-96.6391,18.62044],[-96.63801,18.61882],[-96.63641,18.61644],[-96.63524,18.61468],[-96.63395,18.61277],[-96.63264,18.61082],[-96.63112,18.60855],[-96.62945,18.60606],[-96.62714,18.60262],[-96.62543,18.60024],[-96.62406,18.5981],[-96.62268,18.59607],[-96.62132,18.59407],[-96.62007,18.59225],[-96.61888,18.59044],[-96.61778,18.5889],[-96.61659,18.58705],[-96.61516,18.585],[-96.61376,18.58302],[-96.61303,18.58174],[-96.61176,18.58032],[-96.61045,18.57882],[-96.60916,18.57734],[-96.60778,18.57575],[-96.6067,18.5745],[-96.60553,18.57314],[-96.60439,18.57181],[-96.60303,18.57024],[-96.60115,18.56806],[-96.60027,18.56704],[-96.59896,18.56551],[-96.59781,18.56418],[-96.59671,18.56285],[-96.59511,18.56104],[-96.59357,18.55915],[-96.59223,18.55764],[-96.59075,18.55589],[-96.58934,18.55423],[-96.58796,18.5526],[-96.58658,18.55097],[-96.5851,18.54923],[-96.58385,18.54775],[-96.58257,18.54628],[-96.58119,18.54469],[-96.57952,18.54277],[-96.57804,18.54107],[-96.57679,18.53963],[-96.5755,18.53815],[-96.57406,18.53646],[-96.57268,18.53484],[-96.57147,18.53342],[-96.57024,18.53199],[-96.56924,18.53081],[-96.568,18.52935],[-96.56656,18.52766],[-96.56522,18.52609],[-96.56388,18.52452],[-96.56278,18.52323],[-96.56165,18.52192],[-96.56064,18.52075],[-96.55938,18.51928],[-96.55801,18.51769],[-96.55677,18.51625],[-96.55535,18.51465],[-96.55425,18.51332],[-96.55263,18.51139],[-96.55121,18.50986],[-96.54983,18.50815],[-96.54841,18.50658],[-96.54726,18.50522],[-96.54587,18.50359],[-96.54342,18.50082],[-96.54193,18.49913],[-96.54045,18.49733],[-96.53907,18.49563],[-96.53784,18.4942],[-96.53661,18.49277],[-96.53532,18.49127],[-96.53386,18.48958],[-96.5326,18.48812],[-96.53144,18.48678],[-96.53025,18.48539],[-96.52914,18.48409],[-96.52784,18.48259],[-96.52646,18.48099],[-96.52509,18.4794],[-96.52381,18.4779],[-96.52233,18.47627],[-96.52095,18.47469],[-96.51944,18.47294],[-96.5181,18.47134],[-96.51687,18.46987],[-96.51583,18.46863],[-96.51544,18.46731],[-96.5149,18.46547],[-96.51442,18.46382],[-96.51384,18.46183],[-96.51335,18.46019],[-96.51286,18.45856],[-96.51227,18.45662],[-96.51147,18.45393],[-96.51074,18.45151],[-96.51016,18.44959],[-96.50961,18.44747],[-96.509,18.44537],[-96.50837,18.44321],[-96.5078,18.44141],[-96.50708,18.4391],[-96.50647,18.43714],[-96.50584,18.43515],[-96.50523,18.43319],[-96.50467,18.43127],[-96.5041,18.42941],[-96.5035,18.42741],[-96.50288,18.42533],[-96.50229,18.42338],[-96.50167,18.4213],[-96.50104,18.41919],[-96.50043,18.41744],[-96.49997,18.41557],[-96.49942,18.41373],[-96.49883,18.41177],[-96.4983,18.41002],[-96.49778,18.40829],[-96.49726,18.40656],[-96.4966,18.4046],[-96.4961,18.40269],[-96.49547,18.40074],[-96.4949,18.3987],[-96.49427,18.39664],[-96.49349,18.39444],[-96.49228,18.39301],[-96.4909,18.3914],[-96.48963,18.39002],[-96.48835,18.38856],[-96.48715,18.38718],[-96.48586,18.38579],[-96.48471,18.38453],[-96.48346,18.3831],[-96.48201,18.3815],[-96.48076,18.3801],[-96.47945,18.37859],[-96.47814,18.37712],[-96.47679,18.37564],[-96.47535,18.37403],[-96.47403,18.37254],[-96.47268,18.37102],[-96.47123,18.36942],[-96.46978,18.36781],[-96.46841,18.36623],[-96.46708,18.36473],[-96.46569,18.36322],[-96.46447,18.36179],[-96.46321,18.36037],[-96.46188,18.35891],[-96.46052,18.35729],[-96.45928,18.35584],[-96.4581,18.35444],[-96.45565,18.35157],[-96.45427,18.34991],[-96.45288,18.34827],[-96.45154,18.34668],[-96.45021,18.34511],[-96.44889,18.34356],[-96.44747,18.34192],[-96.446,18.3401],[-96.44303,18.33654],[-96.44009,18.33313],[-96.43723,18.32972],[-96.43596,18.32816],[-96.43439,18.32633],[-96.43309,18.32481],[-96.43184,18.32331],[-96.42894,18.3199],[-96.42664,18.31714],[-96.42379,18.31377],[-96.42112,18.31065],[-96.4185,18.30523],[-96.41696,18.30205],[-96.41608,18.30038],[-96.41524,18.29854],[-96.414,18.29605],[-96.41342,18.29487],[-96.41161,18.29129],[-96.40964,18.28738],[-96.40889,18.28576],[-96.40726,18.28221],[-96.40574,18.27911],[-96.40469,18.27711],[-96.40378,18.27518],[-96.40271,18.27302],[-96.40191,18.27129],[-96.3998,18.26703],[-96.39742,18.26219],[-96.39667,18.26047],[-96.39544,18.25798],[-96.39384,18.25666],[-96.39249,18.2555],[-96.3919,18.25482]]}}
Línea 400.0 kV | LineString | 400.0 kV |  |  |  | CFE |  |  |  |  | OpenStreetMap | {"type":"Feature","properties":{},"geometry":{"type":"LineString","coordinates":[[-97.97612,18.84654],[-97.97621,18.8459],[-97.97654,18.84533],[-97.97716,18.84543],[-97.97952,18.84578],[-97.98481,18.84646],[-97.98719,18.84683],[-97.98974,18.84717],[-97.99393,18.84771],[-97.99762,18.84824],[-97.99997,18.84855],[-98.00408,18.84911],[-98.00938,18.84985],[-98.01223,18.85021],[-98.01706,18.85085],[-98.02218,18.8515],[-98.02749,18.85228],[-98.03251,18.85291],[-98.03545,18.85337],[-98.04006,18.85394],[-98.04317,18.85438],[-98.04696,18.855],[-98.05189,18.85589],[-98.05654,18.85668],[-98.05962,18.85718],[-98.06429,18.85797],[-98.06752,18.85849],[-98.07059,18.85905],[-98.07442,18.85964],[-98.07855,18.86037],[-98.08527,18.86149],[-98.08901,18.8621],[-98.09254,18.86272],[-98.09913,18.86383],[-98.10864,18.86545],[-98.11116,18.86581],[-98.11986,18.86727],[-98.12311,18.86786],[-98.12711,18.86849],[-98.13368,18.86968],[-98.13742,18.87027],[-98.14029,18.87076],[-98.14386,18.87136],[-98.14687,18.87187],[-98.15112,18.87257],[-98.15867,18.87384],[-98.16211,18.87446],[-98.16862,18.87546],[-98.17169,18.87601],[-98.17909,18.87724],[-98.18232,18.87785],[-98.18413,18.87795],[-98.19043,18.87827],[-98.19335,18.87844],[-98.20082,18.87891],[-98.20299,18.879],[-98.21027,18.87945],[-98.21326,18.87968],[-98.2171,18.87991],[-98.22126,18.88011],[-98.22841,18.88047],[-98.23045,18.88061],[-98.23703,18.88096],[-98.23906,18.88107],[-98.24554,18.8815],[-98.25309,18.88193],[-98.25615,18.88206],[-98.26367,18.88248],[-98.26586,18.88259],[-98.27322,18.88296],[-98.2755,18.88308],[-98.28336,18.8835],[-98.28673,18.88375],[-98.28946,18.88388],[-98.29182,18.88375],[-98.29487,18.88344],[-98.303,18.88274],[-98.30609,18.8824],[-98.31416,18.88175],[-98.31871,18.88131],[-98.32326,18.88087],[-98.3279,18.88047],[-98.33142,18.88016],[-98.33574,18.87987],[-98.33863,18.87957],[-98.34306,18.87917],[-98.34457,18.87903],[-98.34697,18.87888],[-98.35248,18.87819],[-98.35613,18.87784],[-98.35967,18.87761],[-98.36349,18.87716],[-98.3671,18.87694],[-98.37002,18.87501],[-98.37314,18.87264],[-98.37603,18.87061],[-98.37921,18.86844],[-98.3824,18.86613],[-98.38512,18.86422],[-98.38878,18.86165],[-98.39169,18.85956],[-98.39635,18.85632],[-98.40142,18.85278],[-98.40761,18.84838],[-98.41012,18.84659],[-98.41371,18.84404],[-98.41656,18.84201],[-98.41931,18.84018],[-98.42445,18.83649],[-98.42725,18.83456],[-98.43247,18.83203],[-98.43577,18.83083],[-98.43946,18.82954],[-98.4433,18.82826],[-98.447,18.82693],[-98.44993,18.82595],[-98.45243,18.82514],[-98.45725,18.82346],[-98.46068,18.8222],[-98.46428,18.82101],[-98.46775,18.81979],[-98.4706,18.81873],[-98.47434,18.81749],[-98.47815,18.81616],[-98.48082,18.81522],[-98.48406,18.81416],[-98.48759,18.81429],[-98.49122,18.81451],[-98.49469,18.81469],[-98.49827,18.81483],[-98.50203,18.81503],[-98.50588,18.81525],[-98.50988,18.81543],[-98.51341,18.81568],[-98.51757,18.81585],[-98.52151,18.81609],[-98.52541,18.81621],[-98.52971,18.81645],[-98.53341,18.81672],[-98.53724,18.81687],[-98.54069,18.81696],[-98.5442,18.81711],[-98.54796,18.81737],[-98.55096,18.81745],[-98.55415,18.8177],[-98.55885,18.81784],[-98.56412,18.81799],[-98.56879,18.81818],[-98.57219,18.8184],[-98.57582,18.8187],[-98.58051,18.81897],[-98.58463,18.8192],[-98.58818,18.81946],[-98.59267,18.81952],[-98.59647,18.81966],[-98.5996,18.81985],[-98.60421,18.82004],[-98.60762,18.82002],[-98.61087,18.8203],[-98.61398,18.82067],[-98.61878,18.821],[-98.62268,18.82109],[-98.62618,18.82131],[-98.62962,18.82139],[-98.63305,18.82158],[-98.63641,18.82185],[-98.64025,18.82186],[-98.64416,18.82211],[-98.64826,18.82238],[-98.65178,18.82248],[-98.65582,18.82275],[-98.65989,18.82298],[-98.6639,18.82314],[-98.66725,18.82329],[-98.67101,18.82362],[-98.67518,18.8239],[-98.67773,18.82405],[-98.68413,18.82456],[-98.68863,18.82486],[-98.69227,18.8251],[-98.69564,18.82523],[-98.6991,18.82605],[-98.70292,18.82688],[-98.70992,18.82635],[-98.71357,18.82652],[-98.71754,18.82673],[-98.72074,18.82703],[-98.72354,18.82723],[-98.72759,18.82751],[-98.73129,18.82775],[-98.73516,18.82806],[-98.7372,18.82826],[-98.74094,18.82723],[-98.7439,18.82648],[-98.74823,18.82534],[-98.75247,18.82433],[-98.75594,18.8234],[-98.7597,18.82245],[-98.76401,18.82142],[-98.76741,18.82044],[-98.77068,18.81959],[-98.77512,18.81837],[-98.77782,18.81761],[-98.78183,18.81656],[-98.78567,18.81552],[-98.7896,18.81445],[-98.79358,18.81336],[-98.79758,18.81229],[-98.80062,18.8115],[-98.80396,18.81051],[-98.8076,18.80955],[-98.81127,18.80858],[-98.81549,18.8074],[-98.81915,18.80645],[-98.8232,18.80535],[-98.82672,18.80437],[-98.83045,18.80335],[-98.83451,18.80227],[-98.83813,18.80127],[-98.84206,18.80024],[-98.84609,18.7991],[-98.84986,18.79809],[-98.85348,18.79715],[-98.85627,18.79635],[-98.85871,18.79569],[-98.86288,18.79451],[-98.86585,18.79254],[-98.86842,18.79079],[-98.87117,18.78897],[-98.87394,18.78707],[-98.87658,18.78524],[-98.87952,18.78336],[-98.88263,18.78115],[-98.88558,18.77924],[-98.88887,18.77698],[-98.89281,18.77431],[-98.89539,18.77262],[-98.89684,18.77155],[-98.89919,18.76995],[-98.90247,18.77026],[-98.90578,18.77042],[-98.90918,18.7706],[-98.91264,18.77081],[-98.91583,18.771],[-98.91809,18.7711],[-98.92176,18.77139],[-98.9257,18.7716],[-98.9296,18.77181],[-98.93283,18.77205],[-98.9368,18.77226],[-98.94086,18.77249],[-98.94475,18.77276],[-98.94899,18.77307],[-98.95253,18.77332],[-98.95568,18.77339],[-98.9588,18.77548],[-98.9622,18.77766],[-98.96467,18.7792],[-98.96851,18.7817],[-98.97089,18.78322],[-98.97298,18.78458],[-98.97563,18.78628],[-98.97756,18.78753],[-98.97929,18.79055],[-98.98109,18.79361],[-98.98283,18.79667],[-98.98514,18.80065],[-98.98711,18.80404],[-98.98943,18.80803],[-98.98877,18.81191],[-98.98816,18.81548],[-98.98762,18.81878],[-98.98696,18.82279],[-98.9885,18.82708],[-98.98988,18.83096],[-98.99121,18.83471],[-98.99228,18.83774],[-98.99353,18.8412],[-98.99471,18.84439],[-98.99532,18.84674],[-98.99605,18.847]]}}
Línea 400.0 kV | LineString | 400.0 kV | 1 |  |  | CFE |  |  |  |  | OpenStreetMap | {"type":"Feature","properties":{},"geometry":{"type":"LineString","coordinates":[[-97.9775,18.84828],[-97.97746,18.84868],[-97.97658,18.85492],[-97.9761,18.85862],[-97.97531,18.86401],[-97.97461,18.86909],[-97.9741,18.87267],[-97.97732,18.87543],[-97.98038,18.87808],[-97.98285,18.88022],[-97.98704,18.88385],[-97.98995,18.88643],[-97.99507,18.89094],[-97.99893,18.8942],[-98.00274,18.89755],[-98.00593,18.90034],[-98.01116,18.90474],[-98.01359,18.90691],[-98.01537,18.90983],[-98.01771,18.91369],[-98.01991,18.91728],[-98.02471,18.92506],[-98.02658,18.92782],[-98.02814,18.9305],[-98.03214,18.93707],[-98.03405,18.94022],[-98.03679,18.94446],[-98.03904,18.94815],[-98.04131,18.95194],[-98.04459,18.95716],[-98.04635,18.96017],[-98.04889,18.96408],[-98.05307,18.97105],[-98.05678,18.97692],[-98.05941,18.98113],[-98.06109,18.98391],[-98.06375,18.9881],[-98.06558,18.99102],[-98.06905,18.99669],[-98.07551,19.00695],[-98.07868,19.01242],[-98.07652,19.02144],[-98.07398,19.03178],[-98.07263,19.03707],[-98.07176,19.04068],[-98.07103,19.04381],[-98.07034,19.04643],[-98.07204,19.04982],[-98.07356,19.05341],[-98.07556,19.05758],[-98.07771,19.06214],[-98.07956,19.06614],[-98.0832,19.06681],[-98.08711,19.0676],[-98.09101,19.06827],[-98.09454,19.06898],[-98.09862,19.06969],[-98.10345,19.07065],[-98.10816,19.07154],[-98.11232,19.07226],[-98.11601,19.073],[-98.12069,19.07388],[-98.12539,19.07462],[-98.13017,19.07531],[-98.13414,19.07595],[-98.13765,19.07697],[-98.14039,19.07775],[-98.14151,19.08014],[-98.14076,19.08148],[-98.13936,19.08416],[-98.13926,19.08434]]}}
Línea 400.0 kV | LineString | 400.0 kV |  |  |  | CFE |  |  |  |  | OpenStreetMap | {"type":"Feature","properties":{},"geometry":{"type":"LineString","coordinates":[[-97.77436,18.94554],[-97.77397,18.94544],[-97.77018,18.94436],[-97.76629,18.94377],[-97.76249,18.94322],[-97.75924,18.94273],[-97.75596,18.94226],[-97.75274,18.94172],[-97.74818,18.94054],[-97.7442,18.93937],[-97.7393,18.93805],[-97.73518,18.93677],[-97.73136,18.93572],[-97.72734,18.9346],[-97.72354,18.93361],[-97.7195,18.93253],[-97.71643,18.92976],[-97.71332,18.92709],[-97.70996,18.92434],[-97.70697,18.92166],[-97.7037,18.91876],[-97.70288,18.91505],[-97.70168,18.9107],[-97.7008,18.90712],[-97.69997,18.90386],[-97.69897,18.89967],[-97.69784,18.89529],[-97.69693,18.89134],[-97.69416,18.88839],[-97.69031,18.88717],[-97.68696,18.88605],[-97.68367,18.88497],[-97.68256,18.8834],[-97.68072,18.88057],[-97.67781,18.87873],[-97.67553,18.87733],[-97.67127,18.87451],[-97.66867,18.8734],[-97.66569,18.87325],[-97.66363,18.87324],[-97.66302,18.87299]]}}
Línea 400.0 kV | LineString | 400.0 kV |  |  |  | CFE |  |  |  |  | OpenStreetMap | {"type":"Feature","properties":{},"geometry":{"type":"LineString","coordinates":[[-97.97505,18.84616],[-97.97511,18.84575],[-97.97534,18.84501]]}}
Línea 400.0 kV | LineString | 400.0 kV | 1 |  |  | CFE |  |  |  |  | OpenStreetMap | {"type":"Feature","properties":{},"geometry":{"type":"LineString","coordinates":[[-97.77594,18.94656],[-97.77644,18.94667],[-97.77888,18.94743],[-97.78165,18.94825],[-97.78382,18.95061],[-97.78352,18.95441],[-97.78325,18.95834],[-97.78293,18.96192],[-97.78273,18.96542],[-97.78036,18.96732],[-97.78008,18.96753],[-97.77957,18.96796],[-97.779,18.96841],[-97.77865,18.96874],[-97.77487,18.97358],[-97.77212,18.97612],[-97.76951,18.97851],[-97.76656,18.98119],[-97.76423,18.984],[-97.76211,18.98669],[-97.76042,18.98891],[-97.75779,18.99213],[-97.7554,18.99516],[-97.75313,18.99809],[-97.75092,19.001],[-97.74857,19.00397],[-97.74633,19.00677],[-97.74416,19.00943],[-97.74213,19.01213],[-97.73987,19.01494],[-97.73754,19.01786],[-97.73519,19.02049],[-97.73292,19.02354],[-97.73062,19.0265],[-97.72826,19.02943],[-97.72604,19.03223],[-97.72367,19.03513],[-97.72143,19.03806],[-97.71903,19.04099],[-97.71662,19.04409],[-97.71377,19.04764],[-97.71076,19.0511],[-97.7088,19.05372],[-97.70629,19.05718],[-97.70406,19.06012],[-97.70173,19.06307],[-97.69956,19.06581],[-97.69724,19.06863],[-97.69515,19.07132],[-97.69315,19.07393],[-97.69089,19.07668],[-97.68852,19.07967],[-97.6864,19.08234],[-97.68456,19.08472],[-97.68319,19.08662],[-97.68186,19.08808],[-97.68021,19.09024],[-97.67791,19.09311],[-97.67504,19.09676],[-97.67325,19.09999],[-97.67189,19.10238],[-97.67009,19.10587],[-97.66832,19.10891],[-97.66659,19.1122],[-97.66476,19.11537],[-97.66324,19.11829],[-97.66164,19.12121],[-97.6598,19.12438],[-97.65793,19.12759],[-97.65608,19.13101],[-97.65429,19.13427],[-97.65262,19.13734],[-97.65095,19.14048],[-97.6494,19.14316],[-97.64721,19.14588],[-97.64459,19.14922],[-97.64205,19.15244],[-97.63994,19.15511],[-97.63793,19.15773],[-97.63562,19.16073],[-97.63323,19.16359],[-97.63102,19.16652],[-97.62869,19.16938],[-97.62633,19.17247],[-97.62396,19.17541],[-97.62156,19.17852],[-97.61914,19.18167],[-97.61691,19.18463],[-97.61509,19.18714],[-97.61228,19.19038],[-97.61012,19.19326],[-97.60778,19.19605],[-97.60555,19.19902],[-97.60311,19.20182],[-97.60106,19.20456],[-97.59888,19.20731],[-97.59655,19.2102],[-97.59439,19.21305],[-97.59191,19.21602],[-97.5899,19.2188],[-97.58755,19.22175],[-97.58528,19.22471],[-97.58302,19.22751],[-97.5807,19.23042],[-97.57858,19.23303],[-97.57644,19.23592],[-97.5742,19.23886],[-97.57152,19.24239],[-97.5698,19.24424],[-97.56741,19.24727],[-97.56534,19.24986],[-97.56345,19.2525],[-97.56105,19.25552],[-97.55878,19.25838],[-97.55651,19.26119],[-97.55412,19.26422],[-97.55196,19.26688],[-97.54903,19.27056],[-97.54748,19.27257],[-97.54527,19.2754],[-97.54298,19.27833],[-97.54101,19.28085],[-97.53881,19.28354],[-97.53633,19.28696],[-97.53362,19.28956],[-97.53049,19.29256],[-97.52708,19.29585],[-97.52495,19.29793],[-97.52219,19.30068],[-97.51986,19.30294],[-97.51771,19.30504],[-97.51522,19.30745],[-97.51481,19.30784],[-97.51246,19.31014],[-97.51048,19.31201],[-97.507,19.31544],[-97.50255,19.31981],[-97.4993,19.32289],[-97.49674,19.32539],[-97.49348,19.32854],[-97.49036,19.33158],[-97.48728,19.33459],[-97.48429,19.33754],[-97.48061,19.341],[-97.47835,19.34329],[-97.47387,19.34789],[-97.46981,19.35345],[-97.46686,19.35766],[-97.46474,19.36065],[-97.46287,19.36328],[-97.46067,19.36649],[-97.45828,19.36984],[-97.45655,19.37242],[-97.45403,19.37608],[-97.45142,19.37975],[-97.449,19.38318],[-97.44711,19.38608],[-97.44484,19.3894],[-97.44272,19.39246],[-97.44044,19.39545],[-97.43833,19.39852],[-97.43633,19.4015],[-97.43417,19.40461],[-97.43203,19.40761],[-97.43011,19.41035],[-97.42778,19.41366],[-97.42573,19.41661],[-97.42371,19.41947],[-97.42171,19.42228],[-97.41971,19.42523],[-97.41755,19.42827],[-97.41535,19.43142],[-97.41295,19.43362],[-97.41026,19.43618],[-97.40747,19.43856],[-97.4046,19.4411],[-97.40177,19.44374],[-97.39924,19.44619],[-97.39634,19.44872],[-97.39355,19.4512],[-97.39078,19.45373],[-97.38803,19.45619],[-97.38514,19.45876],[-97.38109,19.46244],[-97.37701,19.46617],[-97.37353,19.46943],[-97.36927,19.47326],[-97.36689,19.47541],[-97.36246,19.47949],[-97.3593,19.48187],[-97.35558,19.48449],[-97.35234,19.48694],[-97.34938,19.48914],[-97.34626,19.49137],[-97.34339,19.49355],[-97.34051,19.49572],[-97.33779,19.49777],[-97.33483,19.49996],[-97.33173,19.50218],[-97.32892,19.50428],[-97.32585,19.50659],[-97.32293,19.50876],[-97.3199,19.51105],[-97.31679,19.51333],[-97.31375,19.51552],[-97.3106,19.51794],[-97.30771,19.51991],[-97.30459,19.5223],[-97.30284,19.52558],[-97.30069,19.52943],[-97.29867,19.533],[-97.29697,19.53618],[-97.295,19.53954],[-97.29321,19.5427],[-97.29157,19.54581],[-97.28975,19.54901],[-97.28811,19.55205],[-97.28631,19.5553],[-97.28466,19.55836],[-97.28266,19.56162],[-97.28058,19.56532],[-97.27887,19.56861],[-97.27702,19.57173],[-97.27532,19.57481],[-97.27278,19.57648],[-97.26986,19.57806],[-97.26686,19.57984],[-97.26388,19.58164],[-97.26069,19.58345],[-97.25744,19.58535],[-97.25434,19.58718],[-97.25098,19.58908],[-97.24752,19.59121],[-97.24388,19.59319],[-97.24067,19.59509],[-97.2375,19.59704],[-97.23442,19.59886],[-97.23098,19.60087],[-97.22771,19.60278],[-97.22487,19.60443],[-97.22121,19.60655],[-97.21805,19.60844],[-97.21471,19.61038],[-97.21142,19.61228],[-97.20866,19.61403],[-97.20555,19.61572],[-97.20244,19.61765],[-97.19922,19.61964],[-97.19598,19.62143],[-97.19284,19.62321],[-97.18977,19.6251],[-97.18571,19.62555],[-97.18153,19.62596],[-97.17769,19.62638],[-97.17375,19.62681],[-97.16998,19.62724],[-97.16389,19.62776],[-97.15948,19.62818],[-97.1565,19.6286],[-97.15094,19.62914],[-97.14552,19.62972],[-97.14189,19.63015],[-97.13793,19.63047],[-97.13216,19.6311],[-97.1282,19.63154],[-97.12437,19.63193],[-97.12048,19.63234],[-97.11709,19.63272],[-97.1133,19.63313],[-97.11073,19.63224],[-97.1059,19.63064],[-97.10284,19.62959],[-97.099,19.62837],[-97.09574,19.62729],[-97.09201,19.62602],[-97.08741,19.62448],[-97.08444,19.62475],[-97.07881,19.62535],[-97.07623,19.6256],[-97.07302,19.62593],[-97.06981,19.62618],[-97.0649,19.62671],[-97.05973,19.62713],[-97.05563,19.6275],[-97.05004,19.62808],[-97.04523,19.62855],[-97.03879,19.62921],[-97.03565,19.62952],[-97.03347,19.62967],[-97.03052,19.62998],[-97.02461,19.63058],[-97.02028,19.63106],[-97.01716,19.63137],[-97.01379,19.63171],[-97.00867,19.63208],[-97.00315,19.63263],[-96.99895,19.63303],[-96.99623,19.63328],[-96.99316,19.63332],[-96.98995,19.63331],[-96.98533,19.63348],[-96.98236,19.63346],[-96.97891,19.63349],[-96.97298,19.63348],[-96.97164,19.63352],[-96.96998,19.6332],[-96.96443,19.63352],[-96.96065,19.63357],[-96.9537,19.63361],[-96.95033,19.63359],[-96.94597,19.63361],[-96.93801,19.63383],[-96.93346,19.63397],[-96.92919,19.63404],[-96.92596,19.634],[-96.92233,19.63404],[-96.91887,19.63413],[-96.91369,19.6342],[-96.91017,19.63418],[-96.90449,19.63427],[-96.90059,19.63428],[-96.89819,19.63428],[-96.89501,19.6343],[-96.89226,19.63434],[-96.88836,19.63563],[-96.87951,19.63863],[-96.87372,19.63736],[-96.86937,19.63644],[-96.86109,19.63447],[-96.85931,19.63461],[-96.85446,19.63468],[-96.85133,19.63468],[-96.84947,19.63474],[-96.84757,19.63472],[-96.84404,19.63482],[-96.84111,19.63437],[-96.83726,19.63432],[-96.83347,19.63441],[-96.83111,19.63445],[-96.82838,19.63449],[-96.82558,19.63403],[-96.82237,19.63352],[-96.81923,19.63294],[-96.8165,19.63276],[-96.81196,19.63238],[-96.80698,19.63202],[-96.80189,19.63164],[-96.79763,19.63137],[-96.79484,19.63121],[-96.79229,19.63098],[-96.78931,19.63072],[-96.78506,19.63033],[-96.78239,19.63017],[-96.77551,19.62967],[-96.7707,19.62934],[-96.76808,19.62908],[-96.76402,19.62877],[-96.76049,19.62967],[-96.75177,19.63158],[-96.74651,19.63292],[-96.74356,19.63366],[-96.74136,19.63416],[-96.7381,19.63505],[-96.73362,19.6359],[-96.72485,19.63813],[-96.72108,19.63895],[-96.71671,19.64003],[-96.71209,19.64107],[-96.70862,19.64187],[-96.70397,19.6431],[-96.69961,19.64413],[-96.69626,19.64495],[-96.69134,19.64607],[-96.68685,19.64714],[-96.6847,19.64753],[-96.68026,19.6483],[-96.67689,19.64888],[-96.67125,19.64988],[-96.66477,19.65094],[-96.66154,19.65153],[-96.65733,19.65224],[-96.65266,19.65299],[-96.63983,19.65529],[-96.63465,19.65614],[-96.62789,19.65732],[-96.61732,19.65915],[-96.61433,19.65967],[-96.61185,19.6601],[-96.6096,19.66048],[-96.60471,19.66137],[-96.60126,19.66196],[-96.59602,19.66284],[-96.59403,19.6632],[-96.5884,19.66418],[-96.58004,19.66565],[-96.57545,19.66646],[-96.57156,19.66701],[-96.56773,19.66782],[-96.56106,19.66888],[-96.55652,19.66968],[-96.54994,19.67081],[-96.54683,19.67129],[-96.542,19.6721],[-96.53723,19.67292],[-96.53137,19.674],[-96.52745,19.67402],[-96.51994,19.67407],[-96.51462,19.67429],[-96.5096,19.67414],[-96.50052,19.67402],[-96.49729,19.67417],[-96.49549,19.67544],[-96.49236,19.67722],[-96.48951,19.67905],[-96.48611,19.68087],[-96.48383,19.68229],[-96.47976,19.68386],[-96.47606,19.68538],[-96.47236,19.68685],[-96.46848,19.68844],[-96.46259,19.69096],[-96.45966,19.69324],[-96.45732,19.69505],[-96.45244,19.6991],[-96.44961,19.70119],[-96.44523,19.70494],[-96.44347,19.70625],[-96.44032,19.7088],[-96.43721,19.71127],[-96.43343,19.71442],[-96.43255,19.7167]]}}
Línea 400.0 kV | LineString | 400.0 kV |  |  |  | CFE |  |  |  |  | OpenStreetMap | {"type":"Feature","properties":{},"geometry":{"type":"LineString","coordinates":[[-97.77609,18.94583],[-97.77878,18.94659],[-97.7815,18.94743],[-97.78411,18.94616],[-97.78452,18.9421],[-97.78481,18.93821],[-97.78501,18.93464],[-97.78534,18.93101],[-97.78554,18.92727],[-97.78583,18.92332],[-97.78622,18.91917],[-97.7865,18.91501],[-97.78684,18.91081],[-97.78716,18.90658],[-97.78746,18.90267],[-97.78768,18.89909],[-97.78798,18.89495],[-97.78834,18.89115],[-97.78859,18.88751],[-97.78879,18.8835],[-97.78894,18.87924],[-97.78899,18.87528],[-97.78905,18.87143],[-97.78912,18.86783],[-97.78914,18.86379],[-97.78917,18.86026],[-97.78924,18.8566],[-97.78924,18.85291],[-97.78939,18.84899],[-97.7897,18.84488],[-97.78986,18.84098],[-97.79003,18.83743],[-97.7909,18.83673],[-97.79449,18.83789],[-97.79857,18.83926],[-97.80181,18.84032],[-97.80469,18.84127],[-97.80808,18.84245],[-97.81166,18.84362],[-97.81572,18.84502],[-97.81998,18.84644],[-97.82389,18.84777],[-97.82791,18.84759],[-97.83164,18.84751],[-97.83578,18.84736],[-97.83916,18.84724],[-97.84248,18.8471],[-97.84633,18.847],[-97.85008,18.84682],[-97.85427,18.84672],[-97.85819,18.84661],[-97.86192,18.84646],[-97.86526,18.84639],[-97.86936,18.84621],[-97.87257,18.84604],[-97.87632,18.84595],[-97.87983,18.84587],[-97.88347,18.84605],[-97.88676,18.84631],[-97.89073,18.84649],[-97.89463,18.84671],[-97.8985,18.847],[-97.90214,18.8472],[-97.90595,18.84744],[-97.90981,18.84772],[-97.91322,18.8479],[-97.91702,18.84812],[-97.92174,18.84845],[-97.92549,18.84861],[-97.92879,18.8488],[-97.93145,18.84896],[-97.93574,18.84922],[-97.94109,18.84952],[-97.94528,18.84983],[-97.94821,18.84998],[-97.95203,18.85011],[-97.95696,18.85024],[-97.96036,18.85055],[-97.96522,18.85097],[-97.96832,18.85116],[-97.9719,18.85137],[-97.97405,18.85147],[-97.97571,18.84907],[-97.97581,18.84852]]}}
Línea 400.0 kV | LineString | 400.0 kV |  |  |  | CFE |  |  |  |  | OpenStreetMap | {"type":"Feature","properties":{},"geometry":{"type":"LineString","coordinates":[[-97.97559,18.84625],[-97.97563,18.84582],[-97.97534,18.84501]]}}
Línea 400.0 kV | LineString | 400.0 kV | 1 |  |  | CFE |  |  |  |  | OpenStreetMap | {"type":"Feature","properties":{},"geometry":{"type":"LineString","coordinates":[[-98.23973,19.1269],[-98.24002,19.12673],[-98.24048,19.12644],[-98.24165,19.1234],[-98.24194,19.12279]]}}
Línea 400.0 kV | LineString | 400.0 kV | 1 |  |  | CFE |  |  |  |  | OpenStreetMap | {"type":"Feature","properties":{},"geometry":{"type":"LineString","coordinates":[[-98.23924,19.12651],[-98.2393,19.12615],[-98.23944,19.12542],[-98.2407,19.12322],[-98.24121,19.12246]]}}
Línea 400.0 kV | LineString | 400.0 kV | 2 |  |  | CFE |  |  |  |  | OpenStreetMap | {"type":"Feature","properties":{},"geometry":{"type":"LineString","coordinates":[[-97.04339,18.89985],[-97.043,18.89918],[-97.04424,18.89727],[-97.04569,18.89516],[-97.04675,18.89305]]}}
Línea 400.0 kV | LineString | 400.0 kV | 2 |  |  | CFE |  |  |  |  | OpenStreetMap | {"type":"Feature","properties":{},"geometry":{"type":"LineString","coordinates":[[-97.04654,18.89251],[-97.04535,18.89425],[-97.0437,18.89661],[-97.04237,18.89856],[-97.04094,18.8993]]}}
Línea 400.0 kV | LineString | 400.0 kV | 2 |  |  | CFE |  |  |  |  | OpenStreetMap | {"type":"Feature","properties":{},"geometry":{"type":"LineString","coordinates":[[-97.77705,25.79872],[-97.77368,25.79873],[-97.77041,25.7987],[-97.76867,25.80088],[-97.76967,25.80457],[-97.77068,25.80832],[-97.77135,25.81081],[-97.77242,25.81478],[-97.77325,25.81787],[-97.7741,25.82103],[-97.77487,25.82388],[-97.77778,25.82626],[-97.77904,25.8273],[-97.77903,25.83006],[-97.77902,25.83335],[-97.77901,25.83678],[-97.779,25.84049],[-97.77899,25.84447],[-97.77898,25.84803],[-97.77897,25.85132],[-97.77896,25.85465],[-97.77895,25.8575],[-97.77894,25.86079],[-97.77893,25.86364],[-97.78005,25.86547],[-97.7812,25.86734],[-97.78408,25.86863],[-97.78779,25.87029],[-97.79189,25.87211],[-97.79524,25.87359],[-97.79893,25.87417],[-97.80208,25.87466],[-97.80531,25.8768],[-97.80881,25.8791],[-97.81146,25.88085],[-97.81393,25.88248],[-97.81603,25.88386],[-97.81803,25.88519],[-97.82088,25.88706],[-97.82356,25.88883],[-97.82646,25.89074],[-97.82925,25.89259],[-97.83219,25.89452],[-97.8354,25.89664],[-97.83897,25.89899],[-97.84253,25.90134],[-97.8457,25.90343],[-97.8486,25.90534],[-97.85125,25.90709],[-97.8542,25.90904],[-97.85748,25.91025],[-97.86047,25.91137],[-97.86373,25.9126],[-97.86698,25.91381],[-97.86983,25.91487],[-97.87277,25.91597],[-97.87558,25.91701],[-97.87815,25.91624],[-97.88126,25.91532],[-97.88452,25.91633],[-97.88814,25.91744],[-97.89128,25.91841],[-97.89448,25.9194],[-97.89787,25.92045],[-97.9012,25.92148],[-97.90449,25.92249],[-97.9078,25.92352],[-97.91098,25.9245],[-97.91427,25.92551],[-97.91757,25.92653],[-97.92091,25.92756],[-97.92419,25.92857],[-97.92728,25.92953],[-97.93045,25.93051],[-97.93373,25.93152],[-97.93697,25.93252],[-97.94035,25.93356],[-97.9435,25.93454],[-97.94677,25.93555],[-97.95,25.93655],[-97.95321,25.93754],[-97.95645,25.93853],[-97.96009,25.93966],[-97.96372,25.94078],[-97.96704,25.9418],[-97.97036,25.94283],[-97.97356,25.94382],[-97.97677,25.94481],[-97.9799,25.94577],[-97.98321,25.9468],[-97.98679,25.9479],[-97.99086,25.94916],[-97.99475,25.95036],[-97.99825,25.951],[-98.0015,25.9516],[-98.00481,25.95216],[-98.00809,25.95275],[-98.01135,25.95334],[-98.01476,25.95395],[-98.01822,25.95456],[-98.02164,25.95519],[-98.02548,25.95587],[-98.02979,25.95663],[-98.03405,25.9574],[-98.03789,25.9581],[-98.04126,25.95871],[-98.04458,25.9593],[-98.04792,25.9599],[-98.0512,25.96052],[-98.0549,25.96117],[-98.05922,25.9615],[-98.06338,25.96182],[-98.06706,25.96209],[-98.07075,25.96238],[-98.07493,25.9627],[-98.07921,25.96302],[-98.08309,25.96331],[-98.08705,25.96362],[-98.09134,25.96394],[-98.09582,25.96427],[-98.1001,25.96459],[-98.10378,25.96488],[-98.10736,25.96516],[-98.11105,25.96544],[-98.11532,25.96575],[-98.1196,25.96608],[-98.12358,25.96639],[-98.12726,25.96667],[-98.13094,25.96694],[-98.13452,25.96722],[-98.13821,25.96749],[-98.1418,25.96775],[-98.14546,25.96805],[-98.14904,25.96832],[-98.15272,25.96859],[-98.15642,25.96889]]}}
Línea 400.0 kV | LineString | 400.0 kV |  |  |  | CFE |  |  |  |  | OpenStreetMap | {"type":"Feature","properties":{},"geometry":{"type":"LineString","coordinates":[[-98.27594,25.97923],[-98.27431,25.97885],[-98.27255,25.97844],[-98.27014,25.97681],[-98.26731,25.9761],[-98.26433,25.97538],[-98.26075,25.97504],[-98.25678,25.97475],[-98.25277,25.97442],[-98.25174,25.97304],[-98.24783,25.97268],[-98.24403,25.97233],[-98.24064,25.97205],[-98.23706,25.97176],[-98.23314,25.97142],[-98.2291,25.97143],[-98.22479,25.97143],[-98.22105,25.97141],[-98.21759,25.97144],[-98.21407,25.97127],[-98.21015,25.97126],[-98.20637,25.97126],[-98.20266,25.97125],[-98.19897,25.97126],[-98.19529,25.97126],[-98.19161,25.97125],[-98.1879,25.97126],[-98.18438,25.97098],[-98.18098,25.97073],[-98.1776,25.97048],[-98.17412,25.9702],[-98.17065,25.96995],[-98.16716,25.96968],[-98.16368,25.96942],[-98.1602,25.96916]]}}
Línea 400.0 kV | LineString | 400.0 kV |  |  |  | CFE |  |  |  |  | OpenStreetMap | {"type":"Feature","properties":{},"geometry":{"type":"LineString","coordinates":[[-99.54878,27.363],[-99.54942,27.36301],[-99.55289,27.36375],[-99.55688,27.36461],[-99.56137,27.3657],[-99.56491,27.36656],[-99.56893,27.36754],[-99.57267,27.36845],[-99.5761,27.36928],[-99.57942,27.37083],[-99.58327,27.37263],[-99.58647,27.37412],[-99.59066,27.37608],[-99.5946,27.37792],[-99.59792,27.37947],[-99.60225,27.38149],[-99.60686,27.38364],[-99.61156,27.38583],[-99.61604,27.38793],[-99.6207,27.3901],[-99.62463,27.39193],[-99.62763,27.39404],[-99.6309,27.39634],[-99.63378,27.39835],[-99.63731,27.40083],[-99.64147,27.40375],[-99.64497,27.4062],[-99.64889,27.40894],[-99.65258,27.41153],[-99.65608,27.41399],[-99.65975,27.41656],[-99.66367,27.41931],[-99.66798,27.42233],[-99.67239,27.42542],[-99.67688,27.42857],[-99.68115,27.43156],[-99.68542,27.43455],[-99.68848,27.4367],[-99.68965,27.43922],[-99.69125,27.44267],[-99.69315,27.44677],[-99.6951,27.45096],[-99.69707,27.45521],[-99.699,27.45966],[-99.70033,27.46223],[-99.70191,27.46563],[-99.70369,27.46945],[-99.70565,27.47368],[-99.70724,27.4771],[-99.70906,27.48103],[-99.71112,27.48568],[-99.71299,27.48979],[-99.71495,27.49403],[-99.71676,27.49783],[-99.71865,27.50168],[-99.72083,27.50637],[-99.72289,27.5108],[-99.72491,27.51514],[-99.7264,27.51834],[-99.72825,27.52056],[-99.73075,27.52357],[-99.73304,27.52631],[-99.73531,27.52903],[-99.73794,27.53218],[-99.74092,27.53575],[-99.74383,27.53923],[-99.74676,27.54274],[-99.74976,27.54634],[-99.75228,27.54935],[-99.75496,27.55257],[-99.75789,27.55607],[-99.76048,27.55917],[-99.7625,27.56159],[-99.76532,27.56497],[-99.76758,27.56767],[-99.77058,27.57127],[-99.77342,27.57466],[-99.77634,27.5783],[-99.77952,27.58211],[-99.78203,27.58511],[-99.78441,27.58794],[-99.78773,27.59191],[-99.79043,27.59515],[-99.79308,27.59831],[-99.79603,27.60183],[-99.79886,27.60521],[-99.80184,27.60878],[-99.80506,27.61262],[-99.80797,27.61613],[-99.81062,27.61931],[-99.81305,27.62223],[-99.81623,27.62601],[-99.8198,27.63026],[-99.82264,27.63367],[-99.82573,27.63736],[-99.8286,27.64079],[-99.83172,27.64451],[-99.83479,27.64818],[-99.83789,27.65189],[-99.84076,27.65532],[-99.84329,27.65836],[-99.84636,27.66198],[-99.84902,27.66516],[-99.85254,27.66935],[-99.85552,27.67288],[-99.85836,27.67628],[-99.86143,27.67997],[-99.8646,27.68378],[-99.86788,27.68773],[-99.87068,27.69106],[-99.87312,27.69392],[-99.87578,27.69709],[-99.87817,27.69995],[-99.88104,27.70341],[-99.88437,27.70737],[-99.88752,27.71112],[-99.89065,27.71485],[-99.89382,27.71861],[-99.89697,27.72238],[-99.89949,27.72535],[-99.90111,27.72838],[-99.903,27.7319],[-99.90524,27.73604],[-99.90763,27.74046],[-99.90924,27.74346],[-99.9118,27.74826],[-99.91463,27.75346],[-99.91699,27.75783],[-99.91873,27.76105],[-99.92058,27.76449],[-99.92303,27.76899],[-99.92517,27.77297],[-99.92712,27.77657],[-99.92895,27.77993],[-99.93099,27.78375],[-99.93324,27.78791],[-99.93521,27.79172],[-99.93751,27.796],[-99.93962,27.79996],[-99.94125,27.80296],[-99.94322,27.80643],[-99.94546,27.81058],[-99.94773,27.81489],[-99.95009,27.81927],[-99.95235,27.82349],[-99.9542,27.82687],[-99.95605,27.83031],[-99.95833,27.83455],[-99.96077,27.83903],[-99.96299,27.8431],[-99.96487,27.84663],[-99.96717,27.85089],[-99.96916,27.85455],[-99.97149,27.85886],[-99.97355,27.86269],[-99.97577,27.86677],[-99.97774,27.8704],[-99.98007,27.87469],[-99.98245,27.87907],[-99.98425,27.88239],[-99.98558,27.88485],[-99.98775,27.88884],[-99.98964,27.89232],[-99.99168,27.89608],[-99.99345,27.89934],[-99.99551,27.90314],[-99.99758,27.90697],[-99.99947,27.91044],[-100.00158,27.91433],[-100.00386,27.91853],[-100.00577,27.92205],[-100.00786,27.9259],[-100.0103,27.93042],[-100.01263,27.93471],[-100.01489,27.93886],[-100.01704,27.94283],[-100.01916,27.94673],[-100.02132,27.95072],[-100.02342,27.95459],[-100.02576,27.95889],[-100.0273,27.96173],[-100.02886,27.96461],[-100.031,27.96855],[-100.03316,27.97252],[-100.03519,27.97627],[-100.0345,27.97984],[-100.0304,27.98087],[-100.02572,27.98206],[-100.02082,27.9833],[-100.01651,27.98439],[-100.01545,27.98619],[-100.01763,27.98924],[-100.02064,27.9934],[-100.02351,27.99737],[-100.02649,28.00171],[-100.02919,28.00547],[-100.03205,28.00943],[-100.03484,28.01329],[-100.03753,28.01701],[-100.04032,28.02086],[-100.04312,28.02473],[-100.04593,28.0286],[-100.04882,28.03258],[-100.05101,28.03561],[-100.05495,28.03776],[-100.05924,28.04011],[-100.0636,28.0425],[-100.06837,28.04511],[-100.07278,28.04752],[-100.07721,28.04994],[-100.08166,28.05237],[-100.08658,28.05507],[-100.09078,28.05736],[-100.09448,28.05939],[-100.09744,28.06101],[-100.1022,28.06361],[-100.10674,28.06608],[-100.11067,28.06823],[-100.11457,28.07037],[-100.11901,28.07279],[-100.12383,28.07542],[-100.12799,28.07769],[-100.1313,28.0795],[-100.13953,28.08399],[-100.14423,28.08655],[-100.14902,28.08918],[-100.1534,28.09157],[-100.15778,28.09395],[-100.16226,28.09639],[-100.16686,28.09891],[-100.17106,28.1012],[-100.1744,28.10301],[-100.18074,28.10907],[-100.18476,28.11292],[-100.18839,28.11639],[-100.19199,28.11984],[-100.19529,28.12303],[-100.19825,28.12585],[-100.20149,28.12895],[-100.20467,28.13198],[-100.20855,28.13568],[-100.21231,28.13927],[-100.21587,28.14266],[-100.21976,28.14638],[-100.22296,28.14943],[-100.22545,28.15181],[-100.22841,28.15463],[-100.23139,28.15747],[-100.23523,28.16113],[-100.23853,28.16428],[-100.242,28.16759],[-100.24502,28.17047],[-100.24862,28.1739],[-100.25245,28.17755],[-100.25608,28.18101],[-100.2597,28.18447],[-100.26262,28.18725],[-100.26582,28.1903],[-100.26944,28.19375],[-100.27311,28.19725],[-100.27718,28.20114],[-100.28063,28.20443],[-100.28409,28.20772],[-100.28801,28.21146],[-100.29158,28.21487],[-100.2946,28.21775],[-100.29872,28.21979],[-100.30323,28.22202],[-100.30791,28.22434],[-100.31305,28.22688],[-100.31768,28.22918],[-100.32033,28.23049],[-100.32406,28.23234],[-100.32835,28.23446],[-100.33331,28.23692],[-100.33813,28.23931],[-100.34243,28.24144],[-100.3473,28.24385],[-100.35275,28.24655],[-100.35629,28.2483],[-100.36104,28.25066],[-100.36598,28.2531],[-100.37056,28.25537],[-100.37518,28.25766],[-100.37979,28.25994],[-100.38447,28.26226],[-100.38846,28.26423],[-100.39271,28.26556],[-100.39795,28.26724],[-100.40324,28.26893],[-100.40815,28.27046],[-100.41339,28.27214],[-100.41861,28.2738],[-100.4238,28.27544],[-100.42815,28.27685],[-100.43241,28.27817],[-100.43751,28.27977],[-100.4427,28.28142],[-100.44756,28.28298],[-100.45242,28.28451],[-100.45729,28.28606],[-100.4623,28.28764],[-100.46734,28.28922],[-100.47165,28.2906],[-100.47586,28.29193],[-100.48075,28.29347],[-100.48565,28.29503],[-100.49061,28.29659],[-100.4954,28.29813],[-100.50031,28.29967],[-100.50518,28.30122],[-100.51003,28.30278],[-100.51433,28.30413],[-100.51865,28.30548],[-100.52349,28.30702],[-100.52831,28.30855],[-100.53323,28.31012],[-100.53807,28.31163],[-100.54288,28.31314],[-100.54774,28.31468],[-100.55269,28.31625],[-100.55767,28.31782],[-100.56153,28.31905],[-100.56626,28.32051],[-100.5712,28.3221],[-100.57616,28.32368],[-100.58112,28.32523],[-100.5863,28.32683],[-100.59127,28.32843],[-100.59611,28.32996],[-100.60167,28.33171],[-100.60606,28.33309],[-100.60857,28.33612],[-100.61126,28.33934],[-100.61392,28.34253],[-100.61704,28.34629],[-100.62013,28.35001],[-100.62326,28.35378],[-100.62598,28.35703],[-100.62869,28.36032],[-100.63192,28.36412],[-100.63509,28.36792],[-100.63819,28.37167],[-100.64135,28.37541],[-100.64464,28.37937],[-100.64792,28.38333],[-100.65035,28.38625],[-100.65285,28.38919],[-100.65597,28.39298],[-100.65883,28.39643],[-100.66176,28.39991],[-100.66494,28.40374],[-100.66801,28.4074],[-100.67111,28.41113],[-100.67365,28.41183],[-100.67717,28.41276],[-100.68126,28.41384],[-100.68567,28.41501],[-100.68945,28.41601],[-100.69316,28.41853],[-100.69741,28.42138],[-100.7015,28.42417],[-100.70571,28.42703],[-100.70968,28.42969],[-100.71414,28.43275],[-100.71797,28.43529],[-100.71901,28.43858],[-100.72037,28.44285],[-100.72123,28.44559],[-100.72235,28.44907],[-100.72376,28.45342],[-100.72427,28.45516]]}}
Línea 400.0 kV | LineString | 400.0 kV |  |  |  | CFE |  |  |  |  | OpenStreetMap | {"type":"Feature","properties":{},"geometry":{"type":"LineString","coordinates":[[-100.45485,27.09786],[-100.45502,27.09831],[-100.45391,27.10217],[-100.45425,27.10464],[-100.45455,27.10713],[-100.45502,27.11083],[-100.45544,27.1141],[-100.45439,27.11579],[-100.45266,27.1185],[-100.45051,27.12198],[-100.44872,27.12482],[-100.44895,27.12911],[-100.44909,27.13118],[-100.44922,27.13502],[-100.44734,27.13854],[-100.44528,27.14235],[-100.44353,27.14555],[-100.44174,27.1488],[-100.44001,27.15195],[-100.43817,27.15529],[-100.43637,27.1586],[-100.43478,27.16147],[-100.43511,27.16444],[-100.43545,27.16816],[-100.4358,27.17231],[-100.43612,27.1763],[-100.43649,27.17999],[-100.43681,27.18335],[-100.43711,27.18687],[-100.43745,27.19047],[-100.43781,27.1943],[-100.43814,27.19829],[-100.43851,27.20206],[-100.43884,27.20591],[-100.43927,27.21043],[-100.43971,27.21525],[-100.44012,27.21977],[-100.44049,27.22393],[-100.44081,27.22752],[-100.44116,27.23112],[-100.44149,27.23473],[-100.44189,27.23932],[-100.44233,27.24375],[-100.44274,27.24841],[-100.44321,27.25361],[-100.44361,27.2581],[-100.44406,27.26305],[-100.44496,27.26688],[-100.44574,27.27024],[-100.44661,27.27406],[-100.44748,27.27786],[-100.44833,27.28144],[-100.44932,27.2856],[-100.45023,27.2896],[-100.4511,27.29332],[-100.45197,27.29706],[-100.45281,27.30075],[-100.45257,27.30492],[-100.45233,27.30806],[-100.45208,27.3116],[-100.45184,27.31513],[-100.45159,27.31867],[-100.45131,27.32259],[-100.45107,27.32638],[-100.45079,27.33037],[-100.45052,27.33403],[-100.45028,27.33744],[-100.45005,27.34087],[-100.44981,27.34446],[-100.44956,27.34807],[-100.44931,27.35168],[-100.44906,27.35528],[-100.44876,27.35914],[-100.4485,27.36302],[-100.44827,27.36673],[-100.44799,27.37015],[-100.44778,27.37341],[-100.44752,27.37746],[-100.44721,27.38196],[-100.44693,27.38624],[-100.44672,27.38907],[-100.44642,27.39332],[-100.44618,27.39684],[-100.44593,27.40035],[-100.44563,27.4045],[-100.44536,27.40846],[-100.44503,27.41331],[-100.44476,27.41721],[-100.44449,27.42116],[-100.44419,27.4253],[-100.44388,27.42961],[-100.44358,27.43403],[-100.4433,27.43817],[-100.44301,27.44259],[-100.44275,27.44645],[-100.44251,27.44985],[-100.44222,27.45382],[-100.44195,27.45751],[-100.44139,27.46092],[-100.4409,27.46415],[-100.44068,27.46738],[-100.44043,27.47085],[-100.44018,27.47439],[-100.43995,27.47793],[-100.43972,27.48135],[-100.43946,27.48482],[-100.43921,27.48841],[-100.43898,27.49173],[-100.43873,27.49527],[-100.4385,27.4988],[-100.43821,27.50222],[-100.43799,27.50565],[-100.43776,27.5092],[-100.43748,27.51274],[-100.43732,27.51625],[-100.43702,27.51964],[-100.43709,27.52298],[-100.43719,27.52649],[-100.43766,27.53031],[-100.43818,27.53449],[-100.43867,27.53843],[-100.43919,27.54237],[-100.43972,27.54636],[-100.44026,27.55057],[-100.44078,27.55479],[-100.44134,27.55888],[-100.44186,27.56302],[-100.44236,27.56695],[-100.44286,27.57075],[-100.44328,27.57411],[-100.44376,27.57767],[-100.44421,27.58129],[-100.44466,27.58486],[-100.44516,27.58854],[-100.44564,27.59221],[-100.44612,27.59582],[-100.44656,27.5994],[-100.44702,27.60297],[-100.44752,27.60693],[-100.44807,27.61086],[-100.44851,27.61452],[-100.44944,27.62182],[-100.44992,27.62532],[-100.45035,27.62881],[-100.4508,27.63243],[-100.45128,27.63597],[-100.45174,27.63958],[-100.45221,27.64316],[-100.45266,27.64678],[-100.45301,27.6507],[-100.45338,27.65494],[-100.45373,27.65899],[-100.45415,27.66367],[-100.4545,27.66764],[-100.4548,27.67125],[-100.45514,27.6752],[-100.45546,27.67872],[-100.45575,27.68241],[-100.45616,27.68691],[-100.45651,27.69077],[-100.45676,27.69375],[-100.45715,27.69806],[-100.45755,27.70291],[-100.45785,27.70635],[-100.45823,27.71061],[-100.45851,27.71387],[-100.45887,27.71831],[-100.45921,27.72198],[-100.45949,27.72557],[-100.45984,27.72937],[-100.46015,27.73267],[-100.46046,27.73639],[-100.46079,27.73998],[-100.4611,27.74359],[-100.46144,27.74736],[-100.46182,27.7516],[-100.46214,27.75563],[-100.46248,27.75943],[-100.46279,27.76293],[-100.46312,27.7667],[-100.46343,27.77033],[-100.46375,27.77394],[-100.4641,27.7778],[-100.46442,27.78148],[-100.46472,27.78501],[-100.46503,27.78825],[-100.46528,27.79122],[-100.46562,27.79528],[-100.46602,27.7996],[-100.46598,27.80318],[-100.46597,27.80678],[-100.46597,27.81029],[-100.46595,27.8139],[-100.46594,27.81781],[-100.46592,27.82169],[-100.4659,27.82521],[-100.46589,27.82882],[-100.46589,27.83225],[-100.46587,27.83585],[-100.46586,27.83983],[-100.46584,27.84344],[-100.46581,27.84742],[-100.46582,27.85127],[-100.4658,27.85491],[-100.46578,27.8586],[-100.46578,27.86222],[-100.46575,27.86583],[-100.46574,27.86981],[-100.46573,27.87393],[-100.46571,27.87789],[-100.46572,27.88135],[-100.46572,27.88496],[-100.46571,27.88857],[-100.46569,27.89219],[-100.46565,27.89604],[-100.46565,27.90003],[-100.46568,27.90383],[-100.46566,27.90714],[-100.4656,27.91103],[-100.4656,27.91537],[-100.46558,27.91925],[-100.4656,27.92287],[-100.46554,27.92646],[-100.46556,27.93033],[-100.46553,27.93419],[-100.46552,27.93826],[-100.4655,27.94197],[-100.46547,27.94578],[-100.46547,27.94974],[-100.46547,27.95371],[-100.46545,27.95795],[-100.46543,27.96228],[-100.46543,27.96624],[-100.46541,27.96987],[-100.46541,27.97347],[-100.46539,27.97744],[-100.46538,27.98169],[-100.46536,27.98584],[-100.46535,27.98968],[-100.46535,27.99331],[-100.46533,27.99704],[-100.46532,28.00062],[-100.4653,28.00423],[-100.46531,28.0083],[-100.4653,28.01217],[-100.46529,28.01577],[-100.46527,28.01936],[-100.466,28.02293],[-100.46676,28.02667],[-100.46761,28.03089],[-100.46841,28.03484],[-100.46917,28.03859],[-100.46983,28.04191],[-100.47054,28.04538],[-100.47122,28.04887],[-100.47195,28.05242],[-100.4727,28.05614],[-100.47355,28.06027],[-100.47438,28.06447],[-100.47507,28.06791],[-100.47565,28.0708],[-100.47625,28.07381],[-100.47692,28.07712],[-100.47764,28.0807],[-100.47841,28.08452],[-100.47912,28.08805],[-100.47998,28.09234],[-100.48086,28.0966],[-100.48166,28.10064],[-100.48243,28.10439],[-100.48315,28.10806],[-100.48406,28.11257],[-100.48487,28.11659],[-100.48571,28.12077],[-100.4865,28.12467],[-100.48722,28.12823],[-100.48793,28.13178],[-100.48864,28.13534],[-100.48935,28.13886],[-100.49006,28.14237],[-100.4908,28.14599],[-100.4915,28.14948],[-100.49222,28.15303],[-100.49299,28.15686],[-100.49377,28.16079],[-100.49454,28.16433],[-100.49524,28.16788],[-100.49597,28.17152],[-100.49672,28.17518],[-100.49743,28.17867],[-100.49814,28.18227],[-100.49885,28.18573],[-100.49958,28.18937],[-100.50036,28.19327],[-100.50113,28.19706],[-100.50194,28.20101],[-100.50265,28.20476],[-100.50337,28.20826],[-100.50585,28.21124],[-100.50834,28.21423],[-100.51075,28.21714],[-100.51303,28.2199],[-100.5154,28.22273],[-100.51799,28.22586],[-100.52125,28.22979],[-100.52372,28.23275],[-100.5265,28.23612],[-100.52932,28.23951],[-100.53185,28.24255],[-100.53491,28.24627],[-100.53736,28.24921],[-100.53982,28.25218],[-100.54222,28.25507],[-100.54446,28.25776],[-100.54687,28.26068],[-100.54929,28.26359],[-100.55164,28.26642],[-100.55403,28.26929],[-100.55646,28.2722],[-100.5588,28.27504],[-100.56123,28.27795],[-100.56364,28.28086],[-100.56606,28.28377],[-100.56853,28.28673],[-100.57097,28.28968],[-100.57339,28.29256],[-100.57586,28.29556],[-100.57829,28.29846],[-100.58075,28.30144],[-100.58316,28.30435],[-100.58569,28.30739],[-100.58804,28.31021],[-100.59046,28.31313],[-100.59312,28.31632],[-100.59578,28.31951],[-100.5983,28.32256],[-100.60089,28.3257],[-100.60349,28.32881],[-100.60599,28.3318],[-100.60855,28.3349],[-100.6112,28.33806],[-100.61362,28.34099],[-100.61607,28.34395],[-100.61854,28.3469],[-100.62097,28.3498],[-100.62339,28.35274],[-100.62581,28.35565],[-100.62831,28.35863],[-100.63078,28.36161],[-100.63322,28.36454],[-100.63566,28.36746],[-100.63809,28.37038],[-100.64051,28.37328],[-100.64294,28.37621],[-100.64554,28.37934],[-100.64809,28.3824],[-100.65052,28.3853],[-100.65287,28.38812],[-100.65542,28.39119],[-100.65824,28.39459],[-100.66087,28.39772],[-100.66327,28.40063],[-100.6657,28.40354],[-100.6681,28.40643],[-100.67059,28.4094],[-100.67301,28.41231],[-100.67549,28.41528],[-100.67812,28.41842],[-100.67883,28.42149],[-100.67967,28.42513],[-100.68048,28.4286],[-100.68138,28.43245],[-100.68237,28.4367],[-100.68334,28.44084],[-100.68424,28.44471],[-100.68487,28.44743],[-100.68545,28.44998],[-100.68852,28.45233],[-100.69147,28.45458],[-100.69445,28.45684],[-100.69734,28.45904],[-100.69874,28.46057],[-100.70013,28.4621],[-100.7002,28.46415],[-100.69999,28.46438]]}}
Línea 400.0 kV | LineString | 400.0 kV |  |  |  | CFE |  |  |  |  | OpenStreetMap | {"type":"Feature","properties":{},"geometry":{"type":"LineString","coordinates":[[-100.70039,28.46469],[-100.70073,28.46438],[-100.70152,28.46426],[-100.70469,28.46669],[-100.70786,28.46907],[-100.70793,28.47047],[-100.70558,28.47288],[-100.70272,28.47581],[-100.70017,28.47842],[-100.697,28.48021],[-100.69327,28.48231],[-100.69291,28.48254],[-100.69283,28.48264]]}}
Línea 400.0 kV | LineString | 400.0 kV |  |  |  | CFE |  |  |  |  | OpenStreetMap | {"type":"Feature","properties":{},"geometry":{"type":"LineString","coordinates":[[-100.70019,28.46453],[-100.70087,28.46383],[-100.7035,28.46111],[-100.70616,28.45838],[-100.70862,28.45586],[-100.71183,28.45259],[-100.71527,28.44905],[-100.71884,28.44541],[-100.72192,28.44226],[-100.72473,28.43938],[-100.72724,28.43682],[-100.72989,28.43412],[-100.72985,28.43021],[-100.72982,28.426],[-100.72977,28.42174],[-100.72973,28.4175],[-100.72969,28.41332],[-100.72967,28.40952],[-100.72963,28.4057],[-100.7296,28.40182],[-100.72956,28.39829],[-100.72953,28.3948],[-100.72952,28.39146],[-100.72946,28.38756],[-100.72943,28.38377],[-100.7294,28.38018],[-100.72938,28.37656],[-100.72933,28.3729],[-100.72774,28.3692],[-100.72603,28.36525],[-100.72438,28.36139],[-100.72268,28.35743],[-100.72101,28.35354],[-100.7193,28.34964],[-100.71773,28.34593],[-100.71622,28.34242],[-100.71474,28.33901],[-100.71324,28.33552],[-100.71178,28.33209],[-100.71029,28.32866],[-100.70882,28.32525],[-100.70727,28.32162],[-100.70555,28.31766],[-100.70388,28.31376],[-100.70217,28.30979],[-100.70045,28.30582],[-100.69875,28.30185],[-100.69705,28.29789],[-100.69544,28.29414],[-100.69395,28.29068],[-100.6925,28.28731],[-100.69101,28.28385],[-100.6895,28.28037],[-100.68803,28.27691],[-100.68655,28.27346],[-100.68509,28.27007],[-100.68364,28.26669],[-100.68212,28.26314],[-100.68048,28.25933],[-100.67893,28.25572],[-100.67725,28.25181],[-100.67565,28.24808],[-100.67413,28.24455],[-100.67268,28.24117],[-100.67126,28.23785],[-100.6697,28.23423],[-100.66808,28.2305],[-100.66657,28.22694],[-100.66505,28.22338],[-100.66359,28.22],[-100.66212,28.21658],[-100.66062,28.21306],[-100.65897,28.20916],[-100.65719,28.20509],[-100.65558,28.20134],[-100.65408,28.19782],[-100.65269,28.19462],[-100.65113,28.19097],[-100.64956,28.18734],[-100.64788,28.18343],[-100.64618,28.17939],[-100.64449,28.17547],[-100.64277,28.1715],[-100.64102,28.16741],[-100.63934,28.16341],[-100.63767,28.15958],[-100.63616,28.15607],[-100.63475,28.15269],[-100.63324,28.14916],[-100.63162,28.14543],[-100.63013,28.14189],[-100.6287,28.13859],[-100.62715,28.13495],[-100.62553,28.13117],[-100.624,28.12762],[-100.62241,28.12389],[-100.62081,28.12016],[-100.61915,28.11629],[-100.61738,28.11215],[-100.61576,28.10836],[-100.61436,28.10506],[-100.61288,28.1016],[-100.61119,28.0977],[-100.60999,28.09481],[-100.60829,28.09084],[-100.60685,28.08755],[-100.60545,28.08425],[-100.60388,28.08053],[-100.60251,28.07733],[-100.6011,28.07402],[-100.59954,28.07038],[-100.59802,28.06693],[-100.59631,28.06283],[-100.59455,28.0587],[-100.59298,28.05501],[-100.59153,28.05157],[-100.59013,28.04833],[-100.58875,28.04506],[-100.58738,28.04189],[-100.58596,28.03855],[-100.58443,28.03496],[-100.58317,28.03201],[-100.5816,28.02836],[-100.58013,28.0249],[-100.57858,28.02125],[-100.57713,28.01786],[-100.57572,28.01457],[-100.57402,28.01059],[-100.57265,28.00738],[-100.57123,28.00403],[-100.57099,28.00066],[-100.57071,27.99713],[-100.57045,27.99351],[-100.57016,27.98955],[-100.56986,27.98568],[-100.5696,27.98216],[-100.56933,27.97854],[-100.56907,27.97498],[-100.56874,27.97149],[-100.56851,27.9679],[-100.56821,27.96411],[-100.56795,27.96076],[-100.56764,27.95669],[-100.56735,27.95271],[-100.56713,27.94956],[-100.56685,27.94595],[-100.56655,27.9419],[-100.56619,27.93738],[-100.56586,27.93296],[-100.56565,27.92982],[-100.56535,27.92618],[-100.5651,27.92259],[-100.56479,27.91852],[-100.56446,27.91433],[-100.56419,27.91],[-100.56384,27.90592],[-100.56355,27.90175],[-100.56326,27.89785],[-100.56292,27.89369],[-100.56262,27.88942],[-100.5623,27.885],[-100.562,27.88122],[-100.56175,27.87779],[-100.56149,27.87425],[-100.56121,27.87057],[-100.561,27.86692],[-100.56068,27.86361],[-100.56041,27.85992],[-100.56013,27.85623],[-100.55986,27.85269],[-100.5596,27.84911],[-100.55932,27.84538],[-100.55906,27.8417],[-100.55877,27.83806],[-100.55851,27.83463],[-100.5582,27.83066],[-100.55789,27.82643],[-100.55755,27.82189],[-100.55725,27.81791],[-100.55693,27.81366],[-100.55668,27.8103],[-100.55632,27.80555],[-100.55604,27.80157],[-100.55577,27.79757],[-100.55544,27.79372],[-100.55514,27.78957],[-100.55488,27.78577],[-100.55456,27.78216],[-100.55434,27.77846],[-100.55403,27.77481],[-100.55376,27.77094],[-100.55349,27.76727],[-100.55322,27.76365],[-100.55294,27.75998],[-100.55266,27.75636],[-100.55241,27.75276],[-100.55216,27.74944],[-100.5519,27.74593],[-100.5516,27.74205],[-100.55128,27.73818],[-100.55147,27.73456],[-100.55157,27.73114],[-100.55176,27.7275],[-100.55185,27.72388],[-100.55199,27.72046],[-100.55214,27.71684],[-100.55225,27.71284],[-100.55243,27.70852],[-100.55257,27.70483],[-100.55272,27.70129],[-100.55285,27.69768],[-100.55299,27.69412],[-100.55311,27.6907],[-100.55329,27.68671],[-100.55342,27.68255],[-100.55357,27.67811],[-100.55371,27.67377],[-100.55388,27.66988],[-100.55408,27.6659],[-100.55422,27.66166],[-100.55437,27.65759],[-100.55447,27.65371],[-100.55462,27.65008],[-100.55477,27.6461],[-100.55491,27.64212],[-100.55505,27.63868],[-100.55519,27.63484],[-100.55535,27.63073],[-100.55552,27.62656],[-100.55565,27.62233],[-100.55584,27.61824],[-100.55594,27.61455],[-100.5561,27.61089],[-100.55623,27.60721],[-100.55637,27.60349],[-100.55653,27.59962],[-100.5567,27.59537],[-100.55684,27.59112],[-100.55698,27.58684],[-100.55715,27.58264],[-100.55731,27.57857],[-100.55746,27.57486],[-100.55757,27.57115],[-100.55774,27.56745],[-100.55787,27.56385],[-100.55799,27.56021],[-100.55814,27.5565],[-100.55827,27.55287],[-100.5584,27.54919],[-100.55854,27.54577],[-100.55871,27.54197],[-100.55881,27.53837],[-100.55896,27.53456],[-100.55908,27.53137],[-100.55885,27.5279],[-100.55862,27.52425],[-100.55842,27.52062],[-100.55821,27.51708],[-100.55799,27.51374],[-100.55776,27.51007],[-100.55751,27.50585],[-100.55724,27.50159],[-100.55697,27.49765],[-100.55679,27.49407],[-100.55648,27.48988],[-100.55627,27.48592],[-100.55601,27.48151],[-100.55573,27.47692],[-100.55541,27.47223],[-100.55507,27.46694],[-100.55479,27.46192],[-100.55451,27.45772],[-100.55425,27.45329],[-100.55403,27.44931],[-100.55382,27.44549],[-100.5536,27.44187],[-100.55334,27.4382],[-100.55314,27.43478],[-100.55293,27.43109],[-100.55274,27.42757],[-100.55246,27.42377],[-100.55225,27.41996],[-100.55203,27.41665],[-100.55178,27.41284],[-100.55158,27.40918],[-100.55133,27.4054],[-100.55107,27.40125],[-100.55084,27.39724],[-100.55062,27.39378],[-100.55036,27.38979],[-100.55015,27.38619],[-100.54993,27.38248],[-100.54971,27.37907],[-100.54949,27.37545],[-100.54927,27.37185],[-100.54906,27.36824],[-100.54881,27.36436],[-100.54855,27.35996],[-100.54829,27.35569],[-100.54803,27.35148],[-100.54776,27.34723],[-100.54755,27.34321],[-100.54728,27.33939],[-100.54704,27.33557],[-100.54679,27.3314],[-100.54658,27.32751],[-100.54632,27.32345],[-100.54611,27.32012],[-100.54591,27.31654],[-100.54563,27.31265],[-100.54541,27.30859],[-100.54517,27.30463],[-100.54496,27.30102],[-100.54473,27.29731],[-100.5445,27.2936],[-100.5443,27.29008],[-100.54406,27.28644],[-100.54386,27.28272],[-100.5436,27.27882],[-100.54333,27.27463],[-100.54307,27.27035],[-100.54283,27.26619],[-100.54258,27.26221],[-100.54235,27.25851],[-100.54209,27.25426],[-100.54185,27.24993],[-100.54157,27.24579],[-100.54133,27.24161],[-100.54108,27.23784],[-100.54085,27.23387],[-100.5406,27.22989],[-100.54037,27.22575],[-100.54011,27.22157],[-100.53986,27.21762],[-100.53963,27.21395],[-100.53746,27.21102],[-100.53522,27.20798],[-100.53312,27.20511],[-100.53066,27.20182],[-100.52804,27.19833],[-100.5256,27.195],[-100.5234,27.19199],[-100.52116,27.18897],[-100.51886,27.18589],[-100.51659,27.1828],[-100.51398,27.17933],[-100.51182,27.17642],[-100.50955,27.17332],[-100.50728,27.17024],[-100.50501,27.16701],[-100.50274,27.16408],[-100.50042,27.16096],[-100.4983,27.1581],[-100.49566,27.15459],[-100.49328,27.1513],[-100.49101,27.14823],[-100.48859,27.14498],[-100.48618,27.14168],[-100.48375,27.13842],[-100.48221,27.13634],[-100.47844,27.13517],[-100.47472,27.134],[-100.47093,27.1328],[-100.46715,27.13161],[-100.46338,27.13042],[-100.45939,27.12916],[-100.45464,27.12767],[-100.45352,27.12553],[-100.45522,27.12221],[-100.45686,27.11897],[-100.45577,27.11526],[-100.45613,27.11304],[-100.45568,27.10952],[-100.45523,27.10583],[-100.45472,27.1021],[-100.45539,27.09846],[-100.45507,27.0978]]}}
Línea 400.0 kV | LineString | 400.0 kV |  |  |  | CFE |  |  |  |  | OpenStreetMap | {"type":"Feature","properties":{},"geometry":{"type":"LineString","coordinates":[[-100.69422,28.48399],[-100.69462,28.48359],[-100.69755,28.48311],[-100.70097,28.48264],[-100.70438,28.48218],[-100.70864,28.48161],[-100.71076,28.48133],[-100.71511,28.48073],[-100.71692,28.48048],[-100.71983,28.48006],[-100.72225,28.48223],[-100.72482,28.48457],[-100.72723,28.48678],[-100.72971,28.48905],[-100.73207,28.49121],[-100.73437,28.49331],[-100.73789,28.4938],[-100.74124,28.49428],[-100.74478,28.49478],[-100.74811,28.49525],[-100.75183,28.49579],[-100.75536,28.49629],[-100.75887,28.49679],[-100.76242,28.4973],[-100.76595,28.4978],[-100.7695,28.49831],[-100.77302,28.49881],[-100.77651,28.49931],[-100.78009,28.49981],[-100.78322,28.50026],[-100.78695,28.50079],[-100.79027,28.50126],[-100.79379,28.50176],[-100.7973,28.50226],[-100.80027,28.50268],[-100.8042,28.50324],[-100.80814,28.5038],[-100.81176,28.50432],[-100.81518,28.5048],[-100.81871,28.5053],[-100.82231,28.50581],[-100.82586,28.50632],[-100.82948,28.50683],[-100.83241,28.50725],[-100.83556,28.50769],[-100.83894,28.50844],[-100.84241,28.50919],[-100.8451,28.50975],[-100.84779,28.51032],[-100.85126,28.51055],[-100.85503,28.51079],[-100.85907,28.51102],[-100.86251,28.51151],[-100.86586,28.51199],[-100.8693,28.51248],[-100.8729,28.51299],[-100.87638,28.51348],[-100.87991,28.51398],[-100.88351,28.51449],[-100.88661,28.51465],[-100.88996,28.51485],[-100.89324,28.51503],[-100.89711,28.51524],[-100.90039,28.51542],[-100.90405,28.51563],[-100.90783,28.51584],[-100.91097,28.51602],[-100.91473,28.51623],[-100.91819,28.51642],[-100.92197,28.51663],[-100.92532,28.51681],[-100.92892,28.51701],[-100.93244,28.5172],[-100.93605,28.5174],[-100.9396,28.51759],[-100.94295,28.51777],[-100.94664,28.51798],[-100.95012,28.51817],[-100.95374,28.51837],[-100.95735,28.51856],[-100.96091,28.51876],[-100.96448,28.51895],[-100.96755,28.51912],[-100.97061,28.51929],[-100.97387,28.51947],[-100.97692,28.51767],[-100.97981,28.51597],[-100.98278,28.51422],[-100.98575,28.51248],[-100.98876,28.51071],[-100.99171,28.50897],[-100.99468,28.50723],[-100.99766,28.50547],[-101.00064,28.50372],[-101.00362,28.50197],[-101.0066,28.50021],[-101.00957,28.49847],[-101.01253,28.49673],[-101.01552,28.49497],[-101.01852,28.4932],[-101.02147,28.49147],[-101.02446,28.48971],[-101.02743,28.48796],[-101.03042,28.4862],[-101.0334,28.48445],[-101.03625,28.48277],[-101.03915,28.48106],[-101.04213,28.47931],[-101.04495,28.47745],[-101.05087,28.47396],[-101.05386,28.4722],[-101.05682,28.47045],[-101.05979,28.46871],[-101.06277,28.46695],[-101.06573,28.4652],[-101.06871,28.46345],[-101.07169,28.4617],[-101.07467,28.45994],[-101.07762,28.4582],[-101.08058,28.45646],[-101.08357,28.4547],[-101.08654,28.45295],[-101.08934,28.45129],[-101.09251,28.44943],[-101.09581,28.44748],[-101.09931,28.44542],[-101.10177,28.44397],[-101.10474,28.44222],[-101.10772,28.44047],[-101.1107,28.43871],[-101.11365,28.43697],[-101.11663,28.43522],[-101.11961,28.43346],[-101.12259,28.43171],[-101.12556,28.42995],[-101.12852,28.42821],[-101.13149,28.42645],[-101.13447,28.4247],[-101.13744,28.42294],[-101.14006,28.42139],[-101.14219,28.42014],[-101.14518,28.41839],[-101.14815,28.41665],[-101.15097,28.415],[-101.15375,28.41335],[-101.15672,28.4116],[-101.15877,28.41038],[-101.16215,28.40839],[-101.16622,28.40598],[-101.16895,28.40437],[-101.1719,28.40263],[-101.17488,28.40087],[-101.17717,28.39951],[-101.17963,28.39806],[-101.18302,28.39606],[-101.18574,28.39445],[-101.1887,28.3927],[-101.192,28.39075],[-101.19638,28.38816],[-101.19803,28.38863],[-101.20201,28.38978],[-101.20681,28.39117],[-101.21166,28.39257],[-101.21602,28.39383],[-101.22017,28.39503],[-101.22324,28.39592],[-101.22647,28.39685],[-101.23073,28.39808],[-101.23377,28.39895],[-101.23754,28.40004],[-101.24062,28.40093],[-101.24326,28.40169],[-101.24832,28.40314],[-101.25314,28.40454],[-101.2565,28.40555],[-101.26,28.40653],[-101.26348,28.40753],[-101.26741,28.40866],[-101.27173,28.4099],[-101.27542,28.41094],[-101.27911,28.41202],[-101.28318,28.41319],[-101.28715,28.41433],[-101.29065,28.41534],[-101.29427,28.41638],[-101.29794,28.41743],[-101.30143,28.41844],[-101.30542,28.41958],[-101.30928,28.42069],[-101.3127,28.42168],[-101.31696,28.42291],[-101.32018,28.42383],[-101.32417,28.42498],[-101.32796,28.42607],[-101.33156,28.4271],[-101.33563,28.42827],[-101.33852,28.4291],[-101.34274,28.43029],[-101.34698,28.43149],[-101.34978,28.43231],[-101.35412,28.43357],[-101.35855,28.43484],[-101.36272,28.43604],[-101.36639,28.43709],[-101.3711,28.43845],[-101.37467,28.43947],[-101.37863,28.44061],[-101.38172,28.4415],[-101.38566,28.44263],[-101.38855,28.44346],[-101.39221,28.44452],[-101.39647,28.44574],[-101.40047,28.44687],[-101.40421,28.44796],[-101.40732,28.44816],[-101.41109,28.44839],[-101.41506,28.44864],[-101.41993,28.44893],[-101.42361,28.44918],[-101.42941,28.44954],[-101.4348,28.44987],[-101.43848,28.4501],[-101.44336,28.45041],[-101.44844,28.45072],[-101.45181,28.45093],[-101.45577,28.45118],[-101.46006,28.45145],[-101.46657,28.45185],[-101.47131,28.45218],[-101.4753,28.45242],[-101.47954,28.45268],[-101.48516,28.45305],[-101.49054,28.45338],[-101.4942,28.45361],[-101.4979,28.45383],[-101.50377,28.4542],[-101.50789,28.45445],[-101.51061,28.45462],[-101.51509,28.45489],[-101.52088,28.45525],[-101.52507,28.45551],[-101.52944,28.45578],[-101.53252,28.45599],[-101.53703,28.45626],[-101.5426,28.45662],[-101.54916,28.45702],[-101.55288,28.45725],[-101.55737,28.4575],[-101.56225,28.45781],[-101.56456,28.45795],[-101.57005,28.45827],[-101.57333,28.45848],[-101.57741,28.45871],[-101.58087,28.45894],[-101.58537,28.45923],[-101.59032,28.45954],[-101.59409,28.45975],[-101.59902,28.46008],[-101.60208,28.46026],[-101.60502,28.46045],[-101.61071,28.4608],[-101.6143,28.461],[-101.61935,28.46131],[-101.62264,28.46152],[-101.62784,28.46181],[-101.63178,28.46207],[-101.63485,28.46225],[-101.63841,28.46249],[-101.64381,28.46282],[-101.64932,28.46315],[-101.65493,28.4635],[-101.65867,28.46372],[-101.66281,28.46398],[-101.66683,28.46423],[-101.67046,28.46444],[-101.67534,28.46476],[-101.68085,28.46509],[-101.68412,28.46529],[-101.68803,28.46553],[-101.69144,28.46572],[-101.69448,28.4659],[-101.69876,28.46618],[-101.70234,28.4664],[-101.70587,28.4666],[-101.71129,28.46701],[-101.718,28.46735],[-101.72204,28.46829],[-101.72543,28.4691],[-101.72894,28.46991],[-101.7326,28.47078],[-101.73624,28.47166],[-101.73989,28.4725],[-101.74386,28.47344],[-101.74793,28.47436],[-101.75167,28.47526],[-101.75529,28.47612],[-101.75894,28.47694],[-101.76261,28.47781],[-101.76625,28.47867],[-101.76992,28.47952],[-101.77355,28.48038],[-101.77748,28.48129],[-101.78501,28.48304],[-101.79193,28.4847],[-101.79566,28.48557],[-101.79854,28.48625],[-101.80208,28.48707],[-101.80572,28.48792],[-101.80957,28.48882],[-101.81375,28.48978],[-101.81768,28.49071],[-101.82165,28.49165],[-101.82522,28.49248],[-101.82916,28.49342],[-101.83309,28.49432],[-101.83671,28.49514],[-101.84058,28.49608],[-101.84444,28.49698],[-101.8478,28.49776],[-101.85179,28.49868],[-101.85515,28.49945],[-101.85852,28.50026],[-101.8617,28.50202],[-101.8649,28.50381],[-101.86838,28.5057],[-101.87229,28.50786],[-101.87592,28.50989],[-101.87902,28.51159],[-101.88222,28.51337],[-101.88535,28.51509],[-101.88855,28.51687],[-101.89185,28.51869],[-101.89468,28.52027],[-101.89761,28.5219],[-101.90111,28.52381],[-101.90351,28.52514],[-101.90621,28.52664],[-101.91003,28.52873],[-101.91332,28.53057],[-101.91654,28.53234],[-101.91966,28.53405],[-101.92283,28.53582],[-101.92588,28.53748],[-101.92899,28.5392],[-101.93203,28.54087],[-101.93557,28.54283],[-101.93869,28.54456],[-101.94153,28.54613],[-101.94577,28.54659],[-101.95011,28.54712],[-101.95335,28.54748],[-101.95619,28.5478],[-101.95964,28.5482],[-101.96338,28.54863],[-101.96723,28.54907],[-101.97099,28.54951],[-101.9747,28.54994],[-101.97859,28.55039],[-101.98243,28.5508],[-101.98608,28.55125],[-101.98961,28.55165],[-101.99305,28.55202],[-101.9979,28.5526],[-102.00353,28.55332],[-102.00897,28.55392],[-102.01563,28.55469],[-102.01887,28.55612],[-102.02217,28.55757],[-102.02542,28.559],[-102.02873,28.56044],[-102.03579,28.56354],[-102.03936,28.56511],[-102.04256,28.56651],[-102.04626,28.56814],[-102.0499,28.56974],[-102.05357,28.57135],[-102.0575,28.57307],[-102.06179,28.57496],[-102.06565,28.57665],[-102.06963,28.5784],[-102.07392,28.58029],[-102.07789,28.5824],[-102.08186,28.58451],[-102.08509,28.58623],[-102.08835,28.58797],[-102.09148,28.58963],[-102.09456,28.59127],[-102.09779,28.59299],[-102.10074,28.59456],[-102.10399,28.59629],[-102.10741,28.59811],[-102.11063,28.59982],[-102.11389,28.60156],[-102.11704,28.60323],[-102.12037,28.60501],[-102.1237,28.60678],[-102.12694,28.6085],[-102.13006,28.61016],[-102.13359,28.61203],[-102.13718,28.61394],[-102.14073,28.61584],[-102.14454,28.61786],[-102.14789,28.61964],[-102.15135,28.62227],[-102.15454,28.6247],[-102.15783,28.62722],[-102.16127,28.62985],[-102.16433,28.63229],[-102.16777,28.63346],[-102.17129,28.63469],[-102.1748,28.63595],[-102.17813,28.63711],[-102.18165,28.63835],[-102.18515,28.6396],[-102.18865,28.64085],[-102.19216,28.64208],[-102.1957,28.64332],[-102.19931,28.64462],[-102.20424,28.64633],[-102.2088,28.64656],[-102.21155,28.6467],[-102.21669,28.64696],[-102.22031,28.64715],[-102.2241,28.64733],[-102.22789,28.64749],[-102.23133,28.64766],[-102.23502,28.64784],[-102.23907,28.64808],[-102.24309,28.6483],[-102.2467,28.64845],[-102.25042,28.64865],[-102.25421,28.64882],[-102.25809,28.64904],[-102.26196,28.64921],[-102.26566,28.6494],[-102.26953,28.6496],[-102.27319,28.6498],[-102.27708,28.64997],[-102.28085,28.65017],[-102.28422,28.65034],[-102.28782,28.65052],[-102.29126,28.65206],[-102.29448,28.65351],[-102.29823,28.65516],[-102.30214,28.65691],[-102.30553,28.65842],[-102.30893,28.65994],[-102.31228,28.66141],[-102.31565,28.66291],[-102.31875,28.6643],[-102.32196,28.66571],[-102.32457,28.66689],[-102.32771,28.66839],[-102.32929,28.66903],[-102.33377,28.67096],[-102.338,28.67286],[-102.3415,28.67441],[-102.34463,28.6759],[-102.3483,28.6774],[-102.3521,28.67909],[-102.35563,28.68064],[-102.3591,28.68219],[-102.36241,28.68371],[-102.3655,28.68505],[-102.36887,28.68655],[-102.37239,28.68811],[-102.37931,28.69127],[-102.38274,28.69269],[-102.38645,28.69433],[-102.38991,28.69584],[-102.39352,28.6975],[-102.39691,28.69903],[-102.40003,28.70034],[-102.40352,28.70189],[-102.40761,28.70372],[-102.41156,28.70549],[-102.41484,28.707],[-102.41817,28.70845],[-102.42167,28.70994],[-102.4254,28.71166],[-102.43022,28.71381],[-102.43656,28.71674],[-102.44138,28.71881],[-102.44491,28.72036],[-102.44842,28.72185],[-102.45183,28.72335],[-102.45546,28.72504],[-102.45993,28.72692],[-102.46378,28.72865],[-102.46756,28.7304],[-102.47116,28.73196],[-102.47417,28.73329],[-102.47778,28.7333],[-102.48177,28.73333],[-102.48587,28.73336],[-102.49107,28.73345],[-102.49644,28.73353],[-102.49922,28.73355],[-102.50296,28.73364],[-102.50522,28.73375],[-102.50833,28.73368],[-102.51044,28.73366],[-102.51314,28.73292],[-102.51715,28.7321],[-102.51946,28.73154],[-102.52422,28.73046],[-102.53116,28.72897],[-102.53441,28.7281],[-102.53908,28.72704],[-102.54346,28.72594],[-102.54704,28.72517],[-102.55206,28.72399],[-102.55634,28.72296],[-102.55989,28.72217],[-102.56355,28.72129],[-102.56728,28.72043],[-102.57065,28.71967],[-102.57433,28.71879],[-102.57798,28.71794],[-102.58123,28.71714],[-102.58523,28.71627],[-102.58878,28.71542],[-102.59306,28.71451],[-102.596,28.71416],[-102.59999,28.71374],[-102.60382,28.71337],[-102.60755,28.71297],[-102.61133,28.71261],[-102.61509,28.71224],[-102.61871,28.7119],[-102.62255,28.71169],[-102.62629,28.71119],[-102.63006,28.71079],[-102.63371,28.71042],[-102.63739,28.71003],[-102.641,28.70974],[-102.6448,28.70935],[-102.64859,28.70897],[-102.65236,28.70855],[-102.65599,28.70818],[-102.65997,28.70778],[-102.66357,28.70742],[-102.66734,28.70704],[-102.67108,28.70666],[-102.67484,28.70631],[-102.67858,28.70592],[-102.68245,28.70555],[-102.68617,28.70517],[-102.69025,28.70477],[-102.69432,28.70437],[-102.69814,28.70398],[-102.70191,28.70362],[-102.70563,28.70324],[-102.70937,28.70285],[-102.71313,28.70248],[-102.7169,28.70211],[-102.72065,28.70173],[-102.72451,28.70141],[-102.7284,28.70099],[-102.73216,28.70067],[-102.73591,28.70024],[-102.73974,28.69989],[-102.74356,28.69951],[-102.74741,28.69905],[-102.75166,28.69865],[-102.75542,28.69828],[-102.75926,28.6979],[-102.76294,28.69754],[-102.76671,28.69717],[-102.77033,28.69681],[-102.77403,28.69644],[-102.77779,28.69608],[-102.78148,28.69571],[-102.78538,28.69523],[-102.78929,28.69488],[-102.79624,28.69423],[-102.80185,28.6936],[-102.80513,28.69325],[-102.8096,28.69286],[-102.81388,28.6924],[-102.8186,28.69192],[-102.8231,28.69149],[-102.82724,28.69105],[-102.83086,28.69066],[-102.83395,28.69039],[-102.83785,28.68995],[-102.84211,28.68956],[-102.84702,28.68912],[-102.85188,28.68856],[-102.85679,28.68806],[-102.86102,28.68762],[-102.86524,28.68722],[-102.86832,28.68693],[-102.87127,28.68482],[-102.87426,28.68262],[-102.87743,28.68037],[-102.88065,28.67807],[-102.88384,28.67578],[-102.88677,28.67363],[-102.88979,28.67154],[-102.89272,28.66932],[-102.89532,28.66751],[-102.89925,28.66466],[-102.90192,28.66274],[-102.90509,28.66047],[-102.90834,28.65815],[-102.91138,28.65599],[-102.91399,28.65412],[-102.91637,28.6524],[-102.91942,28.65024],[-102.9224,28.64808],[-102.92548,28.64587],[-102.92788,28.64412],[-102.93115,28.64176],[-102.93445,28.63942],[-102.93759,28.63713],[-102.94057,28.63496],[-102.94365,28.63277],[-102.94637,28.63081],[-102.94912,28.62881],[-102.95295,28.6261],[-102.95626,28.62375],[-102.9596,28.62139],[-102.96265,28.61915],[-102.96555,28.61701],[-102.96853,28.61494],[-102.97148,28.6128],[-102.97467,28.61051],[-102.9782,28.60795],[-102.98142,28.60564],[-102.98623,28.6065],[-102.99034,28.60728],[-102.99405,28.60795],[-102.99771,28.60859],[-103.00138,28.60931],[-103.0052,28.60989],[-103.0088,28.6106],[-103.0125,28.61122],[-103.01632,28.61193],[-103.02004,28.61257],[-103.02371,28.61324],[-103.02755,28.61395],[-103.03121,28.61464],[-103.03532,28.61536],[-103.03908,28.61597],[-103.04275,28.61665],[-103.04649,28.61737],[-103.04992,28.618],[-103.05324,28.61856],[-103.05689,28.6192],[-103.0606,28.61989],[-103.0643,28.62044],[-103.06815,28.62119],[-103.07174,28.62188],[-103.07563,28.6226],[-103.07972,28.62329],[-103.08359,28.62398],[-103.08744,28.6247],[-103.09091,28.62332],[-103.09425,28.622],[-103.09774,28.62069],[-103.10129,28.61929],[-103.10486,28.6179],[-103.10815,28.61666],[-103.11148,28.61533],[-103.11506,28.61396],[-103.11855,28.61261],[-103.12202,28.61128],[-103.12544,28.60989],[-103.12873,28.60864],[-103.13247,28.60717],[-103.13601,28.6058],[-103.13968,28.60434],[-103.14319,28.60297],[-103.14676,28.60159],[-103.15031,28.60021],[-103.15374,28.59886],[-103.15723,28.59753],[-103.16072,28.59624],[-103.16397,28.59488],[-103.16732,28.59357],[-103.17092,28.59219],[-103.17439,28.59087],[-103.17784,28.58952],[-103.18166,28.58803],[-103.18603,28.58633],[-103.1897,28.58487],[-103.19345,28.58344],[-103.19688,28.5821],[-103.20052,28.58064],[-103.20404,28.5793],[-103.2087,28.57742],[-103.21103,28.5741],[-103.21254,28.57185],[-103.21451,28.56882],[-103.21611,28.56644],[-103.21868,28.56256],[-103.22178,28.55802],[-103.22427,28.5543],[-103.22605,28.5516],[-103.2281,28.54864],[-103.23001,28.54568],[-103.23189,28.54287],[-103.23382,28.54],[-103.23574,28.53712],[-103.23772,28.53428],[-103.23954,28.53147],[-103.24153,28.52851],[-103.2434,28.52573],[-103.24533,28.52285],[-103.24701,28.52037],[-103.24884,28.51756],[-103.25114,28.51425],[-103.2532,28.51113],[-103.25518,28.50827],[-103.25681,28.50578],[-103.25884,28.50264],[-103.26074,28.4998],[-103.26258,28.49674],[-103.26466,28.49395],[-103.26649,28.49122],[-103.26853,28.48823],[-103.27051,28.48524],[-103.27242,28.48236],[-103.27429,28.47957],[-103.27612,28.47672],[-103.27808,28.4739],[-103.27975,28.47129],[-103.2816,28.46878],[-103.28361,28.46569],[-103.28556,28.4626],[-103.28765,28.45953],[-103.28969,28.45639],[-103.29186,28.45324],[-103.29376,28.45037],[-103.29568,28.44752],[-103.29812,28.44395],[-103.30017,28.44082],[-103.3019,28.43813],[-103.30403,28.43499],[-103.30614,28.43187],[-103.30806,28.42899],[-103.30994,28.42621],[-103.31192,28.4233],[-103.3138,28.4204],[-103.31575,28.4175],[-103.31765,28.41456],[-103.31963,28.41167],[-103.32152,28.40884],[-103.32336,28.40606],[-103.32551,28.40292],[-103.32755,28.39985],[-103.32941,28.39709],[-103.33114,28.39454],[-103.33295,28.39182],[-103.33497,28.38879],[-103.33722,28.38545],[-103.33917,28.38249],[-103.34137,28.37924],[-103.3434,28.37611],[-103.34552,28.37305],[-103.34704,28.37068],[-103.34881,28.36803],[-103.35101,28.3647],[-103.35335,28.36118],[-103.35509,28.35864],[-103.35655,28.3565],[-103.35889,28.35287],[-103.36051,28.35043],[-103.36205,28.34805],[-103.36383,28.34537],[-103.36574,28.34267],[-103.36762,28.33975],[-103.36928,28.33731],[-103.37093,28.33474],[-103.37263,28.33226],[-103.37444,28.32948],[-103.37653,28.32636],[-103.379,28.32274],[-103.38106,28.31965],[-103.38281,28.31707],[-103.38476,28.3141],[-103.38713,28.31063],[-103.38872,28.30821],[-103.39121,28.30447],[-103.39279,28.30207],[-103.39561,28.3012],[-103.39869,28.30024],[-103.40265,28.29893],[-103.40687,28.29759],[-103.40982,28.29663],[-103.41536,28.29485],[-103.41974,28.29346],[-103.42284,28.2924],[-103.427,28.29109],[-103.43301,28.28918],[-103.43734,28.28778],[-103.44129,28.2865],[-103.44462,28.2854],[-103.44789,28.2844],[-103.45149,28.28324],[-103.4542,28.2823],[-103.45766,28.28125],[-103.46197,28.27987],[-103.46631,28.27846],[-103.47009,28.27725],[-103.47338,28.27622],[-103.47699,28.27503],[-103.48045,28.27394],[-103.48389,28.27283],[-103.48732,28.27169],[-103.48983,28.27089],[-103.4943,28.26948],[-103.49883,28.26799],[-103.50228,28.26691],[-103.50782,28.2651],[-103.5133,28.26341],[-103.51685,28.26225],[-103.5214,28.26065],[-103.5237,28.25994],[-103.53058,28.25771],[-103.53322,28.25691],[-103.5378,28.25537],[-103.54433,28.25332],[-103.54785,28.25218],[-103.5515,28.25097],[-103.55502,28.24987],[-103.55861,28.24874],[-103.56203,28.24759],[-103.56557,28.24642],[-103.56921,28.2453],[-103.57274,28.24412],[-103.5766,28.24287],[-103.58002,28.24176],[-103.58308,28.24077],[-103.58644,28.23971],[-103.58997,28.23859],[-103.59349,28.23743],[-103.59704,28.23628],[-103.60059,28.23516],[-103.60413,28.23398],[-103.60785,28.23274],[-103.61169,28.23154],[-103.61494,28.23046],[-103.6171,28.22604],[-103.61884,28.22254],[-103.62041,28.21942],[-103.62192,28.21642],[-103.62342,28.21336],[-103.62492,28.21037],[-103.62656,28.2071],[-103.62812,28.20395],[-103.62956,28.20098],[-103.63104,28.19804],[-103.63254,28.195],[-103.63408,28.19195],[-103.63547,28.18889],[-103.63699,28.18583],[-103.6385,28.18288],[-103.64003,28.17966],[-103.64153,28.17685],[-103.64304,28.17354],[-103.64456,28.17047],[-103.64607,28.16743],[-103.64761,28.16437],[-103.64924,28.16107],[-103.65127,28.15705],[-103.65291,28.15371],[-103.65443,28.15064],[-103.65616,28.14719],[-103.65782,28.1439],[-103.65928,28.14094],[-103.66075,28.13797],[-103.66231,28.13481],[-103.66379,28.13175],[-103.66535,28.12871],[-103.66701,28.12547],[-103.66869,28.12192],[-103.67026,28.1186],[-103.67375,28.11749],[-103.67729,28.11636],[-103.6802,28.11543],[-103.68354,28.11437],[-103.68706,28.11312],[-103.6906,28.11204],[-103.69409,28.11084],[-103.69767,28.10983],[-103.70127,28.1085],[-103.70491,28.10733],[-103.70735,28.10651],[-103.71084,28.10539],[-103.71446,28.10424],[-103.71797,28.10305],[-103.72505,28.10075],[-103.72854,28.0995],[-103.7321,28.09841],[-103.73555,28.09731],[-103.73908,28.09614],[-103.74264,28.09498],[-103.7463,28.09368],[-103.75016,28.09244],[-103.75362,28.09127],[-103.75719,28.09014],[-103.76074,28.089],[-103.76424,28.08779],[-103.76779,28.08667],[-103.77128,28.08547],[-103.77464,28.0844],[-103.77801,28.08328],[-103.78154,28.08211],[-103.78436,28.07989],[-103.78718,28.0776],[-103.78993,28.07539],[-103.79285,28.07309],[-103.79574,28.07081],[-103.79861,28.06855],[-103.80149,28.06632],[-103.80423,28.06417],[-103.80714,28.0619],[-103.8098,28.05972],[-103.81258,28.05757],[-103.81549,28.0554],[-103.81818,28.05313],[-103.82096,28.05087],[-103.82298,28.04935],[-103.82505,28.04774],[-103.82748,28.04795],[-103.82979,28.04817],[-103.83051,28.04824]]}}
Línea 400.0 kV | LineString | 400.0 kV |  |  |  | CFE |  |  |  |  | OpenStreetMap | {"type":"Feature","properties":{},"geometry":{"type":"LineString","coordinates":[[-101.50347,26.92797],[-101.50391,26.92866],[-101.50421,26.93073],[-101.50461,26.93332],[-101.50506,26.93647],[-101.50557,26.93986],[-101.50605,26.94309],[-101.50657,26.94649],[-101.50708,26.95012],[-101.50762,26.95369],[-101.50815,26.95725],[-101.50866,26.96081],[-101.50922,26.96446],[-101.50974,26.968],[-101.51027,26.97158],[-101.5108,26.97522],[-101.51135,26.97876],[-101.51186,26.98238],[-101.51238,26.98584],[-101.51289,26.98927],[-101.51341,26.99279],[-101.51393,26.99636],[-101.51447,26.99996],[-101.51501,27.00358],[-101.51555,27.00724],[-101.51605,27.01068],[-101.51658,27.01408],[-101.5171,27.01775],[-101.51765,27.0214],[-101.51816,27.02489],[-101.51818,27.02836],[-101.5182,27.03092],[-101.51821,27.03474],[-101.51823,27.03821],[-101.51827,27.04145],[-101.51826,27.04506],[-101.51829,27.04887],[-101.5183,27.05255],[-101.5183,27.05625],[-101.51834,27.05968],[-101.51834,27.0632],[-101.51836,27.06689],[-101.51837,27.07058],[-101.5184,27.07386],[-101.51841,27.07719],[-101.51843,27.08049],[-101.51776,27.08409],[-101.51702,27.08795],[-101.51628,27.09182],[-101.51559,27.09547],[-101.51492,27.09904],[-101.51424,27.1026],[-101.51342,27.10714],[-101.51309,27.10887],[-101.51235,27.11281],[-101.51144,27.11747],[-101.51087,27.12048],[-101.5102,27.12405],[-101.50952,27.12763],[-101.50888,27.13115],[-101.50828,27.13418],[-101.50769,27.1374],[-101.50701,27.14095],[-101.50634,27.14451],[-101.50572,27.14781],[-101.50509,27.1511],[-101.50447,27.15439],[-101.50378,27.15804],[-101.50308,27.16168],[-101.5024,27.16532],[-101.50171,27.16899],[-101.50102,27.17263],[-101.50033,27.1762],[-101.49968,27.17975],[-101.499,27.18331],[-101.49831,27.18696],[-101.4977,27.19027],[-101.49709,27.19347],[-101.49641,27.19702],[-101.49574,27.20057],[-101.4951,27.20395],[-101.49449,27.20716],[-101.49385,27.21073],[-101.49312,27.21437],[-101.49242,27.21802],[-101.49176,27.22158],[-101.49109,27.22513],[-101.4904,27.22869],[-101.48974,27.23225],[-101.48905,27.23581],[-101.4884,27.23938],[-101.48773,27.24294],[-101.48702,27.24658],[-101.48634,27.25022],[-101.48567,27.25378],[-101.48497,27.25744],[-101.48428,27.26108],[-101.48359,27.26473],[-101.48289,27.26839],[-101.4822,27.27203],[-101.48152,27.27567],[-101.48083,27.27934],[-101.48014,27.28299],[-101.47943,27.2866],[-101.47778,27.2891],[-101.47632,27.29125],[-101.47464,27.2938],[-101.47289,27.29642],[-101.47091,27.29936],[-101.46884,27.30246],[-101.46672,27.30563],[-101.46466,27.30873],[-101.46251,27.31197],[-101.46038,27.31513],[-101.4583,27.31823],[-101.45622,27.32133],[-101.4543,27.3242],[-101.45238,27.32706],[-101.45036,27.33008],[-101.44824,27.33325],[-101.44623,27.33628],[-101.44415,27.33938],[-101.44202,27.34256],[-101.4399,27.34573],[-101.43792,27.34867],[-101.4358,27.35183],[-101.43372,27.35493],[-101.4316,27.35812],[-101.4299,27.36068],[-101.42771,27.36393],[-101.42623,27.36618],[-101.4255,27.36726],[-101.42225,27.37208],[-101.42064,27.37448],[-101.41825,27.37806],[-101.41601,27.38138],[-101.41351,27.38513],[-101.41122,27.38853],[-101.40919,27.39157],[-101.40735,27.39458],[-101.40586,27.39712],[-101.40377,27.40057],[-101.40242,27.4028],[-101.40069,27.40568],[-101.39883,27.40878],[-101.39632,27.41303],[-101.39434,27.41607],[-101.39233,27.41923],[-101.38965,27.4234],[-101.38727,27.42712],[-101.38569,27.4297],[-101.38414,27.43223],[-101.38235,27.43508],[-101.38046,27.43817],[-101.37842,27.44149],[-101.37641,27.44473],[-101.37445,27.4479],[-101.37241,27.45121],[-101.37047,27.45439],[-101.36836,27.45779],[-101.36636,27.46103],[-101.36445,27.46414],[-101.36205,27.468],[-101.3598,27.47165],[-101.35781,27.47491],[-101.35575,27.47822],[-101.35387,27.4813],[-101.35181,27.48458],[-101.34988,27.4877],[-101.3478,27.49105],[-101.34582,27.49428],[-101.34385,27.49748],[-101.34189,27.50064],[-101.34004,27.50365],[-101.33798,27.50697],[-101.33601,27.51015],[-101.33379,27.51374],[-101.33177,27.51701],[-101.33016,27.51961],[-101.32835,27.52254],[-101.32668,27.52524],[-101.32482,27.52827],[-101.32286,27.53143],[-101.32085,27.5347],[-101.31883,27.53796],[-101.31692,27.54104],[-101.31486,27.54439],[-101.31289,27.54756],[-101.31098,27.55066],[-101.30898,27.55388],[-101.30688,27.55729],[-101.30506,27.56022],[-101.30315,27.56332],[-101.30155,27.56593],[-101.29955,27.56917],[-101.29744,27.57258],[-101.2959,27.57506],[-101.29388,27.57832],[-101.29193,27.5815],[-101.28976,27.58499],[-101.28712,27.58734],[-101.28426,27.58991],[-101.28094,27.59283],[-101.2791,27.59448],[-101.27621,27.59706],[-101.27219,27.60065],[-101.26948,27.60304],[-101.26717,27.60511],[-101.26493,27.60713],[-101.2628,27.60897],[-101.25997,27.61149],[-101.25643,27.61467],[-101.25357,27.61722],[-101.24941,27.62091],[-101.24628,27.6237],[-101.24276,27.62686],[-101.24046,27.62889],[-101.23862,27.6305],[-101.2356,27.6332],[-101.23273,27.63575],[-101.22998,27.63821],[-101.2271,27.64075],[-101.22422,27.6433],[-101.22137,27.64584],[-101.21838,27.6485],[-101.21545,27.65113],[-101.21241,27.65383],[-101.20895,27.6569],[-101.20579,27.6597],[-101.20304,27.66214],[-101.20176,27.666],[-101.2005,27.66982],[-101.19917,27.6738],[-101.19808,27.67712],[-101.19692,27.68061],[-101.19578,27.68408],[-101.19467,27.68737],[-101.19353,27.69084],[-101.19264,27.69353],[-101.19156,27.69676],[-101.19041,27.70022],[-101.18925,27.7037],[-101.18804,27.70732],[-101.18692,27.71073],[-101.18568,27.71446],[-101.18446,27.71811],[-101.18325,27.72173],[-101.18224,27.72479],[-101.18016,27.72663],[-101.17743,27.72907],[-101.17444,27.73176],[-101.17119,27.73464],[-101.16776,27.73769],[-101.1656,27.73961],[-101.16236,27.74251],[-101.15926,27.74526],[-101.15633,27.74789],[-101.15321,27.75065],[-101.1502,27.75333],[-101.14733,27.75586],[-101.14443,27.75846],[-101.14142,27.76115],[-101.1384,27.76383],[-101.13548,27.76644],[-101.13256,27.76901],[-101.12959,27.77165],[-101.12667,27.77425],[-101.12384,27.77676],[-101.12141,27.77892],[-101.1178,27.78214],[-101.11443,27.78514],[-101.11133,27.78789],[-101.10724,27.79152],[-101.10427,27.79417],[-101.10135,27.79679],[-101.09862,27.79922],[-101.09571,27.80181],[-101.09285,27.80435],[-101.08996,27.80692],[-101.08647,27.81002],[-101.08159,27.81437],[-101.07939,27.81632],[-101.07751,27.81799],[-101.07451,27.82066],[-101.07109,27.82367],[-101.07049,27.82631],[-101.06989,27.82892],[-101.06819,27.83224],[-101.06648,27.83551],[-101.06662,27.83877],[-101.06677,27.84126],[-101.0669,27.84379],[-101.06706,27.84743],[-101.06723,27.85115],[-101.0674,27.85479],[-101.06757,27.85839],[-101.06774,27.86194],[-101.06791,27.86561],[-101.0681,27.86928],[-101.06826,27.87287],[-101.06842,27.87651],[-101.06861,27.88051],[-101.06876,27.88397],[-101.06892,27.8875],[-101.06911,27.89088],[-101.06924,27.8939],[-101.0694,27.89742],[-101.06956,27.90105],[-101.06973,27.90478],[-101.06993,27.90853],[-101.07008,27.91222],[-101.07024,27.9161],[-101.06846,27.91823],[-101.06662,27.92044],[-101.06443,27.92307],[-101.06197,27.92599],[-101.05955,27.9289],[-101.05706,27.93192],[-101.05461,27.93484],[-101.05217,27.93776],[-101.04966,27.94078],[-101.04704,27.94393],[-101.04459,27.94685],[-101.04185,27.95015],[-101.03887,27.95373],[-101.03631,27.95679],[-101.03375,27.95986],[-101.03133,27.96275],[-101.02878,27.96583],[-101.02671,27.96834],[-101.02469,27.97074],[-101.02244,27.97344],[-101.01994,27.97643],[-101.01764,27.9792],[-101.01481,27.98256],[-101.01263,27.98519],[-101.01003,27.98834],[-101.00744,27.9914],[-101.00508,27.99425],[-101.00255,27.99728],[-101.00008,28.00023],[-100.99752,28.00331],[-100.99508,28.00623],[-100.99278,28.00899],[-100.99033,28.01194],[-100.98861,28.01507],[-100.98674,28.0185],[-100.98495,28.02174],[-100.98287,28.02555],[-100.98069,28.02954],[-100.97898,28.03261],[-100.97739,28.03548],[-100.97563,28.03876],[-100.97377,28.04219],[-100.9721,28.04518],[-100.97033,28.04842],[-100.96868,28.05139],[-100.96632,28.05569],[-100.96484,28.0584],[-100.96395,28.06004],[-100.96101,28.06546],[-100.95944,28.06828],[-100.95769,28.07143],[-100.95561,28.07524],[-100.95361,28.07894],[-100.95127,28.08314],[-100.94996,28.08554],[-100.94766,28.08971],[-100.94541,28.09381],[-100.94396,28.09649],[-100.94161,28.1007],[-100.93982,28.10395],[-100.93831,28.10671],[-100.93633,28.11035],[-100.93443,28.11384],[-100.93318,28.1161],[-100.93157,28.11901],[-100.93001,28.12257],[-100.92871,28.12562],[-100.92729,28.12892],[-100.9256,28.13287],[-100.92399,28.13655],[-100.92306,28.13871],[-100.92127,28.14284],[-100.91971,28.14644],[-100.91826,28.14976],[-100.91673,28.15324],[-100.91543,28.15631],[-100.91426,28.15895],[-100.9127,28.16267],[-100.9111,28.16637],[-100.90967,28.16964],[-100.90825,28.1729],[-100.90677,28.17638],[-100.90529,28.17977],[-100.90389,28.18295],[-100.90238,28.18651],[-100.90097,28.18977],[-100.89955,28.19307],[-100.89784,28.19699],[-100.89607,28.20121],[-100.89449,28.20477],[-100.89305,28.20806],[-100.89193,28.21062],[-100.89041,28.21417],[-100.88924,28.2169],[-100.88741,28.22107],[-100.88581,28.22475],[-100.88429,28.22827],[-100.88297,28.23135],[-100.88138,28.23494],[-100.87961,28.23905],[-100.87817,28.24238],[-100.8766,28.24598],[-100.87511,28.24944],[-100.87364,28.25289],[-100.87198,28.25666],[-100.87059,28.25996],[-100.86892,28.26372],[-100.86771,28.26651],[-100.86632,28.26969],[-100.8649,28.27303],[-100.86318,28.277],[-100.86163,28.28055],[-100.86005,28.28419],[-100.85853,28.28772],[-100.85716,28.29091],[-100.85601,28.29353],[-100.85488,28.29607],[-100.85342,28.29946],[-100.852,28.30278],[-100.85049,28.30625],[-100.84898,28.30969],[-100.84747,28.3132],[-100.84626,28.31602],[-100.84347,28.31873],[-100.84113,28.32101],[-100.83871,28.32336],[-100.83581,28.32614],[-100.83272,28.32915],[-100.82968,28.33207],[-100.82687,28.3348],[-100.82395,28.3376],[-100.82107,28.3404],[-100.81826,28.34311],[-100.81561,28.34569],[-100.81284,28.34836],[-100.81036,28.35076],[-100.80756,28.35346],[-100.80478,28.35615],[-100.80196,28.35887],[-100.79894,28.36177],[-100.79595,28.36469],[-100.79293,28.36761],[-100.78989,28.37053],[-100.78723,28.37311],[-100.78443,28.37582],[-100.78158,28.37858],[-100.77875,28.3813],[-100.77614,28.38383],[-100.77334,28.38654],[-100.77028,28.38948],[-100.76736,28.39229],[-100.76463,28.39494],[-100.7618,28.39768],[-100.75923,28.40017],[-100.75735,28.40357],[-100.75551,28.40693],[-100.75389,28.40993],[-100.75233,28.41277],[-100.75057,28.41603],[-100.74886,28.41912],[-100.74723,28.42213],[-100.74563,28.42504],[-100.74386,28.42829],[-100.74208,28.43153],[-100.74024,28.43486],[-100.73833,28.43837],[-100.73638,28.44196],[-100.73467,28.44511],[-100.73263,28.44717],[-100.73062,28.44924],[-100.72762,28.45233],[-100.72496,28.45503],[-100.72225,28.45781],[-100.71958,28.46055],[-100.71691,28.46328],[-100.71424,28.46603],[-100.71154,28.4688],[-100.70889,28.47153],[-100.70621,28.47426],[-100.70375,28.47679],[-100.70126,28.47934],[-100.69763,28.48138],[-100.69423,28.48329],[-100.6938,28.48368]]}}
Línea 400.0 kV | LineString | 400.0 kV |  |  |  | CFE |  |  |  |  | OpenStreetMap | {"type":"Feature","properties":{},"geometry":{"type":"LineString","coordinates":[[-101.50321,26.928],[-101.5033,26.92871],[-101.50384,26.93233],[-101.50439,26.93599],[-101.50492,26.93966],[-101.50543,26.94313],[-101.50597,26.94672],[-101.50648,26.95015],[-101.50704,26.95389],[-101.50759,26.95769],[-101.50803,26.96074],[-101.5085,26.96377],[-101.50899,26.96743],[-101.50949,26.97112],[-101.50999,26.9748],[-101.5105,26.97846],[-101.51099,26.98212],[-101.51148,26.98571],[-101.51193,26.98904],[-101.5124,26.99264],[-101.51292,26.99639],[-101.51345,27.00023],[-101.51393,27.00378],[-101.51143,27.00661],[-101.50873,27.00962],[-101.50578,27.01296],[-101.50317,27.01589],[-101.50039,27.01902],[-101.49782,27.02192],[-101.49516,27.02491],[-101.49263,27.02775],[-101.4901,27.0306],[-101.48754,27.03347],[-101.48486,27.03646],[-101.48231,27.0393],[-101.47981,27.04216],[-101.47729,27.04497],[-101.47479,27.04781],[-101.47226,27.05062],[-101.46977,27.05346],[-101.4672,27.05635],[-101.46461,27.05924],[-101.46211,27.06207],[-101.45953,27.06496],[-101.45696,27.06787],[-101.45438,27.07076],[-101.45186,27.07358],[-101.44923,27.07654],[-101.4467,27.07934],[-101.44408,27.08232],[-101.44152,27.08522],[-101.43906,27.08795],[-101.43652,27.09079],[-101.43393,27.0937],[-101.43142,27.09654],[-101.42999,27.09953],[-101.42871,27.10213],[-101.42735,27.10488],[-101.42599,27.10766],[-101.42438,27.11099],[-101.42278,27.11429],[-101.42103,27.11787],[-101.4193,27.12144],[-101.41767,27.12479],[-101.41606,27.1281],[-101.41445,27.13136],[-101.41281,27.13475],[-101.4113,27.13786],[-101.40969,27.1412],[-101.40795,27.14477],[-101.40619,27.14838],[-101.40459,27.15167],[-101.40287,27.15517],[-101.39893,27.15681],[-101.39461,27.1586],[-101.39013,27.16047],[-101.38596,27.1622],[-101.38218,27.16375],[-101.37843,27.1653],[-101.37464,27.16687],[-101.37092,27.16841],[-101.36721,27.1699],[-101.36348,27.17145],[-101.35973,27.173],[-101.35606,27.17452],[-101.35233,27.17606],[-101.34857,27.17762],[-101.34486,27.17915],[-101.34113,27.18071],[-101.33746,27.18222],[-101.33371,27.18377],[-101.32997,27.18531],[-101.32625,27.18686],[-101.32252,27.18839],[-101.31887,27.18991],[-101.31515,27.19144],[-101.31145,27.19297],[-101.30776,27.19451],[-101.30401,27.19606],[-101.30027,27.19759],[-101.29661,27.19911],[-101.29291,27.20062],[-101.28929,27.20213],[-101.28576,27.20358],[-101.28202,27.20513],[-101.27824,27.20668],[-101.27451,27.20824],[-101.27076,27.20979],[-101.26698,27.21136],[-101.26326,27.21287],[-101.25967,27.21434],[-101.25587,27.21593],[-101.25293,27.21905],[-101.25011,27.22192],[-101.24774,27.22435],[-101.24537,27.22679],[-101.24287,27.22938],[-101.23833,27.23408],[-101.23664,27.23586],[-101.2331,27.23949],[-101.23036,27.24232],[-101.22835,27.24441],[-101.22552,27.2473],[-101.22307,27.24983],[-101.22045,27.25255],[-101.22041,27.25632],[-101.22038,27.25989],[-101.22034,27.26357],[-101.2203,27.2672],[-101.22029,27.27072],[-101.22025,27.27423],[-101.22021,27.27792],[-101.22019,27.28161],[-101.22015,27.28531],[-101.22011,27.28899],[-101.22007,27.29272],[-101.22004,27.29669],[-101.21999,27.3013],[-101.21995,27.3055],[-101.21991,27.30942],[-101.2199,27.31332],[-101.21986,27.31693],[-101.21983,27.32056],[-101.21979,27.32413],[-101.21974,27.32774],[-101.21971,27.33124],[-101.21968,27.33494],[-101.21965,27.33842],[-101.21962,27.342],[-101.21959,27.34558],[-101.22043,27.34792],[-101.22178,27.35148],[-101.22295,27.35468],[-101.22427,27.35825],[-101.22558,27.36184],[-101.22683,27.36525],[-101.22634,27.36863],[-101.22577,27.37239],[-101.22523,27.37607],[-101.22467,27.37965],[-101.22414,27.3832],[-101.22357,27.38691],[-101.22304,27.3905],[-101.22252,27.39398],[-101.222,27.39758],[-101.22144,27.40115],[-101.22089,27.40476],[-101.22034,27.40836],[-101.21984,27.41175],[-101.21929,27.41533],[-101.21875,27.41898],[-101.2182,27.42262],[-101.21765,27.42633],[-101.2171,27.42987],[-101.21656,27.43349],[-101.21602,27.43711],[-101.21549,27.44058],[-101.21494,27.44423],[-101.21439,27.44791],[-101.21387,27.45147],[-101.2133,27.45514],[-101.21274,27.45885],[-101.2122,27.46252],[-101.21164,27.46613],[-101.21111,27.46969],[-101.21056,27.47334],[-101.21003,27.47694],[-101.20946,27.48062],[-101.20892,27.4842],[-101.2084,27.48756],[-101.20787,27.4912],[-101.20733,27.49481],[-101.20706,27.49785],[-101.20679,27.50081],[-101.20651,27.50404],[-101.20617,27.50782],[-101.20585,27.51153],[-101.20552,27.51522],[-101.2052,27.51885],[-101.20488,27.52252],[-101.20455,27.52622],[-101.20422,27.52994],[-101.20389,27.53363],[-101.2036,27.53698],[-101.20333,27.53993],[-101.20306,27.54309],[-101.20275,27.54661],[-101.20241,27.55044],[-101.20215,27.55326],[-101.20184,27.55678],[-101.20155,27.56006],[-101.20129,27.56304],[-101.20093,27.56711],[-101.20069,27.5698],[-101.20036,27.57359],[-101.20004,27.57728],[-101.19978,27.58012],[-101.1994,27.58448],[-101.1991,27.58781],[-101.19884,27.59077],[-101.19849,27.59481],[-101.19815,27.59855],[-101.19791,27.60126],[-101.19751,27.60574],[-101.19715,27.60983],[-101.19684,27.61334],[-101.19653,27.61676],[-101.19628,27.61963],[-101.19597,27.62318],[-101.19557,27.62775],[-101.19528,27.63101],[-101.19487,27.63551],[-101.19455,27.63911],[-101.19362,27.64264],[-101.19303,27.64486],[-101.19216,27.64805],[-101.19125,27.65139],[-101.19012,27.65568],[-101.18921,27.65901],[-101.1883,27.66241],[-101.18736,27.66594],[-101.18636,27.66963],[-101.18549,27.6729],[-101.18457,27.67634],[-101.18362,27.67985],[-101.18264,27.68351],[-101.18168,27.68708],[-101.18071,27.69069],[-101.17976,27.69422],[-101.17877,27.69792],[-101.17785,27.70134],[-101.17691,27.70488],[-101.17606,27.70545],[-101.17411,27.70667],[-101.17064,27.70888],[-101.16733,27.71096],[-101.16393,27.71311],[-101.16051,27.71528],[-101.1571,27.71743],[-101.15363,27.71963],[-101.15031,27.72172],[-101.14724,27.72367],[-101.14375,27.72588],[-101.13945,27.72858],[-101.13595,27.7308],[-101.13254,27.73295],[-101.1293,27.735],[-101.12634,27.73687],[-101.12442,27.73979],[-101.12259,27.74253],[-101.12045,27.74576],[-101.11832,27.74895],[-101.1162,27.75214],[-101.11417,27.75521],[-101.11242,27.75786],[-101.11028,27.76108],[-101.10816,27.76427],[-101.10606,27.76745],[-101.10392,27.77068],[-101.10215,27.77334],[-101.10003,27.77654],[-101.09803,27.77957],[-101.09596,27.7827],[-101.09387,27.78585],[-101.09177,27.78902],[-101.08956,27.79236],[-101.08709,27.7961],[-101.08516,27.79899],[-101.08367,27.80125],[-101.08161,27.80436],[-101.07929,27.80787],[-101.07672,27.81174],[-101.07475,27.81472],[-101.07252,27.81805],[-101.07018,27.82162],[-101.06855,27.82476],[-101.06712,27.82754],[-101.06585,27.83001],[-101.06424,27.83315],[-101.06277,27.83603],[-101.06151,27.8385],[-101.05965,27.84206],[-101.05798,27.84533],[-101.0562,27.84881],[-101.0545,27.85211],[-101.05277,27.85546],[-101.05111,27.8587],[-101.04942,27.86199],[-101.04769,27.86537],[-101.04605,27.86849],[-101.04437,27.87178],[-101.04264,27.87518],[-101.04094,27.87848],[-101.03934,27.88161],[-101.03762,27.88498],[-101.03587,27.88836],[-101.03422,27.89158],[-101.03247,27.89496],[-101.03075,27.89832],[-101.02902,27.90168],[-101.02732,27.90498],[-101.02556,27.90839],[-101.02385,27.91172],[-101.02212,27.91508],[-101.02025,27.9187],[-101.01803,27.92304],[-101.01606,27.92682],[-101.01432,27.93021],[-101.01246,27.93382],[-101.0106,27.93745],[-101.00886,27.94083],[-101.00707,27.94429],[-101.0053,27.94772],[-101.00356,27.95109],[-101.00205,27.95405],[-101.00033,27.95743],[-100.99855,27.96084],[-100.9967,27.96444],[-100.99506,27.96763],[-100.99345,27.97077],[-100.99171,27.97413],[-100.98996,27.9775],[-100.98823,27.98088],[-100.98654,27.98416],[-100.98489,27.98736],[-100.98306,27.9909],[-100.9814,27.99411],[-100.9797,27.9974],[-100.97787,28.00093],[-100.97613,28.00433],[-100.97455,28.00736],[-100.9727,28.01096],[-100.97082,28.01389],[-100.96868,28.0172],[-100.96623,28.02114],[-100.96445,28.02391],[-100.96249,28.02686],[-100.96017,28.03046],[-100.95799,28.03383],[-100.95664,28.03599],[-100.95383,28.04037],[-100.95066,28.04533],[-100.94708,28.05092],[-100.94537,28.05353],[-100.94327,28.05672],[-100.94144,28.05967],[-100.93925,28.06302],[-100.93705,28.0665],[-100.93522,28.06935],[-100.9331,28.07261],[-100.93075,28.07631],[-100.92782,28.08087],[-100.92601,28.08372],[-100.92385,28.08748],[-100.92137,28.09181],[-100.91939,28.09527],[-100.91761,28.0984],[-100.91555,28.10203],[-100.91345,28.10563],[-100.91169,28.10874],[-100.90979,28.11215],[-100.90757,28.11597],[-100.90616,28.11849],[-100.90456,28.12131],[-100.90286,28.1243],[-100.90132,28.12704],[-100.89886,28.13124],[-100.89685,28.13481],[-100.89456,28.13886],[-100.89303,28.14148],[-100.89144,28.14432],[-100.88941,28.14784],[-100.88748,28.15122],[-100.88594,28.1539],[-100.88435,28.15671],[-100.88261,28.15977],[-100.8808,28.16292],[-100.87862,28.16681],[-100.87667,28.17017],[-100.87461,28.17376],[-100.87315,28.1767],[-100.87162,28.17986],[-100.87002,28.18308],[-100.86829,28.18656],[-100.86666,28.18989],[-100.86522,28.19281],[-100.86391,28.19545],[-100.86224,28.19887],[-100.86044,28.20251],[-100.8588,28.2058],[-100.85701,28.20947],[-100.85521,28.2131],[-100.85361,28.21632],[-100.85184,28.2199],[-100.84986,28.22396],[-100.84859,28.22654],[-100.847,28.22977],[-100.84521,28.23334],[-100.84335,28.23722],[-100.84122,28.24154],[-100.83911,28.24575],[-100.83786,28.24831],[-100.83619,28.25169],[-100.83479,28.2545],[-100.83329,28.25759],[-100.83117,28.26189],[-100.82947,28.26529],[-100.82775,28.26878],[-100.82607,28.27218],[-100.82439,28.27557],[-100.82263,28.27914],[-100.821,28.28243],[-100.81928,28.28594],[-100.81759,28.28936],[-100.81584,28.29289],[-100.81409,28.29647],[-100.81236,28.29993],[-100.81068,28.30331],[-100.80894,28.30684],[-100.80742,28.30988],[-100.80574,28.31331],[-100.80409,28.3166],[-100.80245,28.31995],[-100.80076,28.323],[-100.79936,28.32558],[-100.79791,28.32827],[-100.79609,28.3316],[-100.79427,28.33496],[-100.79248,28.33821],[-100.7907,28.34145],[-100.78896,28.34463],[-100.78719,28.34789],[-100.78538,28.35121],[-100.78356,28.35454],[-100.78173,28.35789],[-100.7796,28.36182],[-100.77751,28.36564],[-100.77569,28.36898],[-100.77391,28.37227],[-100.77226,28.3753],[-100.7706,28.37831],[-100.76874,28.38173],[-100.76696,28.38497],[-100.76518,28.38823],[-100.76331,28.39166],[-100.76139,28.39515],[-100.75955,28.3985],[-100.75775,28.40181],[-100.75592,28.40517],[-100.75409,28.40853],[-100.75225,28.41189],[-100.75044,28.41521],[-100.74866,28.41844],[-100.74683,28.42181],[-100.74506,28.42507],[-100.74324,28.4284],[-100.74149,28.43156],[-100.73969,28.43491],[-100.73781,28.43831],[-100.73599,28.44165],[-100.73423,28.44487],[-100.73127,28.44753],[-100.72754,28.44804],[-100.72362,28.44855],[-100.71931,28.44908],[-100.71634,28.44945],[-100.71404,28.45181],[-100.71127,28.45465],[-100.70841,28.45758],[-100.7054,28.46067],[-100.70294,28.46319],[-100.70123,28.46493],[-100.701,28.46516]]}}
Línea 400.0 kV | LineString | 400.0 kV |  |  |  | CFE |  |  |  |  | OpenStreetMap | {"type":"Feature","properties":{},"geometry":{"type":"LineString","coordinates":[[-100.72427,28.45516],[-100.72068,28.45882],[-100.71723,28.46235],[-100.71381,28.46588],[-100.71034,28.46942],[-100.70691,28.47295],[-100.70353,28.47638],[-100.70091,28.47907],[-100.69724,28.48122],[-100.69465,28.48274],[-100.69408,28.48308],[-100.69362,28.48353]]}}
Línea 400.0 kV | LineString | 400.0 kV |  |  |  | CFE |  |  |  |  | OpenStreetMap | {"type":"Feature","properties":{},"geometry":{"type":"LineString","coordinates":[[-98.95783,19.3481],[-98.95805,19.3486],[-98.95865,19.3484],[-98.95966,19.34803],[-98.96223,19.34715],[-98.96561,19.346],[-98.96764,19.34683],[-98.96926,19.34753],[-98.97261,19.34707],[-98.97659,19.34651],[-98.98097,19.34595],[-98.98364,19.34556],[-98.98701,19.34623],[-98.98923,19.34665],[-98.98995,19.34679],[-98.99076,19.34696],[-98.99128,19.34706],[-98.99326,19.34747],[-98.99763,19.34829],[-99.00064,19.34888],[-99.00396,19.34953],[-99.0071,19.35014],[-99.00936,19.3506],[-99.01275,19.35124],[-99.01278,19.35126],[-99.01469,19.35226],[-99.0147,19.35227],[-99.01521,19.35254],[-99.0158,19.35285],[-99.019,19.35455],[-99.02131,19.35575],[-99.02399,19.35717],[-99.02543,19.35794],[-99.02707,19.35882],[-99.02962,19.36024],[-99.03399,19.36076],[-99.03768,19.36106],[-99.04089,19.36141],[-99.04471,19.36212],[-99.04846,19.36281],[-99.05232,19.36321],[-99.05619,19.36411]]}}
Línea 400.0 kV | LineString | 400.0 kV | 2 |  |  | Comisión Federal de Electricidad |  |  |  |  | OpenStreetMap | {"type":"Feature","properties":{},"geometry":{"type":"LineString","coordinates":[[-109.37396,27.06586],[-109.37402,27.06458],[-109.37354,27.06125],[-109.37313,27.05831],[-109.37322,27.05464],[-109.37329,27.04999],[-109.37337,27.0462],[-109.37343,27.04205],[-109.3735,27.03815],[-109.3736,27.03339],[-109.37369,27.02878],[-109.37377,27.02437],[-109.3739,27.01764],[-109.37398,27.0124],[-109.37405,27.00871],[-109.37414,27.00405],[-109.37423,26.99972],[-109.3743,26.99635],[-109.37438,26.99226],[-109.37445,26.98768],[-109.37454,26.98303],[-109.37462,26.97861],[-109.37468,26.97496],[-109.37475,26.97124],[-109.37484,26.96683],[-109.37491,26.96319],[-109.37499,26.95932],[-109.37505,26.95522],[-109.37514,26.95105],[-109.37521,26.94691],[-109.37529,26.94249],[-109.37536,26.9389],[-109.37542,26.93593],[-109.37547,26.93309],[-109.37554,26.92912],[-109.37561,26.92535],[-109.37568,26.92182],[-109.37575,26.91795],[-109.37583,26.9136],[-109.37591,26.9096],[-109.37597,26.90602],[-109.37605,26.90215],[-109.37614,26.89785],[-109.37621,26.89377],[-109.37627,26.88995],[-109.37634,26.88658],[-109.37641,26.88314],[-109.37646,26.87979],[-109.37653,26.87641],[-109.37463,26.87291],[-109.37261,26.8692],[-109.37066,26.8656],[-109.36863,26.86182],[-109.36697,26.85877],[-109.36519,26.85549],[-109.36326,26.85193],[-109.36152,26.84872],[-109.36148,26.84866],[-109.35981,26.84557],[-109.35813,26.84248],[-109.35649,26.83945],[-109.35491,26.83654],[-109.35326,26.8335],[-109.35148,26.83016],[-109.34948,26.82645],[-109.34748,26.82272],[-109.34543,26.8189],[-109.34352,26.81536],[-109.34172,26.81197],[-109.33985,26.80853],[-109.33794,26.80497],[-109.33591,26.80118],[-109.334,26.79761],[-109.33235,26.79452],[-109.33074,26.79155],[-109.32834,26.78878],[-109.32565,26.78573],[-109.32291,26.78261],[-109.32021,26.77952],[-109.31747,26.77639],[-109.31433,26.77281],[-109.31279,26.77105],[-109.30974,26.76754],[-109.30765,26.76517],[-109.30529,26.76248],[-109.30272,26.75951],[-109.3,26.75643],[-109.29718,26.75319],[-109.29515,26.75086],[-109.29292,26.74833],[-109.29006,26.74506],[-109.28718,26.74176],[-109.28438,26.73861],[-109.28172,26.73545],[-109.27894,26.73228],[-109.27622,26.72919],[-109.27335,26.72588],[-109.27011,26.72217],[-109.26681,26.71839],[-109.26363,26.71476],[-109.26041,26.71108],[-109.25788,26.70819],[-109.25513,26.70504],[-109.25217,26.70164],[-109.24882,26.69782],[-109.2455,26.69399],[-109.24211,26.69014],[-109.2388,26.68634],[-109.2355,26.68256],[-109.23242,26.67901],[-109.22898,26.67512],[-109.22563,26.67126],[-109.22245,26.66763],[-109.2203,26.66515],[-109.21787,26.66238],[-109.21454,26.65856],[-109.21105,26.65458],[-109.20775,26.6508],[-109.20464,26.64722],[-109.20161,26.64374],[-109.19825,26.6399],[-109.19501,26.63621],[-109.19192,26.63263],[-109.18888,26.62915],[-109.18566,26.62547],[-109.1832,26.62265],[-109.18071,26.61977],[-109.17744,26.61599],[-109.17427,26.61232],[-109.17077,26.6083],[-109.16748,26.60451],[-109.1639,26.60049],[-109.16071,26.59682],[-109.15752,26.59315],[-109.15439,26.58954],[-109.15132,26.58601],[-109.1487,26.58297],[-109.14604,26.57991],[-109.14295,26.57634],[-109.13986,26.5728],[-109.13654,26.56894],[-109.13346,26.56538],[-109.13066,26.56215],[-109.1277,26.55875],[-109.1248,26.55538],[-109.12204,26.55218],[-109.11943,26.54918],[-109.11717,26.54655],[-109.11518,26.54423],[-109.11265,26.54125],[-109.10962,26.53769],[-109.10642,26.53393],[-109.10332,26.53026],[-109.10062,26.52714],[-109.09757,26.5236],[-109.09476,26.52033],[-109.09199,26.51712],[-109.08867,26.51327],[-109.08533,26.50939],[-109.08212,26.50567],[-109.07888,26.50192],[-109.07558,26.49809],[-109.07225,26.49422],[-109.06905,26.49048],[-109.06639,26.48741],[-109.06373,26.4843],[-109.06036,26.48041],[-109.05709,26.47662],[-109.05378,26.47276],[-109.0504,26.46882],[-109.04726,26.46515],[-109.04399,26.46136],[-109.04086,26.45774],[-109.03776,26.45414],[-109.03476,26.45063],[-109.03143,26.44679],[-109.02829,26.44315],[-109.02554,26.43994],[-109.02269,26.43661],[-109.01936,26.43274],[-109.01609,26.42893],[-109.01278,26.42508],[-109.01005,26.42191],[-109.00663,26.41792],[-109.00361,26.41443],[-109.00047,26.41078],[-108.99715,26.40691],[-108.99382,26.40303],[-108.9907,26.39942],[-108.98781,26.39606],[-108.9851,26.3929],[-108.98213,26.3895],[-108.97879,26.38563],[-108.97564,26.38198],[-108.97259,26.3784],[-108.96932,26.37463],[-108.96596,26.37072],[-108.96273,26.36699],[-108.95947,26.36323],[-108.95615,26.35938],[-108.95287,26.35557],[-108.94972,26.35193],[-108.94703,26.34879],[-108.94433,26.34568],[-108.94107,26.3419],[-108.93766,26.33793],[-108.9344,26.33417],[-108.93111,26.33035],[-108.92779,26.32652],[-108.9246,26.3228],[-108.9215,26.31919],[-108.91824,26.31541],[-108.91492,26.31158],[-108.91174,26.30789],[-108.90915,26.30491],[-108.90649,26.30177],[-108.90323,26.29801],[-108.90002,26.2943],[-108.89671,26.29045],[-108.89344,26.28663],[-108.88927,26.28185],[-108.88621,26.27825],[-108.88343,26.27502],[-108.88044,26.27156],[-108.87756,26.26822],[-108.87502,26.26524],[-108.87246,26.26227],[-108.8731,26.26],[-108.87432,26.25572],[-108.8755,26.25168],[-108.87661,26.2478],[-108.87728,26.24549],[-108.87843,26.24149],[-108.87973,26.23698],[-108.88102,26.23254],[-108.88227,26.2282],[-108.88359,26.22363],[-108.88494,26.21893],[-108.88624,26.21442],[-108.8876,26.20966],[-108.88893,26.20508],[-108.89004,26.20124],[-108.89096,26.19805],[-108.89237,26.19317],[-108.89371,26.18851],[-108.89498,26.18409],[-108.89627,26.17961],[-108.8976,26.17497],[-108.89895,26.17028],[-108.90018,26.16602],[-108.90146,26.1616],[-108.90252,26.15792],[-108.90357,26.15424],[-108.90498,26.14934],[-108.90605,26.14569],[-108.9074,26.14101],[-108.90898,26.13547],[-108.91003,26.13183],[-108.91126,26.12755],[-108.91241,26.12351],[-108.9135,26.11973],[-108.91602,26.11607],[-108.91893,26.11175],[-108.92171,26.10766],[-108.92442,26.10365],[-108.92842,26.09776],[-108.93121,26.09368],[-108.93386,26.08976],[-108.93674,26.08553],[-108.93946,26.08151],[-108.94216,26.07751],[-108.94469,26.07378],[-108.94731,26.0699],[-108.9501,26.06577],[-108.95292,26.06164],[-108.95574,26.05746],[-108.95846,26.0535],[-108.96132,26.04926],[-108.96416,26.04506],[-108.96687,26.04106],[-108.96987,26.03669],[-108.9721,26.0334],[-108.97506,26.02902],[-108.97775,26.02508],[-108.98003,26.02172],[-108.98285,26.01759],[-108.9855,26.01367],[-108.98808,26.00983],[-108.99031,26.00654],[-108.9921,26.00395],[-108.99517,25.99936],[-108.99796,25.99528],[-109.00041,25.99161],[-109.00282,25.98806],[-109.00534,25.98728],[-109.00921,25.98613],[-109.01296,25.985],[-109.0154,25.98317],[-109.01836,25.98097],[-109.02025,25.97931]]}}
Línea 400.0 kV | LineString | 400.0 kV |  |  |  | CFE |  |  |  |  | OpenStreetMap | {"type":"Feature","properties":{},"geometry":{"type":"LineString","coordinates":[[-98.78724,19.53689],[-98.78607,19.53898],[-98.78339,19.54112],[-98.78116,19.54283],[-98.77714,19.54606],[-98.77475,19.54796],[-98.77132,19.55065],[-98.7677,19.55351],[-98.76258,19.55753],[-98.76092,19.55884],[-98.75761,19.56146],[-98.75502,19.56351],[-98.75247,19.56329],[-98.74974,19.56307],[-98.74729,19.56287],[-98.74189,19.56242],[-98.73922,19.56221],[-98.73486,19.56189],[-98.73256,19.56169],[-98.72916,19.5614],[-98.72599,19.56117],[-98.72202,19.56083],[-98.72044,19.56067],[-98.71448,19.56021],[-98.71258,19.56004],[-98.7085,19.55968],[-98.70594,19.55947],[-98.7012,19.55908],[-98.69776,19.55889],[-98.6955,19.55866],[-98.69238,19.55839],[-98.68916,19.55813],[-98.68507,19.55782],[-98.68098,19.55783],[-98.67705,19.55787],[-98.67394,19.55791],[-98.66805,19.55809],[-98.66535,19.55805],[-98.66314,19.558],[-98.65633,19.55815],[-98.6534,19.55811],[-98.64803,19.55817],[-98.64188,19.55824],[-98.63997,19.55824],[-98.63644,19.55829],[-98.63023,19.5584],[-98.62574,19.5584],[-98.62353,19.55845],[-98.62099,19.55847],[-98.61859,19.55846],[-98.61259,19.55847],[-98.60985,19.55849],[-98.60663,19.55852],[-98.60268,19.55854],[-98.59823,19.55857],[-98.59403,19.55854],[-98.59079,19.55858],[-98.58708,19.55858],[-98.58343,19.5586],[-98.5785,19.55863],[-98.57516,19.55862],[-98.57239,19.55863],[-98.56885,19.55865],[-98.56456,19.55865],[-98.56105,19.55866],[-98.55732,19.55869],[-98.55371,19.5587],[-98.55008,19.55871],[-98.54636,19.55874],[-98.54319,19.55874],[-98.5394,19.55874],[-98.53522,19.55875],[-98.53198,19.55875],[-98.52895,19.55876],[-98.52528,19.55878],[-98.52167,19.55877],[-98.51786,19.5588],[-98.51429,19.5588],[-98.50824,19.55883],[-98.50289,19.55884],[-98.49901,19.55886],[-98.49547,19.55887],[-98.49139,19.55888],[-98.48768,19.55889],[-98.48406,19.55889],[-98.48004,19.55892],[-98.47631,19.55894],[-98.47268,19.55893],[-98.46718,19.55895],[-98.46373,19.55896],[-98.46216,19.55889],[-98.45916,19.55871],[-98.4557,19.55853],[-98.45227,19.55835],[-98.44886,19.55816],[-98.44517,19.55796],[-98.44203,19.55781],[-98.43919,19.55765],[-98.43575,19.55748],[-98.43251,19.55729],[-98.42917,19.55713],[-98.42652,19.55697],[-98.42321,19.55681],[-98.4196,19.55666],[-98.41586,19.55643],[-98.41203,19.55622],[-98.40858,19.55603],[-98.40532,19.55587],[-98.402,19.55569],[-98.39841,19.55552],[-98.39514,19.55532],[-98.39153,19.55512],[-98.38786,19.55494],[-98.3852,19.55619],[-98.38382,19.55683],[-98.38112,19.55814],[-98.37746,19.55988],[-98.37379,19.56162],[-98.37047,19.56322],[-98.36715,19.5648],[-98.36391,19.56633],[-98.36065,19.56785],[-98.35743,19.5694],[-98.35406,19.57098],[-98.35085,19.57252],[-98.34752,19.5741],[-98.34443,19.57558],[-98.34094,19.57725],[-98.33729,19.57897],[-98.33372,19.58066],[-98.33044,19.58221],[-98.32722,19.58378],[-98.32381,19.58538],[-98.32119,19.58662],[-98.31797,19.58816],[-98.31467,19.58972],[-98.31126,19.59133],[-98.30822,19.59278],[-98.30499,19.59432],[-98.30196,19.59575],[-98.2985,19.59746],[-98.29503,19.59904],[-98.29205,19.60047],[-98.28888,19.60197],[-98.28546,19.60361],[-98.28194,19.60525],[-98.2785,19.60688],[-98.27496,19.60858],[-98.27201,19.60996],[-98.2686,19.61157],[-98.26631,19.61268],[-98.26296,19.61426],[-98.2596,19.61585],[-98.2555,19.61777],[-98.25174,19.61959],[-98.24882,19.62097],[-98.24566,19.62247],[-98.24213,19.62416],[-98.23926,19.62551],[-98.23598,19.62707],[-98.23289,19.62852],[-98.22915,19.63031],[-98.22581,19.63189],[-98.22281,19.63331],[-98.21897,19.63523],[-98.21569,19.63668],[-98.21191,19.63846],[-98.20952,19.63961],[-98.20545,19.64149],[-98.20196,19.64318],[-98.19686,19.64558],[-98.19175,19.64803],[-98.18841,19.64949],[-98.18668,19.65044],[-98.18196,19.65267],[-98.17981,19.65369],[-98.17554,19.6557],[-98.17512,19.65774],[-98.17473,19.65971],[-98.17337,19.66641],[-98.17264,19.6698],[-98.17232,19.67159],[-98.17099,19.67405]]}}
Línea 400.0 kV | LineString | 400.0 kV | 1 |  |  | CFE |  |  |  |  | OpenStreetMap | {"type":"Feature","properties":{},"geometry":{"type":"LineString","coordinates":[[-98.24003,19.12571],[-98.24144,19.12681],[-98.24525,19.12873],[-98.24895,19.13072],[-98.25317,19.13293],[-98.25703,19.13496],[-98.26054,19.13689],[-98.26366,19.13945],[-98.26709,19.14221],[-98.27044,19.14501],[-98.2739,19.14787],[-98.27714,19.15052],[-98.28066,19.15328],[-98.284,19.15605],[-98.28744,19.15892],[-98.2908,19.16178],[-98.29407,19.16448],[-98.29737,19.16713],[-98.30072,19.16989],[-98.3037,19.17229],[-98.31008,19.17754],[-98.3136,19.18039],[-98.31701,19.18323],[-98.32037,19.18599],[-98.32366,19.18872],[-98.32702,19.19146],[-98.33032,19.19424],[-98.33379,19.19697],[-98.33695,19.19965],[-98.34006,19.20217],[-98.34317,19.20475],[-98.34565,19.20682],[-98.34815,19.2096],[-98.35098,19.21282],[-98.35372,19.21599],[-98.35637,19.21898],[-98.35894,19.22192],[-98.36155,19.22493],[-98.36423,19.228],[-98.36694,19.23106],[-98.36958,19.23405],[-98.37241,19.23733],[-98.37532,19.24068],[-98.37828,19.24406],[-98.38109,19.24719],[-98.38381,19.25037],[-98.38682,19.25378],[-98.3894,19.25676],[-98.39207,19.25983],[-98.39476,19.26281],[-98.39727,19.26565],[-98.39989,19.26866],[-98.40254,19.27168],[-98.40525,19.27477],[-98.40801,19.27789],[-98.41074,19.28101],[-98.41318,19.28383],[-98.41574,19.28677],[-98.41867,19.29015],[-98.42112,19.29296],[-98.42338,19.29545],[-98.42531,19.2977],[-98.42888,19.29982],[-98.433,19.30225],[-98.43678,19.30444],[-98.44009,19.3065],[-98.4471,19.31068],[-98.45106,19.31311],[-98.4554,19.31562],[-98.45785,19.31716],[-98.46212,19.31962],[-98.46482,19.32126],[-98.4692,19.32378],[-98.47337,19.3264],[-98.47715,19.32865],[-98.48049,19.33061],[-98.4842,19.33194],[-98.48843,19.33336],[-98.49267,19.33473],[-98.49694,19.33623],[-98.50088,19.33754],[-98.50494,19.33897],[-98.509,19.3404],[-98.51327,19.34182],[-98.51753,19.34323],[-98.52175,19.34465],[-98.52591,19.34608],[-98.53009,19.3475],[-98.53428,19.34891],[-98.53783,19.35011],[-98.54259,19.35175],[-98.54627,19.35306],[-98.54845,19.35409],[-98.54963,19.35465],[-98.55471,19.35719],[-98.5604,19.36027],[-98.56468,19.36247],[-98.56734,19.36376],[-98.56961,19.36604],[-98.57321,19.36961],[-98.57605,19.37239],[-98.58073,19.37717],[-98.58381,19.37998],[-98.58697,19.38333],[-98.58967,19.38603],[-98.59237,19.38872],[-98.59573,19.3921],[-98.60049,19.3968],[-98.60347,19.39978],[-98.60518,19.40145],[-98.60918,19.40536],[-98.6122,19.40832],[-98.61392,19.41006],[-98.61716,19.41342],[-98.61986,19.4162],[-98.62233,19.41859],[-98.62489,19.42124],[-98.62773,19.42388],[-98.63033,19.42655],[-98.63304,19.42923],[-98.6363,19.43243],[-98.63924,19.43521],[-98.64321,19.43949],[-98.64913,19.44526],[-98.65159,19.44776],[-98.65423,19.45048],[-98.65757,19.45387],[-98.65952,19.45592],[-98.66258,19.45931],[-98.66851,19.46548],[-98.67172,19.46874],[-98.67637,19.47362],[-98.68128,19.47516],[-98.68531,19.47646],[-98.69098,19.47816],[-98.69473,19.47942],[-98.70057,19.48124],[-98.70442,19.48236],[-98.70688,19.4832],[-98.71316,19.48523],[-98.72091,19.48771],[-98.72429,19.48867],[-98.72724,19.48987],[-98.73239,19.49209],[-98.73556,19.49356],[-98.73849,19.49478],[-98.74206,19.49628],[-98.7447,19.49741],[-98.75184,19.50194],[-98.75453,19.50348],[-98.76171,19.5079],[-98.7636,19.50905],[-98.76544,19.51017],[-98.76869,19.51188],[-98.77184,19.51339],[-98.77536,19.51518],[-98.77926,19.51721],[-98.78287,19.51914],[-98.78671,19.52137],[-98.78956,19.52283],[-98.79427,19.5254],[-98.79855,19.52782],[-98.80407,19.53082],[-98.80884,19.53337],[-98.81072,19.53451],[-98.81313,19.53427],[-98.81631,19.53464],[-98.81884,19.53495],[-98.82322,19.53548],[-98.82603,19.53534],[-98.83242,19.53493],[-98.83401,19.53699],[-98.83586,19.53933],[-98.83658,19.54131],[-98.8381,19.54222],[-98.83883,19.54271]]}}
Línea 400.0 kV | LineString | 400.0 kV |  |  |  | CFE |  |  |  |  | OpenStreetMap | {"type":"Feature","properties":{},"geometry":{"type":"LineString","coordinates":[[-98.78724,19.53689],[-98.78548,19.53827],[-98.78183,19.54116],[-98.77978,19.54278],[-98.77534,19.5463],[-98.7707,19.54996],[-98.76835,19.55182],[-98.76337,19.55572],[-98.76083,19.55774],[-98.75913,19.5591],[-98.75601,19.56154],[-98.75326,19.56137],[-98.75059,19.56119],[-98.7483,19.56104],[-98.74326,19.56071],[-98.74082,19.56055],[-98.73593,19.56025],[-98.7331,19.56005],[-98.72911,19.5598],[-98.72589,19.55959],[-98.72217,19.55933],[-98.71534,19.55891],[-98.71221,19.55866],[-98.70879,19.55843],[-98.70548,19.55822],[-98.70223,19.55804],[-98.69861,19.55782],[-98.69624,19.55764],[-98.69312,19.55745],[-98.68949,19.5572],[-98.68517,19.55697],[-98.68189,19.55696],[-98.67788,19.557],[-98.67378,19.55704],[-98.66847,19.55717],[-98.66614,19.5572],[-98.66426,19.55713],[-98.65607,19.55723],[-98.64864,19.55735],[-98.64206,19.55738],[-98.63931,19.55738],[-98.63608,19.55743],[-98.63072,19.55752],[-98.62616,19.55756],[-98.6235,19.55755],[-98.62053,19.55758],[-98.61528,19.55761],[-98.61215,19.55758],[-98.60862,19.55758],[-98.60463,19.55762],[-98.60014,19.55765],[-98.5966,19.55765],[-98.59279,19.55765],[-98.58994,19.55766],[-98.58594,19.5577],[-98.57984,19.55775],[-98.57566,19.55772],[-98.57185,19.55773],[-98.56773,19.55776],[-98.56328,19.55775],[-98.55946,19.55776],[-98.55584,19.5578],[-98.55223,19.55779],[-98.54927,19.5578],[-98.54546,19.55783],[-98.54239,19.55782],[-98.53905,19.55783],[-98.53533,19.55783],[-98.532,19.55786],[-98.52953,19.55786],[-98.5259,19.55788],[-98.52229,19.55787],[-98.51831,19.55789],[-98.51456,19.5579],[-98.50807,19.55793],[-98.50247,19.55793],[-98.49874,19.55794],[-98.49526,19.55797],[-98.49104,19.55796],[-98.48733,19.55796],[-98.48388,19.55798],[-98.47999,19.558],[-98.47614,19.558],[-98.47266,19.55802],[-98.46722,19.55802],[-98.46408,19.55802],[-98.46114,19.55788],[-98.45742,19.55769],[-98.45371,19.55749],[-98.45028,19.55731],[-98.44678,19.55714],[-98.44316,19.55694],[-98.43944,19.55675],[-98.43583,19.55656],[-98.43203,19.55638],[-98.4284,19.55617],[-98.42481,19.55597],[-98.42071,19.55578],[-98.41701,19.5556],[-98.41341,19.5554],[-98.40949,19.55519],[-98.40616,19.55502],[-98.40216,19.5548],[-98.39837,19.55459],[-98.39494,19.55441],[-98.3913,19.5542],[-98.38769,19.55402],[-98.38533,19.55513],[-98.38301,19.55624],[-98.37902,19.55814],[-98.37564,19.55973],[-98.37222,19.56136],[-98.36898,19.5629],[-98.36557,19.56452],[-98.36234,19.56604],[-98.35911,19.5676],[-98.35576,19.56917],[-98.35227,19.57086],[-98.34878,19.5725],[-98.34562,19.574],[-98.34229,19.57558],[-98.33896,19.57716],[-98.33573,19.57871],[-98.33227,19.58035],[-98.32901,19.58189],[-98.32558,19.58352],[-98.32215,19.58516],[-98.31872,19.5868],[-98.31537,19.58838],[-98.31204,19.58997],[-98.30893,19.59144],[-98.30567,19.593],[-98.30265,19.59443],[-98.29922,19.59605],[-98.29561,19.59774],[-98.29228,19.59937],[-98.28904,19.60092],[-98.28551,19.60256],[-98.2824,19.60405],[-98.27923,19.60553],[-98.2759,19.60713],[-98.27249,19.60874],[-98.26853,19.61061],[-98.26559,19.61203],[-98.26224,19.61361],[-98.25884,19.61527],[-98.25501,19.61707],[-98.25155,19.61866],[-98.24788,19.62043],[-98.24447,19.62203],[-98.24122,19.62357],[-98.23842,19.62491],[-98.23495,19.62654],[-98.23187,19.628],[-98.22841,19.62964],[-98.22544,19.63106],[-98.22225,19.63258],[-98.2181,19.63451],[-98.21457,19.63622],[-98.21043,19.63818],[-98.20822,19.63919],[-98.20211,19.64208],[-98.19686,19.64457],[-98.18861,19.64851],[-98.18694,19.6493],[-98.18055,19.65234],[-98.17855,19.65328],[-98.1748,19.65502],[-98.17425,19.65792],[-98.17381,19.6602],[-98.17203,19.66882],[-98.17158,19.67114],[-98.17099,19.67405]]}}
Línea 400.0 kV | LineString | 400.0 kV |  |  |  | CFE |  |  |  |  | OpenStreetMap | {"type":"Feature","properties":{},"geometry":{"type":"LineString","coordinates":[[-98.13958,19.08426],[-98.13936,19.08416],[-98.13915,19.08406],[-98.13885,19.08393]]}}
Línea 400.0 kV | LineString | 400.0 kV |  |  |  | CFE |  |  |  |  | OpenStreetMap | {"type":"Feature","properties":{},"geometry":{"type":"LineString","coordinates":[[-98.42152,19.30287],[-98.42209,19.30265],[-98.42284,19.30263],[-98.42545,19.30084],[-98.42682,19.30048],[-98.42839,19.3006],[-98.43237,19.30301],[-98.43596,19.30514],[-98.43944,19.30717],[-98.44349,19.30964],[-98.44655,19.31138],[-98.45071,19.31393],[-98.45414,19.31594],[-98.45654,19.31739],[-98.45979,19.3194],[-98.4634,19.32152],[-98.46778,19.32414],[-98.47083,19.32596],[-98.47452,19.32818],[-98.47773,19.33002],[-98.48002,19.33137],[-98.48361,19.33266],[-98.48804,19.33419],[-98.49191,19.33561],[-98.49596,19.33682],[-98.49947,19.33809],[-98.50308,19.33929],[-98.50674,19.34057],[-98.51033,19.34185],[-98.51438,19.34317],[-98.51835,19.34448],[-98.52186,19.34569],[-98.52568,19.34701],[-98.52911,19.34815],[-98.53199,19.34909],[-98.53454,19.35032],[-98.5385,19.35216],[-98.54235,19.35401],[-98.54581,19.35559],[-98.54864,19.35693],[-98.55264,19.3588],[-98.5572,19.36094],[-98.56089,19.36263],[-98.56469,19.3644],[-98.56842,19.36617],[-98.57094,19.36873],[-98.57348,19.37126],[-98.57551,19.37325],[-98.57937,19.37713],[-98.58161,19.37934],[-98.58419,19.38198],[-98.587,19.38471],[-98.58938,19.38704],[-98.59337,19.39099],[-98.59564,19.39323],[-98.60333,19.40092],[-98.60759,19.40523],[-98.61096,19.40854],[-98.61355,19.41113],[-98.61673,19.41427],[-98.61979,19.41734],[-98.62277,19.42022],[-98.62546,19.42291],[-98.62841,19.42587],[-98.6316,19.429],[-98.63477,19.43222],[-98.63775,19.43511],[-98.6423,19.43971],[-98.64557,19.44296],[-98.6506,19.44913],[-98.65307,19.45209],[-98.65508,19.45465],[-98.65689,19.45689],[-98.66095,19.46171],[-98.66514,19.46694],[-98.66774,19.4701],[-98.6698,19.47255],[-98.67204,19.47342],[-98.67714,19.4752],[-98.6854,19.47806],[-98.69257,19.4806],[-98.70124,19.48354],[-98.70527,19.48502],[-98.70896,19.48631],[-98.71908,19.4899],[-98.72235,19.49097],[-98.72564,19.49213],[-98.73363,19.49485],[-98.73672,19.49609],[-98.73927,19.49689],[-98.74336,19.49831],[-98.74778,19.50107],[-98.75115,19.50312],[-98.75393,19.50482],[-98.75946,19.50838],[-98.76282,19.51045],[-98.76596,19.51241],[-98.76918,19.5144],[-98.77301,19.51679],[-98.77611,19.51867],[-98.78069,19.52156],[-98.78484,19.52417],[-98.78849,19.52644],[-98.79196,19.52853],[-98.79618,19.53034],[-98.80087,19.53242],[-98.80518,19.53425],[-98.80909,19.53591],[-98.81019,19.53636],[-98.81346,19.53608],[-98.81889,19.5368]]}}
Línea 400.0 kV | LineString | 400.0 kV | 4 |  |  | CFE |  |  |  |  | OpenStreetMap | {"type":"Feature","properties":{},"geometry":{"type":"LineString","coordinates":[[-98.90527,19.64881],[-98.90423,19.64915],[-98.90326,19.64948],[-98.90222,19.64983],[-98.90136,19.65013],[-98.90031,19.65048],[-98.8993,19.65083],[-98.89827,19.65117],[-98.8972,19.65154],[-98.89616,19.6519],[-98.89525,19.6522],[-98.8943,19.65253],[-98.89329,19.65287],[-98.89221,19.65323],[-98.89122,19.65357],[-98.89019,19.65392],[-98.88915,19.65427],[-98.88812,19.65462],[-98.88709,19.65497],[-98.88607,19.65532],[-98.88503,19.65567],[-98.88393,19.65604],[-98.88287,19.65641],[-98.88179,19.65677],[-98.88086,19.65709],[-98.87977,19.65745],[-98.87875,19.6578],[-98.87768,19.65816]]}}
Línea 400.0 kV | LineString | 400.0 kV | 1 |  |  | CFE |  |  |  |  | OpenStreetMap | {"type":"Feature","properties":{},"geometry":{"type":"LineString","coordinates":[[-98.86182,19.66112],[-98.86135,19.659],[-98.86008,19.65677],[-98.85909,19.65491],[-98.85694,19.651],[-98.85345,19.64461],[-98.85074,19.63965],[-98.84789,19.6345],[-98.84498,19.62913],[-98.84342,19.6263],[-98.84188,19.62349],[-98.83963,19.61936],[-98.83696,19.61448],[-98.83477,19.61052],[-98.83354,19.60828],[-98.83145,19.60447],[-98.82912,19.60014],[-98.82683,19.59587],[-98.82478,19.5923],[-98.82556,19.58811],[-98.82627,19.58431],[-98.82715,19.5794],[-98.82804,19.57461],[-98.82899,19.56966],[-98.82973,19.56547],[-98.83061,19.56052],[-98.83151,19.5557],[-98.83191,19.55354],[-98.82954,19.5504],[-98.82803,19.54842],[-98.82841,19.54615],[-98.8306,19.54486],[-98.83256,19.54377],[-98.83472,19.5429],[-98.8368,19.54448],[-98.83766,19.54485]]}}
Línea 400.0 kV | LineString | 400.0 kV | 2 |  |  | CFE |  |  |  |  | OpenStreetMap | {"type":"Feature","properties":{},"geometry":{"type":"LineString","coordinates":[[-99.27061,20.05518],[-99.26765,20.05502],[-99.26561,20.05162],[-99.2635,20.04809],[-99.26146,20.04473],[-99.25939,20.04127],[-99.25731,20.03782],[-99.25833,20.03436],[-99.25939,20.03085],[-99.26049,20.02718],[-99.26158,20.02365],[-99.26266,20.02001],[-99.26208,20.01646],[-99.26151,20.01304],[-99.26072,20.00813],[-99.26027,20.00545],[-99.25949,20.00063],[-99.25885,19.99683],[-99.25825,19.99322],[-99.25781,19.99047],[-99.25745,19.98827],[-99.25705,19.98644],[-99.25662,19.98338],[-99.25603,19.97959],[-99.25545,19.97604],[-99.2549,19.97278],[-99.25453,19.9711],[-99.25431,19.96922],[-99.25352,19.96413],[-99.25296,19.96081],[-99.25211,19.95557],[-99.25099,19.94878],[-99.25047,19.94571],[-99.2501,19.94323],[-99.24941,19.93917],[-99.24873,19.93498],[-99.24799,19.93055],[-99.24755,19.92751],[-99.24694,19.92403],[-99.24641,19.9208],[-99.2458,19.91716],[-99.24525,19.91376],[-99.24462,19.90989],[-99.24414,19.90696],[-99.24325,19.90159],[-99.24254,19.89726],[-99.24177,19.89246],[-99.24143,19.89046],[-99.24079,19.88662],[-99.24032,19.88373],[-99.23977,19.88032],[-99.23924,19.87703],[-99.23866,19.87346],[-99.23784,19.86864],[-99.23972,19.86449],[-99.24165,19.86024],[-99.24351,19.85611],[-99.24467,19.85359],[-99.24377,19.84924],[-99.24251,19.84296],[-99.24184,19.83957],[-99.24118,19.83627],[-99.2404,19.83232],[-99.23955,19.82806],[-99.23881,19.82433],[-99.23816,19.82096],[-99.23815,19.81785],[-99.23817,19.81492],[-99.23819,19.81137],[-99.23822,19.80613],[-99.23824,19.80296],[-99.23826,19.80021],[-99.23828,19.79539],[-99.23831,19.79235],[-99.23832,19.78881],[-99.23833,19.78555],[-99.23835,19.78222],[-99.23837,19.78026],[-99.2384,19.77367],[-99.23844,19.76793],[-99.23847,19.76509],[-99.23849,19.75847],[-99.23851,19.75359],[-99.23854,19.74873],[-99.23857,19.7438],[-99.23856,19.74052],[-99.23863,19.73456],[-99.23863,19.73056],[-99.23865,19.72611],[-99.23868,19.71924],[-99.23801,19.71569],[-99.23724,19.71216],[-99.23665,19.70951],[-99.23598,19.70624],[-99.23518,19.70247],[-99.23437,19.69871],[-99.23356,19.69495],[-99.23289,19.69177],[-99.23214,19.68868],[-99.23177,19.68773],[-99.23073,19.6851],[-99.22942,19.68178],[-99.22801,19.67811],[-99.22681,19.67513],[-99.2253,19.67126],[-99.2243,19.66872],[-99.22319,19.66584],[-99.22218,19.66319],[-99.22288,19.65945],[-99.22352,19.65583],[-99.22405,19.65284],[-99.22408,19.65269],[-99.22547,19.64932],[-99.22609,19.64779],[-99.2265,19.64677],[-99.22551,19.64504],[-99.22507,19.64425],[-99.22408,19.6426],[-99.22389,19.6423],[-99.22295,19.6408],[-99.22253,19.64014],[-99.22,19.63612],[-99.21851,19.63368],[-99.21652,19.6305],[-99.21413,19.63007],[-99.21082,19.6326],[-99.2076,19.63505],[-99.2035,19.63572],[-99.1995,19.636],[-99.19523,19.6363],[-99.1913,19.63762]]}}
Línea 400.0 kV | LineString | 400.0 kV | 2 |  |  | CFE |  |  |  |  | OpenStreetMap | {"type":"Feature","properties":{},"geometry":{"type":"LineString","coordinates":[[-99.19128,19.63684],[-99.19519,19.636],[-99.19948,19.6357],[-99.20348,19.63542],[-99.20747,19.63477],[-99.21059,19.6324],[-99.21392,19.62985],[-99.21587,19.62816],[-99.21923,19.62508],[-99.22309,19.62168],[-99.22702,19.61835],[-99.22979,19.61592],[-99.23257,19.61345],[-99.23464,19.6116],[-99.23678,19.60973],[-99.23939,19.60743],[-99.24133,19.60558],[-99.24328,19.60372],[-99.24564,19.60143],[-99.24705,19.60004],[-99.24883,19.5983],[-99.25191,19.59532],[-99.25532,19.59342],[-99.25904,19.59134],[-99.2626,19.58939],[-99.2667,19.58707],[-99.26728,19.58603],[-99.26982,19.58048],[-99.27207,19.57559],[-99.27273,19.57314],[-99.27332,19.571],[-99.27413,19.56776],[-99.27566,19.56197],[-99.27731,19.55584],[-99.27812,19.55259],[-99.2794,19.54767],[-99.28073,19.54241],[-99.28105,19.5414],[-99.28144,19.53983],[-99.2815,19.53824],[-99.28165,19.53251],[-99.28167,19.53063],[-99.28178,19.52675],[-99.28188,19.51982],[-99.28206,19.51565],[-99.28211,19.51375],[-99.28201,19.51169],[-99.28191,19.50794],[-99.28182,19.50626],[-99.28153,19.4997],[-99.28652,19.49457],[-99.2894,19.49163],[-99.28785,19.48661],[-99.28634,19.48173],[-99.28503,19.48131],[-99.28452,19.48162]]}}
Línea 400.0 kV | LineString | 400.0 kV | 1 |  |  | CFE |  |  |  |  | OpenStreetMap | {"type":"Feature","properties":{},"geometry":{"type":"LineString","coordinates":[[-99.1592,19.15642],[-99.15952,19.15596]]}}
Línea 400.0 kV | LineString | 400.0 kV | 2 |  |  | CFE |  |  |  |  | OpenStreetMap | {"type":"Feature","properties":{},"geometry":{"type":"LineString","coordinates":[[-98.99549,18.8477],[-98.99359,18.84756],[-98.99043,18.84965],[-98.99007,18.85259],[-98.98977,18.85553],[-98.98943,18.85809],[-98.98902,18.86159],[-98.9886,18.8651],[-98.98796,18.87031],[-98.98911,18.87347],[-98.99044,18.87721],[-98.99144,18.87933],[-98.99202,18.88154],[-98.99256,18.884],[-98.99338,18.88724],[-98.99398,18.89],[-98.99483,18.89311],[-98.99549,18.89576],[-98.99613,18.89861],[-98.99687,18.90145],[-98.99744,18.90408],[-98.99819,18.90681],[-98.99899,18.91015],[-98.99979,18.9134],[-98.9987,18.9163],[-98.99745,18.92],[-98.9964,18.92325],[-98.99287,18.92551],[-98.9906,18.92692],[-98.98734,18.92897],[-98.98461,18.93072],[-98.98173,18.93246],[-98.97846,18.93448],[-98.975,18.93664],[-98.97201,18.93854],[-98.96852,18.94068],[-98.96534,18.94265],[-98.9627,18.94428],[-98.95895,18.94665],[-98.95693,18.94791],[-98.95348,18.95001],[-98.95084,18.95169],[-98.94766,18.95372],[-98.94534,18.95514],[-98.94121,18.95779],[-98.93843,18.95953],[-98.93579,18.96112],[-98.93183,18.96361],[-98.92951,18.965],[-98.92678,18.9667],[-98.92391,18.96856],[-98.92066,18.97049],[-98.91745,18.97255],[-98.91533,18.97375],[-98.91317,18.97491],[-98.90994,18.9765],[-98.9064,18.97837],[-98.90325,18.97994],[-98.90066,18.98117],[-98.8963,18.98337],[-98.89356,18.9847],[-98.8907,18.98613],[-98.88697,18.988],[-98.88438,18.98934],[-98.87995,18.99144],[-98.87834,18.99224],[-98.8761,18.99341],[-98.87218,18.99538],[-98.86799,18.99746],[-98.86629,18.99832],[-98.8617,19.00057],[-98.85939,19.00175],[-98.85726,19.00279],[-98.85529,19.00493],[-98.85322,19.0072],[-98.85039,19.01033],[-98.84807,19.01291]]}}
Línea 400.0 kV | LineString | 400.0 kV |  |  |  | CFE |  |  |  |  | OpenStreetMap | {"type":"Feature","properties":{},"geometry":{"type":"LineString","coordinates":[[-97.37457,21.00205],[-97.37755,21.00184],[-97.38165,21.00048],[-97.38568,20.99916],[-97.3907,20.99751],[-97.39416,20.99636],[-97.39834,20.99499],[-97.40329,20.99335],[-97.40718,20.99207],[-97.41122,20.99074],[-97.41432,20.98974],[-97.41744,20.9887],[-97.42102,20.98752],[-97.42461,20.98634],[-97.42951,20.98471],[-97.43457,20.98301],[-97.43761,20.98206],[-97.44076,20.98099],[-97.44379,20.97998],[-97.44681,20.979],[-97.44949,20.97811],[-97.45295,20.97696],[-97.45514,20.97625],[-97.4576,20.97541],[-97.46086,20.97438],[-97.46421,20.9733],[-97.4695,20.97152],[-97.47512,20.96965],[-97.4794,20.96825],[-97.48239,20.96498],[-97.48525,20.96207],[-97.48814,20.95906],[-97.49107,20.95596],[-97.49431,20.95253],[-97.49679,20.94996],[-97.49962,20.94698],[-97.50296,20.94347],[-97.50579,20.94048],[-97.5086,20.9375],[-97.51105,20.93494],[-97.5128,20.9311],[-97.51466,20.92711],[-97.51645,20.92329],[-97.5183,20.91925],[-97.52016,20.91526],[-97.522,20.91126],[-97.52386,20.90721],[-97.5257,20.9032],[-97.52762,20.8991],[-97.5294,20.89522],[-97.53126,20.89119],[-97.53304,20.88733],[-97.53422,20.88481],[-97.53596,20.88087],[-97.53701,20.87871],[-97.53901,20.87345],[-97.53987,20.87101],[-97.54102,20.86799],[-97.54329,20.8619],[-97.54446,20.85875],[-97.54656,20.85321],[-97.54863,20.84759],[-97.54992,20.84425],[-97.55123,20.8407],[-97.55258,20.83703],[-97.55411,20.83306],[-97.55525,20.83005],[-97.55639,20.82681],[-97.55874,20.8206],[-97.55959,20.81831],[-97.56124,20.81386],[-97.56263,20.81018],[-97.56393,20.80678],[-97.56538,20.80282],[-97.5662,20.8006],[-97.56946,20.79536],[-97.57131,20.79243],[-97.57211,20.79113],[-97.5744,20.78737],[-97.57656,20.78388],[-97.57968,20.77875],[-97.58225,20.77472],[-97.58446,20.77115],[-97.58651,20.76784],[-97.58796,20.76547],[-97.58994,20.76229],[-97.5909,20.76066],[-97.59341,20.75668],[-97.59608,20.75232],[-97.59792,20.74937],[-97.5998,20.74635],[-97.6018,20.74313],[-97.60455,20.73857],[-97.60639,20.73564],[-97.60751,20.7338],[-97.60988,20.73007],[-97.61082,20.72848],[-97.61255,20.72574],[-97.61484,20.72201],[-97.6163,20.71964],[-97.61837,20.71629],[-97.62141,20.71136],[-97.62383,20.70737],[-97.62543,20.7049],[-97.62758,20.70152],[-97.62921,20.69887],[-97.63139,20.69531],[-97.63233,20.69364],[-97.63357,20.69184],[-97.63659,20.68687],[-97.63999,20.68125],[-97.64217,20.67783],[-97.64455,20.67398],[-97.64705,20.66997],[-97.64833,20.66774],[-97.65094,20.66353],[-97.65275,20.66053],[-97.65428,20.65807],[-97.65581,20.65563],[-97.65805,20.65199],[-97.66136,20.64674],[-97.66446,20.64179],[-97.66678,20.6381],[-97.66884,20.63469],[-97.67153,20.63027],[-97.67409,20.6263],[-97.67601,20.62312],[-97.67809,20.61981],[-97.67977,20.61734],[-97.68183,20.61431],[-97.68418,20.61089],[-97.68663,20.60721],[-97.689,20.60379],[-97.69207,20.59936],[-97.69408,20.59645],[-97.69569,20.59402],[-97.69739,20.59156],[-97.69992,20.5877],[-97.70178,20.58507],[-97.70481,20.58071],[-97.70583,20.57912],[-97.70769,20.57648],[-97.70928,20.57415],[-97.71127,20.57122],[-97.7138,20.56752],[-97.71611,20.56418],[-97.7182,20.56105],[-97.72042,20.55783],[-97.72312,20.55393],[-97.72568,20.55021],[-97.72701,20.54818],[-97.72859,20.54577],[-97.72948,20.54447],[-97.73146,20.54161],[-97.73424,20.53754],[-97.73607,20.53483],[-97.73764,20.53255],[-97.7391,20.53043],[-97.74108,20.52751],[-97.74332,20.52429],[-97.74603,20.52034],[-97.74826,20.51704],[-97.75045,20.51403],[-97.75243,20.51133],[-97.7542,20.50885],[-97.75593,20.50646],[-97.7578,20.50385],[-97.76106,20.49938],[-97.7625,20.49735],[-97.76478,20.49417],[-97.7672,20.4908],[-97.76915,20.48811],[-97.7707,20.48596],[-97.77231,20.48376],[-97.774,20.48133],[-97.77532,20.47946],[-97.77645,20.47789],[-97.77798,20.47582],[-97.77985,20.47326],[-97.782,20.4703],[-97.78325,20.4685],[-97.78472,20.46648],[-97.7867,20.46368],[-97.7875,20.46032],[-97.78842,20.45563],[-97.78911,20.45272],[-97.78951,20.4509],[-97.79018,20.44782],[-97.79146,20.44173],[-97.79186,20.43981],[-97.79288,20.43476],[-97.79426,20.42906],[-97.79509,20.42508],[-97.79618,20.42001],[-97.79677,20.41744],[-97.79753,20.41373],[-97.80026,20.40976],[-97.80242,20.40674],[-97.80437,20.40391],[-97.80584,20.40185],[-97.80752,20.39945],[-97.80884,20.39752],[-97.8107,20.3949],[-97.81269,20.39203],[-97.81495,20.38876],[-97.81685,20.38609],[-97.82015,20.38442],[-97.82129,20.38383],[-97.82205,20.3815],[-97.82307,20.37867],[-97.82422,20.37541],[-97.82543,20.37197],[-97.82636,20.3692],[-97.8279,20.36496],[-97.82945,20.36045],[-97.8308,20.35657],[-97.83198,20.35325],[-97.83322,20.34971],[-97.83463,20.34567],[-97.83607,20.34161],[-97.83743,20.33777],[-97.83907,20.33298],[-97.84017,20.32994],[-97.84142,20.3263],[-97.84257,20.32309],[-97.84361,20.32008],[-97.84481,20.31668],[-97.84724,20.30981],[-97.84769,20.3085],[-97.84945,20.30347],[-97.85195,20.29618],[-97.8526,20.29452],[-97.85412,20.29015],[-97.85466,20.28862],[-97.85621,20.28425],[-97.85747,20.28062],[-97.8587,20.27712],[-97.85933,20.27529],[-97.8603,20.27256],[-97.86151,20.26909],[-97.86253,20.2662],[-97.86498,20.25917],[-97.86942,20.24651],[-97.87046,20.24355],[-97.8712,20.24141],[-97.87199,20.2392],[-97.87274,20.23427],[-97.87321,20.23142],[-97.87425,20.22526],[-97.87518,20.21858],[-97.87564,20.21588],[-97.8758,20.21406],[-97.87862,20.21075],[-97.88006,20.20906],[-97.88176,20.20726],[-97.88743,20.2011],[-97.88926,20.1991],[-97.89422,20.19373],[-97.89615,20.19162],[-97.89786,20.18908],[-97.90025,20.18555],[-97.90254,20.18221],[-97.90426,20.17966],[-97.90936,20.17214],[-97.91193,20.16832],[-97.9145,20.16456],[-97.91737,20.16033],[-97.91965,20.15693],[-97.92178,20.15377],[-97.92411,20.15034],[-97.9258,20.14786],[-97.92807,20.14452],[-97.92984,20.14191],[-97.93061,20.13943],[-97.93255,20.13291],[-97.93415,20.12762],[-97.93523,20.12412],[-97.93632,20.12051],[-97.93743,20.11683],[-97.94029,20.10735],[-97.94168,20.10275],[-97.9425,20.1],[-97.94283,20.09893],[-97.94388,20.09339],[-97.94501,20.08732],[-97.94664,20.07837],[-97.94683,20.07715],[-97.94726,20.07499],[-97.94999,20.06981],[-97.95162,20.06665],[-97.95307,20.06395],[-97.95272,20.05613],[-97.95241,20.04798],[-97.9524,20.04689],[-97.95285,20.04573],[-97.95514,20.04017],[-97.95818,20.03277],[-97.96001,20.02887],[-97.96222,20.02427],[-97.96359,20.02124],[-97.9647,20.01873],[-97.96651,20.01476],[-97.96751,20.01287],[-97.96947,20.00877],[-97.97088,20.00573],[-97.97184,20.0036],[-97.97359,20.00012],[-97.97544,19.99623],[-97.97703,19.99279],[-97.98041,19.98552],[-97.98267,19.9808],[-97.98418,19.97755],[-97.9861,19.9749],[-97.98859,19.97168],[-97.99138,19.96796],[-97.99415,19.96424],[-97.99592,19.96184],[-97.99663,19.95834],[-97.99715,19.95509],[-97.99795,19.95064],[-97.99856,19.94769],[-97.99955,19.9424],[-98.00021,19.93846],[-98.00189,19.93484],[-98.00327,19.93188],[-98.00487,19.92844],[-98.0065,19.92495],[-98.00794,19.92184],[-98.00926,19.91901],[-98.01129,19.91465],[-98.0124,19.91227],[-98.0135,19.91012],[-98.01597,19.90539],[-98.01755,19.90234],[-98.01985,19.89806],[-98.02222,19.89325],[-98.02325,19.8915],[-98.02537,19.88745],[-98.02746,19.88349],[-98.02909,19.88039],[-98.03147,19.87589],[-98.03301,19.87294],[-98.03515,19.86885],[-98.03696,19.86534],[-98.03865,19.86218],[-98.04029,19.85899],[-98.04173,19.85626],[-98.04391,19.85214],[-98.04499,19.85009],[-98.05081,19.84475],[-98.05416,19.8416],[-98.05666,19.83937],[-98.05774,19.83829],[-98.0607,19.83565],[-98.0643,19.83229],[-98.06752,19.82935],[-98.07066,19.82649],[-98.07406,19.82333],[-98.07747,19.82018],[-98.0804,19.81753],[-98.08381,19.81443],[-98.08659,19.81185],[-98.0905,19.80836],[-98.09334,19.80564],[-98.09603,19.80314],[-98.09894,19.80052],[-98.10139,19.79833],[-98.10392,19.79605],[-98.10639,19.79384],[-98.11001,19.79067],[-98.11297,19.78807],[-98.11576,19.7856],[-98.11995,19.7819],[-98.12334,19.77888],[-98.12687,19.77573],[-98.12989,19.77307],[-98.13367,19.76973],[-98.13659,19.76714],[-98.1398,19.7643],[-98.14243,19.76198],[-98.14607,19.75873],[-98.14867,19.7562],[-98.15166,19.75329],[-98.15502,19.75001],[-98.15809,19.74695],[-98.16035,19.74475],[-98.16316,19.74198],[-98.16562,19.7396],[-98.16606,19.73612],[-98.16662,19.73162],[-98.16714,19.72736],[-98.1677,19.723],[-98.16818,19.71938],[-98.16863,19.71561],[-98.1692,19.71122],[-98.16968,19.70752],[-98.17005,19.70449],[-98.1704,19.70174],[-98.1709,19.69769],[-98.17146,19.69357],[-98.17204,19.68873],[-98.17269,19.68342],[-98.17315,19.67983],[-98.17378,19.6747],[-98.17422,19.67134],[-98.17439,19.66989],[-98.17493,19.66866],[-98.1791,19.66142],[-98.18075,19.65831],[-98.18262,19.65493],[-98.18332,19.65303],[-98.1849,19.64787],[-98.18548,19.64615],[-98.18652,19.64301],[-98.18812,19.63787],[-98.18936,19.63433],[-98.19055,19.63057],[-98.19127,19.62834],[-98.1921,19.62575],[-98.19813,19.62452],[-98.20219,19.62368],[-98.20717,19.62263],[-98.21148,19.62175],[-98.21619,19.62076],[-98.22014,19.61993],[-98.22383,19.61915],[-98.22753,19.61838],[-98.23123,19.61753],[-98.23528,19.61672],[-98.23957,19.61581],[-98.24366,19.61498],[-98.24764,19.61411],[-98.25202,19.61321],[-98.2559,19.61238],[-98.25981,19.61159],[-98.26362,19.61082],[-98.26795,19.60989],[-98.27276,19.60754],[-98.2764,19.60577],[-98.27983,19.60408],[-98.28394,19.60209],[-98.28789,19.60018],[-98.29072,19.59877],[-98.2942,19.59707],[-98.29847,19.595],[-98.30186,19.59333],[-98.30437,19.59211],[-98.30691,19.59089],[-98.31047,19.58918],[-98.31434,19.58726],[-98.31763,19.58566],[-98.32139,19.58382],[-98.32524,19.58195],[-98.32909,19.58008],[-98.33292,19.57822],[-98.33609,19.57668],[-98.33994,19.57477],[-98.34382,19.57287],[-98.34772,19.57098],[-98.35154,19.56913],[-98.35537,19.56725],[-98.35917,19.56538],[-98.36324,19.56342],[-98.36755,19.56132],[-98.37158,19.55936],[-98.37513,19.55763],[-98.37901,19.55572],[-98.38043,19.55505],[-98.38354,19.55353],[-98.38582,19.5524],[-98.38965,19.55261],[-98.39345,19.55284],[-98.39796,19.5531],[-98.40225,19.55337],[-98.40685,19.55364],[-98.41087,19.55387],[-98.41544,19.55413],[-98.41956,19.55433],[-98.4248,19.55465],[-98.42984,19.55496],[-98.43488,19.55524],[-98.43927,19.55552],[-98.44402,19.55579],[-98.44866,19.55605],[-98.45241,19.55628],[-98.45585,19.55645],[-98.45922,19.55647],[-98.46183,19.55647],[-98.46498,19.55647],[-98.46775,19.55642],[-98.47068,19.55648],[-98.47451,19.55645],[-98.47848,19.55646],[-98.483,19.55647],[-98.48689,19.55646],[-98.49015,19.55645],[-98.49424,19.55645],[-98.49774,19.55645],[-98.50185,19.55645],[-98.50653,19.55643],[-98.50871,19.55643],[-98.51442,19.55646],[-98.51848,19.55643],[-98.52273,19.55644],[-98.52702,19.55644],[-98.53128,19.55644],[-98.53581,19.55643],[-98.54061,19.55643],[-98.54443,19.55642],[-98.54846,19.55645],[-98.55254,19.55643],[-98.55675,19.55642],[-98.56114,19.55641],[-98.56487,19.55642],[-98.56939,19.55641],[-98.57396,19.55641],[-98.57786,19.55639],[-98.5809,19.55639],[-98.58657,19.55639],[-98.59135,19.55642],[-98.59692,19.55642],[-98.60122,19.55639],[-98.60628,19.55634],[-98.61099,19.55638],[-98.61476,19.5564],[-98.62046,19.55637],[-98.62299,19.55636],[-98.62593,19.55637],[-98.6317,19.55639],[-98.63734,19.55635],[-98.6399,19.55634],[-98.64212,19.55634],[-98.64936,19.55627],[-98.6561,19.55608],[-98.65962,19.55608],[-98.66533,19.55598],[-98.66992,19.55594],[-98.67564,19.55576],[-98.68007,19.55571],[-98.68263,19.55562],[-98.68568,19.55564],[-98.69073,19.55585],[-98.69518,19.55603],[-98.69851,19.55619],[-98.70303,19.55641],[-98.70711,19.5566],[-98.71093,19.55673],[-98.71539,19.55695],[-98.72075,19.55727],[-98.72682,19.55783],[-98.72973,19.55813],[-98.7335,19.55852],[-98.73672,19.55883],[-98.74115,19.55929],[-98.7441,19.55958],[-98.74821,19.56],[-98.75194,19.56039],[-98.75574,19.56079],[-98.75932,19.55792],[-98.76094,19.55664],[-98.76379,19.55438],[-98.76748,19.55148],[-98.76954,19.54983],[-98.77348,19.54672],[-98.77522,19.54533],[-98.77959,19.54186],[-98.78253,19.53948],[-98.78585,19.53689],[-98.78852,19.53475],[-98.79213,19.53187],[-98.79997,19.53405],[-98.80595,19.53577],[-98.80859,19.53641],[-98.81344,19.53765],[-98.81889,19.5368]]}}
Línea 400.0 kV | LineString | 400.0 kV | 2 |  |  | Comisión Federal de Electricidad |  |  |  |  | OpenStreetMap | {"type":"Feature","properties":{},"geometry":{"type":"LineString","coordinates":[[-97.33768,21.01518],[-97.34097,21.01448],[-97.34425,21.01378],[-97.34752,21.01307],[-97.35081,21.01237],[-97.35411,21.01166],[-97.35739,21.01095],[-97.36068,21.01024],[-97.36394,21.00955],[-97.36723,21.00884],[-97.37122,21.00798],[-97.37487,21.00719],[-97.37784,21.00655],[-97.381,21.00587],[-97.3842,21.00518],[-97.38697,21.0046],[-97.38997,21.00395],[-97.39355,21.00318],[-97.39694,21.00244],[-97.40073,21.00163],[-97.40421,21.00088],[-97.40741,21.00018],[-97.41032,20.99957],[-97.41379,20.99881],[-97.41766,20.99798],[-97.42162,20.99713],[-97.42608,20.99615],[-97.42913,20.9955],[-97.43214,20.99459],[-97.43513,20.99366],[-97.43882,20.99252],[-97.44353,20.99104],[-97.44717,20.98992],[-97.451,20.98876],[-97.45592,20.98724],[-97.45948,20.98614],[-97.46372,20.98481],[-97.46759,20.98363],[-97.46992,20.98117],[-97.47161,20.97941],[-97.47502,20.97588],[-97.47705,20.9737],[-97.47929,20.97134],[-97.48197,20.9685],[-97.48456,20.9658],[-97.48702,20.9632],[-97.48938,20.9607],[-97.49187,20.95807],[-97.4939,20.95594],[-97.4964,20.95328],[-97.49884,20.95074],[-97.50119,20.94825],[-97.5036,20.94573],[-97.50566,20.94356],[-97.50786,20.94126],[-97.50971,20.93929],[-97.51134,20.93755],[-97.51257,20.9349],[-97.51413,20.93152],[-97.51553,20.92848],[-97.51681,20.92571],[-97.51822,20.92262],[-97.51959,20.91964],[-97.521,20.9166],[-97.52244,20.91344],[-97.52393,20.9102],[-97.52542,20.90699],[-97.52671,20.90412],[-97.52792,20.90155],[-97.52926,20.89864],[-97.53059,20.89575],[-97.53189,20.8929],[-97.53329,20.88989],[-97.53452,20.8872],[-97.53567,20.88468],[-97.53732,20.88112],[-97.53821,20.87916],[-97.53965,20.87603]]}}
Línea 400.0 kV | LineString | 400.0 kV | 2 |  |  | CFE |  |  |  |  | OpenStreetMap | {"type":"Feature","properties":{},"geometry":{"type":"LineString","coordinates":[[-97.33802,21.01396],[-97.34044,21.01318],[-97.34367,21.01212],[-97.34685,21.01108],[-97.35002,21.01005],[-97.3532,21.00902],[-97.35635,21.00799],[-97.35955,21.00695],[-97.36273,21.00592],[-97.36594,21.00487],[-97.36912,21.00383],[-97.37184,21.00294],[-97.37457,21.00205]]}}
Línea 400.0 kV | LineString | 400.0 kV | 2 |  |  | CFE |  |  |  |  | OpenStreetMap | {"type":"Feature","properties":{},"geometry":{"type":"LineString","coordinates":[[-96.14107,18.0769],[-96.14053,18.07763],[-96.13933,18.0782],[-96.13846,18.0785],[-96.13763,18.07795],[-96.13672,18.0772],[-96.13614,18.07647],[-96.13538,18.07569],[-96.13495,18.07525]]}}
Línea 400.0 kV | LineString | 400.0 kV | 1 |  |  | CFE |  |  |  |  | OpenStreetMap | {"type":"Feature","properties":{},"geometry":{"type":"LineString","coordinates":[[-94.69632,18.02059],[-94.6914,18.01991],[-94.68709,18.01925],[-94.68041,18.01851],[-94.6738,18.01777],[-94.66925,18.01727],[-94.66357,18.0166],[-94.65605,18.01569],[-94.6514,18.01518],[-94.64762,18.01475],[-94.64343,18.01426],[-94.63974,18.01385],[-94.63528,18.01336],[-94.63102,18.01286],[-94.62694,18.01247],[-94.62279,18.01199],[-94.61842,18.01149],[-94.61375,18.01096],[-94.60923,18.01044],[-94.60506,18.00996],[-94.60056,18.00945],[-94.59597,18.00884],[-94.59191,18.00848],[-94.58837,18.00801],[-94.58544,18.00935],[-94.5819,18.01078],[-94.57921,18.01186],[-94.57646,18.01304],[-94.57252,18.01484],[-94.56808,18.01694],[-94.56409,18.01884],[-94.56034,18.02064],[-94.55793,18.02178],[-94.55654,18.0224],[-94.55513,18.02305],[-94.55228,18.02448],[-94.54822,18.02653],[-94.54469,18.02817],[-94.54084,18.03004],[-94.53688,18.03188],[-94.53294,18.03383],[-94.52899,18.03554],[-94.52723,18.03497],[-94.52573,18.03448],[-94.52221,18.0333],[-94.51803,18.03212],[-94.51382,18.03078],[-94.50952,18.02944],[-94.50532,18.02823],[-94.50092,18.02679],[-94.49671,18.02548],[-94.49246,18.02415],[-94.48824,18.02285],[-94.48401,18.02156],[-94.47981,18.02015],[-94.47591,18.01896],[-94.47273,18.01856],[-94.46822,18.01796],[-94.46398,18.01741],[-94.45954,18.01682],[-94.4549,18.01624],[-94.44945,18.0157],[-94.44577,18.01519],[-94.44151,18.0146],[-94.43755,18.01671],[-94.43363,18.01871],[-94.42889,18.02115],[-94.42455,18.02341],[-94.42158,18.02498],[-94.41767,18.027],[-94.41484,18.02853],[-94.41073,18.02891],[-94.40717,18.02916],[-94.40522,18.02936],[-94.40239,18.02958],[-94.40061,18.02965],[-94.39961,18.02926]]}}
Línea 400.0 kV | LineString | 400.0 kV | 1 |  |  | CFE |  |  |  |  | OpenStreetMap | {"type":"Feature","properties":{},"geometry":{"type":"LineString","coordinates":[[-98.13604,19.08185],[-98.13546,19.0813],[-98.13201,19.07977],[-98.12782,19.07792],[-98.12393,19.07623],[-98.12027,19.07549],[-98.11662,19.07484],[-98.11262,19.07402],[-98.10822,19.07322],[-98.1041,19.07245],[-98.10015,19.07172],[-98.09616,19.07096],[-98.09178,19.07013],[-98.08756,19.06934],[-98.08322,19.06858],[-98.07903,19.06771],[-98.07476,19.06697],[-98.07073,19.06621],[-98.0668,19.06555],[-98.06277,19.06473],[-98.0583,19.06381],[-98.05426,19.06298],[-98.04909,19.06192],[-98.04269,19.06061],[-98.03889,19.05983],[-98.03443,19.05891],[-98.03004,19.05801],[-98.02602,19.05719],[-98.02219,19.0564],[-98.01843,19.05563],[-98.01464,19.05485],[-98.01054,19.05401],[-98.00624,19.05313],[-98.00195,19.05225],[-97.9978,19.05122],[-97.99379,19.05023],[-97.98955,19.04936],[-97.98612,19.04864],[-97.98299,19.04706],[-97.97964,19.04529],[-97.97626,19.0435],[-97.97286,19.04172],[-97.96905,19.03978],[-97.96559,19.03785],[-97.96222,19.03611],[-97.95863,19.03417],[-97.95469,19.03214],[-97.95092,19.0301],[-97.94705,19.02802],[-97.94306,19.026],[-97.93934,19.02388],[-97.93526,19.02184],[-97.93122,19.01975],[-97.92789,19.0179],[-97.92466,19.01685],[-97.9207,19.01549],[-97.91669,19.01412],[-97.9125,19.01272],[-97.90863,19.01138],[-97.90507,19.01021],[-97.90121,19.00879],[-97.89723,19.00753],[-97.89326,19.00624],[-97.88922,19.00477],[-97.88498,19.00333],[-97.88065,19.00197],[-97.87685,19.00059],[-97.87291,18.9993],[-97.8689,18.99792],[-97.86469,18.99655],[-97.86046,18.99508],[-97.8563,18.99376],[-97.85209,18.99232],[-97.84801,18.99099],[-97.84394,18.98954],[-97.83982,18.98816],[-97.83581,18.98674],[-97.83149,18.98525],[-97.82723,18.9839],[-97.82328,18.98242],[-97.8192,18.98112],[-97.81499,18.97962],[-97.81168,18.97861],[-97.80784,18.97725],[-97.80439,18.97608],[-97.80011,18.97461],[-97.79621,18.9733],[-97.79192,18.97185],[-97.78791,18.97044],[-97.78429,18.96923],[-97.78041,18.9679],[-97.77624,18.96642],[-97.77189,18.96496],[-97.76776,18.96348],[-97.76359,18.96211],[-97.75945,18.96068],[-97.75531,18.95926],[-97.75152,18.95795],[-97.74752,18.95661],[-97.74331,18.95522],[-97.73928,18.95374],[-97.73522,18.9524],[-97.73148,18.95109],[-97.72751,18.9498],[-97.72403,18.94853],[-97.71983,18.94715],[-97.71555,18.94566],[-97.71139,18.94423],[-97.70721,18.94282],[-97.70515,18.94211],[-97.70311,18.94142],[-97.69888,18.94001],[-97.69443,18.93847],[-97.69002,18.93707],[-97.68602,18.93566],[-97.68167,18.93416],[-97.67748,18.93281],[-97.67334,18.93133],[-97.66939,18.93003],[-97.6651,18.92852],[-97.661,18.92719],[-97.65689,18.92569],[-97.65252,18.92431],[-97.64836,18.92283],[-97.64428,18.92147],[-97.64056,18.92017],[-97.63675,18.91882],[-97.63282,18.91759],[-97.62903,18.91622],[-97.6248,18.91482],[-97.62062,18.91339],[-97.6166,18.91205],[-97.61247,18.91056],[-97.60843,18.9092],[-97.60421,18.90774],[-97.59911,18.90602],[-97.59514,18.90467],[-97.5899,18.9029],[-97.58654,18.90171],[-97.58231,18.90027],[-97.57822,18.89889],[-97.57457,18.89764],[-97.57038,18.89612],[-97.56609,18.8947],[-97.56151,18.89319],[-97.55738,18.89177],[-97.55319,18.89033],[-97.54893,18.88885],[-97.54474,18.88743],[-97.541,18.88611],[-97.53671,18.88465],[-97.53261,18.88329],[-97.52855,18.8819],[-97.5248,18.88064],[-97.51958,18.8788],[-97.51645,18.87772],[-97.51146,18.87604],[-97.50702,18.87456],[-97.50097,18.87246],[-97.49644,18.87283],[-97.49188,18.87317],[-97.48816,18.8735],[-97.48402,18.87381],[-97.47986,18.87409],[-97.47566,18.87456],[-97.47132,18.87485],[-97.46699,18.87518],[-97.46269,18.87554],[-97.45827,18.87592],[-97.45366,18.8762],[-97.44938,18.87662],[-97.44496,18.87688],[-97.44057,18.87735],[-97.43604,18.87761],[-97.43171,18.87802],[-97.42722,18.87835],[-97.42278,18.87865],[-97.41819,18.87907],[-97.41378,18.87943],[-97.40946,18.87987],[-97.40501,18.88016],[-97.40062,18.88052],[-97.39627,18.88089],[-97.39142,18.88124],[-97.38672,18.8816],[-97.3824,18.88196],[-97.37786,18.88228],[-97.37355,18.88265],[-97.3692,18.88296],[-97.36489,18.88334],[-97.36037,18.88362],[-97.35586,18.88425],[-97.35131,18.8849],[-97.34665,18.88559],[-97.33867,18.88669],[-97.33505,18.88717],[-97.33097,18.88773],[-97.32586,18.88832],[-97.32213,18.88885],[-97.31808,18.88944],[-97.31279,18.89007],[-97.30823,18.89065],[-97.30154,18.89069],[-97.29602,18.89075],[-97.29077,18.89078],[-97.28632,18.89076],[-97.28236,18.89078],[-97.27852,18.89078],[-97.27505,18.89078],[-97.27022,18.89085],[-97.26511,18.89091],[-97.26114,18.89093],[-97.25639,18.89092],[-97.25222,18.89095],[-97.24858,18.89094],[-97.24247,18.89101],[-97.23944,18.89103],[-97.23561,18.89024],[-97.23147,18.88955],[-97.22681,18.88867],[-97.22056,18.88754],[-97.21725,18.8869],[-97.21318,18.88609],[-97.21,18.88553],[-97.20149,18.88402],[-97.19636,18.88311],[-97.19368,18.88261],[-97.19014,18.88196],[-97.18368,18.88238],[-97.1745,18.88313],[-97.16524,18.88379],[-97.15653,18.88337],[-97.15253,18.88321],[-97.15023,18.88397],[-97.14804,18.88466],[-97.14582,18.88531],[-97.14377,18.88595],[-97.14173,18.88653],[-97.1397,18.88722],[-97.13784,18.88778],[-97.13561,18.88851],[-97.13342,18.88914],[-97.1314,18.88972],[-97.1294,18.89032],[-97.12699,18.89108],[-97.12507,18.89168],[-97.12342,18.89217],[-97.12123,18.89259],[-97.11935,18.89287],[-97.11715,18.8932],[-97.11505,18.89358],[-97.11286,18.89388],[-97.11154,18.89408],[-97.10972,18.89443],[-97.10758,18.89476],[-97.10538,18.89512],[-97.10396,18.89536],[-97.10185,18.89569],[-97.10003,18.89604],[-97.09818,18.89631],[-97.09566,18.89678],[-97.09325,18.89712],[-97.09156,18.8974],[-97.08927,18.89774],[-97.08691,18.89812],[-97.08491,18.89847],[-97.08261,18.8989],[-97.08076,18.89914],[-97.07894,18.89944],[-97.07661,18.89986],[-97.07463,18.90021],[-97.07192,18.90058],[-97.0706,18.90076],[-97.06873,18.90072],[-97.06667,18.90066],[-97.06446,18.90051],[-97.06285,18.9004],[-97.05567,18.90007],[-97.05323,18.89994],[-97.05141,18.89983],[-97.04944,18.89975],[-97.04713,18.89964],[-97.04481,18.89949],[-97.04339,18.89985]]}}
Línea 400.0 kV | LineString | 400.0 kV | 2 |  |  | Comisión Federal de Electricidad |  |  |  |  | OpenStreetMap | {"type":"Feature","properties":{},"geometry":{"type":"LineString","coordinates":[[-96.35529,18.21877],[-96.35877,18.22174],[-96.36216,18.22481],[-96.36529,18.22758],[-96.36838,18.23004],[-96.37135,18.2327],[-96.37507,18.23587],[-96.37874,18.23904],[-96.38265,18.24257],[-96.38638,18.24578],[-96.38922,18.24805],[-96.39222,18.2504],[-96.39389,18.25247],[-96.39573,18.25534],[-96.39751,18.25649],[-96.39782,18.25846],[-96.40119,18.26551],[-96.40381,18.27089],[-96.40508,18.27372],[-96.40631,18.27632],[-96.40825,18.27702],[-96.41038,18.28009],[-96.41267,18.28358],[-96.41495,18.28703],[-96.41753,18.2909],[-96.41992,18.29435],[-96.42253,18.29825],[-96.42474,18.30155],[-96.42674,18.30453],[-96.42942,18.30851],[-96.43189,18.31225],[-96.4345,18.31606],[-96.43673,18.31939],[-96.43855,18.32212],[-96.44085,18.32559],[-96.44313,18.32675],[-96.44649,18.32843],[-96.44946,18.32989],[-96.45281,18.33163],[-96.45546,18.33294],[-96.45819,18.33615],[-96.46104,18.33955],[-96.46298,18.34182],[-96.46599,18.3453],[-96.46906,18.34903],[-96.47255,18.35313],[-96.47518,18.35629],[-96.47846,18.3601],[-96.48163,18.36383],[-96.48472,18.36728],[-96.48725,18.3701],[-96.49084,18.37395],[-96.4933,18.3769],[-96.49599,18.37982],[-96.49914,18.38327],[-96.50108,18.38559],[-96.50339,18.38823],[-96.50636,18.39157],[-96.50889,18.39441],[-96.51178,18.39754],[-96.51442,18.40045],[-96.51712,18.40354],[-96.5199,18.40655],[-96.52272,18.40971],[-96.52459,18.41184],[-96.52799,18.41289],[-96.53318,18.41472],[-96.53636,18.41586],[-96.54089,18.4175],[-96.54635,18.41933],[-96.54988,18.42054],[-96.55294,18.42152],[-96.5608,18.42431],[-96.56354,18.42526],[-96.56649,18.42628],[-96.57518,18.42929],[-96.5806,18.43116],[-96.58775,18.43364],[-96.59068,18.43465],[-96.59805,18.43721],[-96.60389,18.43923],[-96.60619,18.44003],[-96.6118,18.44197],[-96.6166,18.44363],[-96.62023,18.44489],[-96.62329,18.44838],[-96.626,18.45161],[-96.62951,18.45277],[-96.63369,18.45418],[-96.6375,18.45555],[-96.6423,18.45709],[-96.64591,18.45825],[-96.65109,18.45994],[-96.65444,18.46109],[-96.65868,18.46249],[-96.66344,18.4641],[-96.66718,18.46523],[-96.67104,18.46515],[-96.67382,18.46509],[-96.67596,18.46504],[-96.67915,18.46493],[-96.68223,18.46477],[-96.68624,18.46469],[-96.68946,18.46471],[-96.69338,18.46459],[-96.69569,18.46454],[-96.70093,18.46431],[-96.70424,18.46418],[-96.7074,18.46411],[-96.71185,18.464],[-96.71601,18.46399],[-96.72006,18.46382],[-96.72272,18.46371],[-96.72483,18.46229],[-96.72838,18.45966],[-96.73215,18.45716],[-96.73468,18.45528],[-96.73731,18.45338],[-96.73846,18.45257],[-96.74317,18.45116],[-96.74846,18.44969],[-96.75217,18.44868],[-96.75762,18.44716],[-96.76106,18.44623],[-96.76476,18.44523],[-96.76826,18.44416],[-96.77266,18.44288],[-96.77597,18.44191],[-96.78015,18.44261],[-96.78236,18.44298],[-96.78853,18.44401],[-96.79281,18.44473],[-96.79864,18.4457],[-96.80406,18.44659],[-96.80865,18.44735],[-96.81434,18.44829],[-96.8194,18.44913],[-96.82402,18.44989],[-96.82835,18.45059],[-96.83262,18.45128],[-96.83503,18.45167],[-96.84296,18.45296],[-96.84881,18.45392],[-96.85985,18.45574],[-96.86334,18.45803],[-96.86529,18.4593],[-96.86921,18.46187],[-96.87139,18.4633],[-96.87427,18.46518],[-96.87754,18.46732],[-96.88145,18.46988],[-96.88534,18.47242],[-96.88784,18.47407],[-96.8935,18.47782],[-96.89565,18.47924],[-96.90134,18.483],[-96.90385,18.48466],[-96.90903,18.48809],[-96.91191,18.49],[-96.91961,18.49496],[-96.92557,18.49892],[-96.92752,18.50168],[-96.92948,18.50473],[-96.93255,18.50589],[-96.93422,18.50654],[-96.93562,18.50707],[-96.93819,18.50806],[-96.9435,18.51018],[-96.95248,18.51363],[-96.96012,18.5166],[-96.96296,18.51773],[-96.96759,18.51955],[-96.96942,18.52022],[-96.97547,18.52255],[-96.97929,18.52414],[-96.98199,18.52518],[-96.98449,18.52621],[-96.9858,18.52669],[-96.98886,18.52782],[-96.99227,18.52901],[-97.00598,18.53482],[-97.00957,18.53613],[-97.01357,18.53733],[-97.01568,18.53813],[-97.01764,18.53909],[-97.02218,18.54122],[-97.03249,18.54606],[-97.03645,18.54793],[-97.03911,18.54915],[-97.04281,18.55089],[-97.04567,18.55223],[-97.04756,18.55312],[-97.05213,18.55527],[-97.05547,18.55683],[-97.0587,18.55833],[-97.06097,18.55941],[-97.06817,18.56271],[-97.07787,18.56726],[-97.08219,18.5693],[-97.08469,18.57045],[-97.0914,18.5727],[-97.1002,18.57553],[-97.10502,18.57685],[-97.10982,18.57816],[-97.11359,18.57906],[-97.12035,18.5808],[-97.1267,18.58258],[-97.13382,18.58441],[-97.13869,18.58567],[-97.14306,18.5868],[-97.14933,18.58845],[-97.15485,18.58985],[-97.15696,18.5904],[-97.164,18.59223],[-97.16938,18.59372],[-97.17566,18.59535],[-97.1791,18.59628],[-97.18185,18.597],[-97.18502,18.59774],[-97.19386,18.60025],[-97.19867,18.60138],[-97.20291,18.60245],[-97.20801,18.60379],[-97.21315,18.60507],[-97.21583,18.60587],[-97.21975,18.60689],[-97.22254,18.60759],[-97.22746,18.60903],[-97.2322,18.61018],[-97.23874,18.61188],[-97.2451,18.61347],[-97.249,18.61453],[-97.25155,18.61517],[-97.2596,18.61739],[-97.26201,18.61793],[-97.26899,18.61957],[-97.27774,18.62173],[-97.2805,18.62235],[-97.28941,18.62446],[-97.29538,18.62593],[-97.29742,18.6264],[-97.30516,18.62811],[-97.31241,18.63146],[-97.31857,18.63435],[-97.3243,18.63705],[-97.32858,18.63881],[-97.33469,18.64165],[-97.3421,18.64507],[-97.34668,18.64714],[-97.34903,18.64817],[-97.35481,18.65095],[-97.35769,18.65226],[-97.36635,18.65621],[-97.36974,18.65769],[-97.3721,18.65881],[-97.377,18.66113],[-97.37879,18.66196],[-97.38269,18.66376],[-97.39215,18.66808],[-97.39518,18.66947],[-97.39965,18.67152],[-97.40489,18.67401],[-97.41012,18.67638],[-97.41304,18.67774],[-97.41562,18.67889],[-97.42038,18.68107],[-97.42311,18.68231],[-97.43135,18.68607],[-97.43677,18.6886],[-97.43958,18.68997],[-97.44703,18.69338],[-97.44991,18.69468],[-97.45416,18.69655],[-97.45852,18.6985],[-97.46344,18.70081],[-97.46819,18.703],[-97.47161,18.70454],[-97.47683,18.70689],[-97.47976,18.70826],[-97.48167,18.7092],[-97.49219,18.71413],[-97.49527,18.71556],[-97.49647,18.71614],[-97.50079,18.71796],[-97.50472,18.71957],[-97.51022,18.72188],[-97.5144,18.72368],[-97.51812,18.72522],[-97.52171,18.72673],[-97.5261,18.72864],[-97.52939,18.73001],[-97.53339,18.7317],[-97.53759,18.73344],[-97.54107,18.73492],[-97.5445,18.7364],[-97.54738,18.7376],[-97.55056,18.73881],[-97.55545,18.7407],[-97.56028,18.74261],[-97.56414,18.74414],[-97.57219,18.74734],[-97.57742,18.74934],[-97.58198,18.75113],[-97.58549,18.7525],[-97.58981,18.75421],[-97.59253,18.75524],[-97.59695,18.75691],[-97.60393,18.75968],[-97.60656,18.76076],[-97.61121,18.76258],[-97.6138,18.76355],[-97.61741,18.76496],[-97.62166,18.76663],[-97.62489,18.76802],[-97.63121,18.77039],[-97.6343,18.7716],[-97.6367,18.77146]]}}
Línea 400.0 kV | LineString | 400.0 kV |  |  |  | CFE |  |  |  |  | OpenStreetMap | {"type":"Feature","properties":{},"geometry":{"type":"LineString","coordinates":[[-99.27401,20.05555],[-99.27235,20.05506],[-99.27061,20.05518]]}}
Línea 400.0 kV | LineString | 400.0 kV |  |  |  | CFE |  |  |  |  | OpenStreetMap | {"type":"Feature","properties":{},"geometry":{"type":"LineString","coordinates":[[-99.05755,19.36377],[-99.05622,19.36372]]}}
Línea 400.0 kV | LineString | 400.0 kV | 1 |  |  | CFE |  |  |  |  | OpenStreetMap | {"type":"Feature","properties":{},"geometry":{"type":"LineString","coordinates":[[-98.7322,20.03704],[-98.73114,20.0371],[-98.73004,20.03717],[-98.72758,20.03731],[-98.72301,20.03757],[-98.71816,20.03783],[-98.7134,20.03811],[-98.70866,20.03837],[-98.70416,20.0387],[-98.69951,20.0389],[-98.69475,20.03915],[-98.69015,20.03947],[-98.68534,20.03973],[-98.68068,20.03999],[-98.67661,20.04022],[-98.67236,20.04046],[-98.66956,20.04062],[-98.66325,20.04097],[-98.65853,20.04124],[-98.65567,20.04137],[-98.64812,20.04182],[-98.64383,20.04206],[-98.63913,20.04232],[-98.63505,20.04254],[-98.6304,20.04281],[-98.62642,20.04303],[-98.62262,20.04324],[-98.61846,20.04347],[-98.61398,20.04373],[-98.60997,20.04394],[-98.60643,20.04415],[-98.60208,20.04439],[-98.5974,20.04465],[-98.59048,20.04612],[-98.58672,20.04691],[-98.58338,20.04761],[-98.57617,20.04914],[-98.57115,20.05021],[-98.56902,20.05064],[-98.56112,20.05232],[-98.55655,20.05328],[-98.55181,20.05429],[-98.54687,20.05532],[-98.53898,20.057],[-98.52952,20.05898],[-98.52643,20.05963],[-98.52048,20.0609],[-98.51376,20.06232],[-98.50988,20.06313],[-98.50605,20.06394],[-98.50223,20.06555],[-98.49879,20.067],[-98.49532,20.06847],[-98.49099,20.0703],[-98.48669,20.07211],[-98.48276,20.07376],[-98.47878,20.07545],[-98.47458,20.07722],[-98.47092,20.07877],[-98.46727,20.0802],[-98.46338,20.08185],[-98.45702,20.08455],[-98.45348,20.08603],[-98.45004,20.08748],[-98.44609,20.08924],[-98.44219,20.09088],[-98.43831,20.0925],[-98.43474,20.094],[-98.43073,20.09568],[-98.42649,20.09748],[-98.42214,20.09924],[-98.41796,20.10102],[-98.41396,20.10267],[-98.41109,20.1039],[-98.40986,20.10442],[-98.40611,20.10599],[-98.40378,20.10697],[-98.4022,20.10764],[-98.39883,20.10907],[-98.39486,20.11072],[-98.3906,20.11252],[-98.38683,20.11479],[-98.3831,20.11702],[-98.37975,20.11904],[-98.37577,20.12143],[-98.37186,20.12377],[-98.3682,20.12598],[-98.36384,20.12859],[-98.3594,20.13125],[-98.35522,20.13377],[-98.35135,20.13608],[-98.34759,20.13834],[-98.34395,20.14051],[-98.34073,20.14242],[-98.33684,20.14478],[-98.33285,20.14717],[-98.32964,20.1491],[-98.32716,20.1506],[-98.32267,20.15328],[-98.31941,20.15523],[-98.31693,20.15671],[-98.31336,20.15743],[-98.30864,20.15835],[-98.30403,20.15926],[-98.30003,20.16008],[-98.29549,20.16098],[-98.29125,20.16181],[-98.28865,20.16234],[-98.28442,20.16317],[-98.27985,20.16407],[-98.27643,20.16475],[-98.27214,20.1656],[-98.26871,20.16629],[-98.26556,20.16691],[-98.26093,20.16784],[-98.25505,20.169],[-98.25036,20.16993],[-98.24541,20.1709],[-98.23923,20.17214],[-98.23513,20.17294],[-98.22854,20.17424],[-98.22547,20.17454],[-98.22149,20.17491],[-98.21991,20.17505],[-98.21394,20.17564],[-98.21206,20.17579],[-98.2088,20.17611],[-98.20313,20.17665],[-98.20153,20.17681],[-98.19462,20.17747],[-98.19149,20.17777],[-98.18694,20.17821],[-98.17902,20.17897],[-98.17354,20.17949],[-98.16771,20.18006],[-98.16353,20.18045],[-98.16068,20.18073],[-98.15824,20.18097],[-98.15463,20.1813],[-98.14955,20.18181],[-98.14654,20.18208],[-98.13749,20.18295],[-98.13502,20.18317],[-98.12442,20.18419],[-98.12132,20.18628],[-98.11646,20.18962],[-98.1128,20.19215],[-98.11026,20.19393],[-98.1066,20.1964],[-98.10214,20.19947],[-98.09338,20.20551],[-98.09106,20.20712],[-98.08714,20.20971],[-98.08336,20.21236],[-98.07859,20.21566],[-98.06826,20.22282],[-98.0604,20.2282],[-98.05795,20.22988],[-98.05458,20.2322],[-98.05105,20.23461],[-98.04801,20.2367],[-98.04407,20.23942],[-98.03841,20.24325],[-98.03681,20.24436],[-98.03363,20.24655],[-98.03057,20.24868],[-98.02665,20.25134],[-98.0246,20.2527],[-98.01773,20.25743],[-98.01425,20.25981],[-98.00988,20.26277],[-98.00582,20.26555],[-98.00238,20.26792],[-97.99925,20.27007],[-97.99608,20.27225],[-97.99334,20.27411],[-97.98734,20.27826],[-97.98321,20.28105],[-97.98174,20.28207],[-97.97962,20.28353],[-97.9701,20.2901],[-97.96872,20.291],[-97.96562,20.29935],[-97.9639,20.30399],[-97.96244,20.30797],[-97.96116,20.3114],[-97.95902,20.31717],[-97.95789,20.32024],[-97.9571,20.32236],[-97.95398,20.33077],[-97.95165,20.33706],[-97.94841,20.34584],[-97.94763,20.34793],[-97.9465,20.35097],[-97.94202,20.35449],[-97.93821,20.35742],[-97.93632,20.35886],[-97.92802,20.36539],[-97.92695,20.36618],[-97.92539,20.36737],[-97.91798,20.37324],[-97.91656,20.37433],[-97.91376,20.3765],[-97.91188,20.37794],[-97.90755,20.38109],[-97.90298,20.38404],[-97.90123,20.38513],[-97.89618,20.38849],[-97.89273,20.3907],[-97.88757,20.39404],[-97.88347,20.39668],[-97.87663,20.40114],[-97.87171,20.40433],[-97.86902,20.4061],[-97.86422,20.40918],[-97.86166,20.41085],[-97.85308,20.41646],[-97.84928,20.41881],[-97.84628,20.42076],[-97.8439,20.42228],[-97.84024,20.42468],[-97.83764,20.4263],[-97.83324,20.42921],[-97.83109,20.43063],[-97.82951,20.43132],[-97.826,20.43285],[-97.82255,20.43439],[-97.81143,20.43916],[-97.80632,20.44152],[-97.79941,20.44455],[-97.79734,20.4455],[-97.79321,20.44727],[-97.78444,20.45098],[-97.78221,20.45195],[-97.7736,20.45577],[-97.76504,20.45955],[-97.76073,20.46146],[-97.75764,20.46281],[-97.75427,20.46427],[-97.75175,20.46533],[-97.73978,20.47058],[-97.7354,20.4725],[-97.72981,20.47393],[-97.72584,20.47493],[-97.72121,20.47609],[-97.71773,20.47695],[-97.71229,20.47833],[-97.7092,20.47911],[-97.70628,20.47983],[-97.70264,20.48076],[-97.69904,20.48165],[-97.69475,20.48268],[-97.68785,20.48448],[-97.68359,20.48555],[-97.67969,20.48653],[-97.67621,20.4874],[-97.67217,20.48844],[-97.66757,20.48958],[-97.6631,20.4907],[-97.66008,20.49146],[-97.65723,20.49215],[-97.65469,20.49279],[-97.65004,20.49398],[-97.64567,20.49509],[-97.64247,20.49587],[-97.63801,20.497],[-97.63413,20.49797],[-97.63039,20.49889],[-97.62574,20.50005],[-97.62246,20.50088],[-97.61822,20.50196],[-97.61391,20.50303],[-97.60958,20.50404],[-97.60444,20.5054],[-97.60109,20.50627],[-97.59772,20.50616],[-97.59326,20.50602],[-97.58937,20.5059],[-97.58564,20.50576],[-97.58253,20.50567],[-97.57874,20.50558],[-97.57555,20.5054],[-97.56768,20.5052],[-97.56329,20.50507],[-97.55578,20.50486],[-97.55106,20.50533],[-97.54401,20.50595],[-97.53942,20.50631],[-97.53636,20.50652],[-97.53302,20.50683],[-97.52994,20.50709],[-97.52602,20.50746],[-97.52162,20.50783],[-97.51731,20.5082],[-97.51301,20.50857],[-97.50957,20.50886],[-97.50683,20.50953],[-97.50615,20.50977]]}}
Línea 400.0 kV | LineString | 400.0 kV | 2 |  |  | CFE |  |  |  |  | OpenStreetMap | {"type":"Feature","properties":{},"geometry":{"type":"LineString","coordinates":[[-95.05966,17.76056],[-95.0604,17.76105],[-95.06299,17.76278],[-95.064,17.76342],[-95.0678,17.76334],[-95.07106,17.76329],[-95.07577,17.76336],[-95.08046,17.76332],[-95.08631,17.76328],[-95.09048,17.76329],[-95.09559,17.76321],[-95.09917,17.76327],[-95.10186,17.76349],[-95.10586,17.76385],[-95.10968,17.76418],[-95.11461,17.76442],[-95.11814,17.76476],[-95.12259,17.76509],[-95.12784,17.76552],[-95.13231,17.76584],[-95.13852,17.76635],[-95.14258,17.76666],[-95.14703,17.7669],[-95.15185,17.76737],[-95.15722,17.76786],[-95.1629,17.7683],[-95.16791,17.76866],[-95.17247,17.769],[-95.17628,17.76929],[-95.17852,17.76952],[-95.18437,17.76988],[-95.18735,17.77014],[-95.19101,17.77039],[-95.1931,17.77167],[-95.19751,17.77437],[-95.19992,17.77596],[-95.20333,17.778],[-95.20669,17.78015],[-95.20999,17.78209],[-95.21375,17.78452],[-95.2183,17.78732],[-95.22209,17.78964],[-95.22551,17.79172],[-95.23016,17.79466],[-95.23474,17.7975],[-95.23898,17.8001],[-95.24281,17.80245],[-95.24665,17.80479],[-95.24904,17.80629],[-95.25243,17.80845],[-95.25631,17.81079],[-95.2597,17.81168],[-95.26494,17.8129],[-95.26829,17.81373],[-95.27111,17.81442],[-95.27608,17.81562],[-95.28095,17.81688],[-95.28568,17.81809],[-95.28937,17.81895],[-95.29423,17.82015],[-95.29968,17.8215],[-95.30395,17.82256],[-95.30828,17.82363],[-95.31333,17.82488],[-95.31845,17.82615],[-95.32344,17.82738],[-95.3287,17.82868],[-95.33425,17.83006],[-95.33964,17.83139],[-95.34376,17.83241],[-95.34713,17.83324],[-95.3521,17.83447],[-95.35695,17.83567],[-95.36151,17.8368],[-95.36564,17.83783],[-95.37028,17.83897],[-95.37531,17.84022],[-95.38022,17.84141],[-95.38454,17.84246],[-95.3882,17.84335],[-95.39196,17.84427],[-95.39685,17.84547],[-95.40122,17.84654],[-95.40477,17.84741],[-95.40977,17.84864],[-95.4145,17.8498],[-95.41793,17.85064],[-95.42223,17.85169],[-95.42647,17.85275],[-95.43061,17.85378],[-95.43502,17.85488],[-95.43781,17.85558],[-95.44246,17.85673],[-95.44854,17.85823],[-95.45419,17.85963],[-95.45798,17.86054],[-95.46108,17.8613],[-95.46454,17.86217],[-95.46764,17.86291],[-95.47246,17.8641],[-95.47615,17.86501],[-95.48045,17.86606],[-95.48353,17.86675],[-95.48841,17.86802],[-95.49254,17.86902],[-95.49732,17.87021],[-95.50077,17.87104],[-95.50609,17.87231],[-95.51002,17.87323],[-95.51536,17.87464],[-95.51856,17.87538],[-95.52291,17.87648],[-95.5284,17.87782],[-95.53221,17.87874],[-95.53752,17.88009],[-95.541,17.88092],[-95.54569,17.88206],[-95.54927,17.88293],[-95.55366,17.884],[-95.55896,17.88531],[-95.56354,17.88637],[-95.56718,17.88732],[-95.57272,17.88863],[-95.57644,17.88959],[-95.58083,17.89068],[-95.58517,17.89172],[-95.59063,17.89307],[-95.59377,17.89387],[-95.59903,17.89512],[-95.60403,17.89639],[-95.60656,17.89699],[-95.61196,17.89827],[-95.61366,17.8987],[-95.61642,17.89936],[-95.61965,17.90016],[-95.62287,17.90098],[-95.62836,17.9023],[-95.63265,17.90337],[-95.63671,17.90438],[-95.6398,17.90509],[-95.64359,17.90607],[-95.6472,17.90695],[-95.64943,17.90747],[-95.65411,17.90862],[-95.65656,17.90923],[-95.66011,17.91011],[-95.66275,17.91075],[-95.66767,17.91193],[-95.67067,17.91267],[-95.67439,17.9136],[-95.67948,17.91482],[-95.68372,17.91584],[-95.68784,17.9169],[-95.69191,17.91785],[-95.69561,17.91876],[-95.70023,17.91987],[-95.70413,17.92084],[-95.70843,17.9219],[-95.71241,17.9229],[-95.7155,17.9242],[-95.7193,17.92588],[-95.72312,17.92737],[-95.72851,17.92964],[-95.73257,17.93138],[-95.73724,17.93329],[-95.74098,17.93485],[-95.74568,17.93684],[-95.75047,17.93892],[-95.75538,17.94092],[-95.75969,17.9427],[-95.76379,17.9444],[-95.76731,17.9444],[-95.7731,17.94427],[-95.77742,17.94425],[-95.7817,17.9442],[-95.78654,17.94404],[-95.7918,17.94397],[-95.79705,17.94385],[-95.80034,17.94384],[-95.80537,17.94393],[-95.81103,17.94401],[-95.81649,17.94412],[-95.8216,17.94422],[-95.82544,17.94431],[-95.83005,17.94436],[-95.83458,17.94444],[-95.83978,17.94453],[-95.84343,17.94459],[-95.84606,17.94464],[-95.85004,17.94478],[-95.8539,17.94483],[-95.85719,17.94488],[-95.86181,17.94496],[-95.86584,17.94504],[-95.87059,17.94513],[-95.87608,17.94522],[-95.88102,17.94538],[-95.88529,17.94537],[-95.88989,17.9455],[-95.89444,17.94559],[-95.89737,17.94557],[-95.9019,17.94578],[-95.90639,17.94582],[-95.91008,17.94592],[-95.91424,17.94591],[-95.91846,17.94596],[-95.92251,17.94601],[-95.92774,17.94614],[-95.93287,17.94622],[-95.93719,17.94631],[-95.94137,17.94638],[-95.94546,17.94653],[-95.94989,17.94643],[-95.95476,17.94659],[-95.9591,17.94672],[-95.96277,17.94674],[-95.96688,17.94836],[-95.97022,17.94969],[-95.97365,17.95107],[-95.97733,17.95248],[-95.98136,17.95404],[-95.98457,17.95536],[-95.98831,17.9569],[-95.99242,17.95842],[-95.99676,17.96017],[-96.00136,17.962],[-96.00606,17.96388],[-96.00992,17.9653],[-96.01345,17.96676],[-96.01791,17.9685],[-96.02128,17.96983],[-96.02603,17.97173],[-96.03043,17.9734],[-96.03434,17.97499],[-96.03764,17.97622],[-96.0409,17.97756],[-96.04399,17.97877],[-96.0477,17.9803],[-96.05094,17.98155],[-96.05484,17.98305],[-96.05811,17.98439],[-96.06298,17.98634],[-96.06689,17.98782],[-96.06971,17.98891],[-96.07318,17.99036],[-96.07698,17.99184],[-96.08012,17.99311],[-96.08331,17.99429],[-96.08608,17.99538],[-96.08882,17.99648],[-96.09247,17.99639],[-96.09716,17.9963],[-96.10133,17.99624],[-96.10554,17.99616],[-96.11083,17.99608],[-96.11527,17.99599],[-96.1202,17.99586],[-96.12474,17.99581],[-96.12903,17.99569],[-96.13453,17.99564],[-96.13907,17.99554],[-96.14322,17.99545],[-96.14735,17.99535],[-96.1509,17.9953],[-96.15496,17.99525],[-96.15845,17.99517],[-96.16179,17.99507],[-96.16389,17.9968],[-96.16742,17.99952],[-96.17037,18.00169],[-96.1725,18.00342],[-96.1748,18.00612],[-96.17784,18.00955],[-96.1809,18.01302],[-96.18367,18.01621],[-96.18646,18.01695],[-96.19,18.01799],[-96.19362,18.01906],[-96.19506,18.02186],[-96.19734,18.02621],[-96.19938,18.03019],[-96.2011,18.03332],[-96.20303,18.03695],[-96.20506,18.04088],[-96.20683,18.04452],[-96.20862,18.04779],[-96.21065,18.05162],[-96.21224,18.05468],[-96.21365,18.05736],[-96.21507,18.05934],[-96.2172,18.06224],[-96.21996,18.06601],[-96.22251,18.06937],[-96.22521,18.07308],[-96.22778,18.07672],[-96.2304,18.08023],[-96.23293,18.08368],[-96.2356,18.08732],[-96.23836,18.09104],[-96.24105,18.09475],[-96.24353,18.09804],[-96.24563,18.10089],[-96.24775,18.1039],[-96.25029,18.10733],[-96.25261,18.1105],[-96.25518,18.1139],[-96.25733,18.11682],[-96.25949,18.11986],[-96.26173,18.12292],[-96.26416,18.12629],[-96.26687,18.12997],[-96.26934,18.13323],[-96.27208,18.13702],[-96.27464,18.14046],[-96.27713,18.14394],[-96.27856,18.14584],[-96.28178,18.14706],[-96.28607,18.14863],[-96.29047,18.15043],[-96.29415,18.15179],[-96.29856,18.15344],[-96.30208,18.15493],[-96.3047,18.15778],[-96.30808,18.16135],[-96.31169,18.16527],[-96.3149,18.16881],[-96.31786,18.17201],[-96.32059,18.17493],[-96.32386,18.17852],[-96.32648,18.18135],[-96.32958,18.18464],[-96.33314,18.18867],[-96.33533,18.19099],[-96.33777,18.19367],[-96.3396,18.19568],[-96.34189,18.19814],[-96.34565,18.20085],[-96.3481,18.20259],[-96.35117,18.20478],[-96.35165,18.20798],[-96.35207,18.21184],[-96.3525,18.21488],[-96.35372,18.21637]]}}
Línea 400.0 kV | LineString | 400.0 kV |  |  |  | CFE |  |  |  |  | OpenStreetMap | {"type":"Feature","properties":{},"geometry":{"type":"LineString","coordinates":[[-97.5037,20.5109],[-97.50328,20.51123],[-97.50242,20.51328],[-97.50165,20.51517],[-97.50201,20.51831],[-97.50234,20.52148],[-97.50287,20.52632],[-97.50326,20.5301],[-97.50349,20.53219],[-97.50388,20.53586],[-97.5061,20.53916],[-97.50956,20.54435],[-97.51184,20.5477],[-97.51426,20.55139],[-97.51722,20.5558],[-97.51955,20.55932],[-97.52224,20.56334],[-97.52429,20.56643],[-97.52715,20.57065],[-97.53074,20.57604],[-97.53223,20.57828],[-97.5354,20.58307],[-97.53778,20.58656],[-97.54022,20.59022],[-97.54266,20.59389],[-97.54408,20.59596],[-97.54592,20.59872],[-97.5479,20.60175],[-97.55004,20.60487],[-97.55127,20.60675],[-97.55321,20.60967],[-97.55473,20.61195],[-97.5569,20.61518],[-97.55892,20.61816],[-97.56098,20.6212],[-97.5628,20.62401],[-97.5652,20.62612],[-97.56774,20.6283],[-97.57097,20.63115],[-97.5741,20.63383],[-97.57789,20.63719],[-97.58079,20.63968],[-97.58368,20.64213],[-97.58761,20.64564],[-97.591,20.64852],[-97.59303,20.65032],[-97.59551,20.65246],[-97.599,20.65555],[-97.60298,20.65898],[-97.60712,20.66253],[-97.61107,20.66819],[-97.61449,20.67311],[-97.61728,20.67715],[-97.62169,20.68353],[-97.62568,20.68928],[-97.62634,20.69021],[-97.62738,20.6917],[-97.63014,20.6957],[-97.63177,20.69805],[-97.63494,20.70261],[-97.63729,20.70605],[-97.63867,20.70803],[-97.64224,20.71314],[-97.64345,20.7149],[-97.64521,20.71742],[-97.64829,20.72192],[-97.65095,20.72571],[-97.65187,20.72703],[-97.65357,20.72949],[-97.65874,20.73698],[-97.66034,20.73924],[-97.662,20.74161],[-97.66478,20.74562],[-97.6671,20.74901],[-97.66935,20.75221],[-97.67145,20.75524],[-97.67334,20.75795],[-97.6756,20.76119],[-97.6785,20.76541],[-97.68042,20.76815],[-97.68249,20.77111],[-97.68547,20.77548],[-97.68747,20.77829],[-97.69003,20.78201],[-97.69173,20.78447],[-97.69355,20.78715],[-97.69641,20.79121],[-97.69866,20.79445],[-97.7024,20.7998],[-97.70474,20.8032],[-97.70827,20.80825],[-97.71041,20.81133],[-97.71475,20.81762],[-97.7151,20.81812],[-97.71797,20.82224],[-97.72071,20.82616],[-97.72334,20.82994],[-97.72575,20.83341],[-97.7266,20.83636],[-97.72712,20.83813],[-97.72802,20.84107],[-97.72881,20.84372],[-97.72987,20.84736],[-97.73122,20.85185],[-97.73305,20.85799],[-97.73346,20.85953],[-97.73542,20.86628],[-97.73616,20.86872],[-97.73783,20.87413],[-97.73863,20.877],[-97.74065,20.88365],[-97.7422,20.88892],[-97.74334,20.89273],[-97.74439,20.89632],[-97.7455,20.89996],[-97.74656,20.90357],[-97.7476,20.90704],[-97.74862,20.9105],[-97.74964,20.91398],[-97.75053,20.91694],[-97.75135,20.91973],[-97.75224,20.92268],[-97.75327,20.92616],[-97.75413,20.92914],[-97.75569,20.93435],[-97.75696,20.93866],[-97.75782,20.94148],[-97.7588,20.94487],[-97.75986,20.94836],[-97.76093,20.95202],[-97.76193,20.95545],[-97.76308,20.95922],[-97.76388,20.96192],[-97.76484,20.96506],[-97.76579,20.96836],[-97.76685,20.97191],[-97.76787,20.97539],[-97.76886,20.97869],[-97.7698,20.98184],[-97.7712,20.98653],[-97.77193,20.98906],[-97.77303,20.99279],[-97.7744,20.99731],[-97.77549,21.00099],[-97.77622,21.00341],[-97.77704,21.0062],[-97.77797,21.00933],[-97.77902,21.01283],[-97.78026,21.01715],[-97.7815,21.02123],[-97.78246,21.02446],[-97.78341,21.02761],[-97.78438,21.03091],[-97.7856,21.03518],[-97.78699,21.03976],[-97.78801,21.04326],[-97.78903,21.04674],[-97.79001,21.04995],[-97.79084,21.05274],[-97.79195,21.05657],[-97.79297,21.05996],[-97.79403,21.06354],[-97.79501,21.06684],[-97.79574,21.06927],[-97.79676,21.07276],[-97.79808,21.07711],[-97.79906,21.08036],[-97.80014,21.08406],[-97.80177,21.08953],[-97.80294,21.09346],[-97.8037,21.09607],[-97.80479,21.09971],[-97.80567,21.10268],[-97.80676,21.10634],[-97.80782,21.1098],[-97.80877,21.11312],[-97.80971,21.11627],[-97.81058,21.1192],[-97.81185,21.12337],[-97.81273,21.12624],[-97.81385,21.13016],[-97.81501,21.13399],[-97.81587,21.13695],[-97.81688,21.14025],[-97.81838,21.1453],[-97.81975,21.14983],[-97.82088,21.15365],[-97.82184,21.15696],[-97.82357,21.16262],[-97.82496,21.16739],[-97.82574,21.17002],[-97.82521,21.1719],[-97.82433,21.17467],[-97.82312,21.17851],[-97.8221,21.18181],[-97.82096,21.18557],[-97.81944,21.19043],[-97.81856,21.19324],[-97.8174,21.19694],[-97.81654,21.19983],[-97.81542,21.2033],[-97.81441,21.20657],[-97.81349,21.20972],[-97.81255,21.21268],[-97.81147,21.2163],[-97.81072,21.21866],[-97.81007,21.22066],[-97.80895,21.2243],[-97.80707,21.23037],[-97.80608,21.2335],[-97.80542,21.23599],[-97.80416,21.24006],[-97.80279,21.24424],[-97.80155,21.24832],[-97.80009,21.25292],[-97.79887,21.2569],[-97.79736,21.26183],[-97.79788,21.26387],[-97.79872,21.26693],[-97.7995,21.27],[-97.80064,21.27438],[-97.80222,21.28028],[-97.80391,21.28674],[-97.80546,21.2925],[-97.80644,21.29631],[-97.80752,21.30034],[-97.80821,21.3028],[-97.80918,21.30493],[-97.81349,21.31337],[-97.81542,21.31743],[-97.81649,21.31956],[-97.81771,21.32191],[-97.81983,21.3262],[-97.82304,21.33261],[-97.82375,21.334],[-97.82602,21.33858],[-97.82716,21.34088],[-97.829,21.34447],[-97.83043,21.34742],[-97.8317,21.35004],[-97.8337,21.35396],[-97.83535,21.35721],[-97.83696,21.36051],[-97.83871,21.36398],[-97.84014,21.36689],[-97.84177,21.37015],[-97.84336,21.37334],[-97.84507,21.37678],[-97.8468,21.38022],[-97.84841,21.38341],[-97.85004,21.3866],[-97.85191,21.39044],[-97.85364,21.39388],[-97.85529,21.39714],[-97.85706,21.40068],[-97.8588,21.40418],[-97.86035,21.40729],[-97.86193,21.41048],[-97.86269,21.41357],[-97.8634,21.41637],[-97.86409,21.41938],[-97.86487,21.42255],[-97.8657,21.42589],[-97.86655,21.42941],[-97.86763,21.4339],[-97.86871,21.43841],[-97.86961,21.44211],[-97.87058,21.44596],[-97.87124,21.44878],[-97.87212,21.45231],[-97.87305,21.45619],[-97.87416,21.46095],[-97.87496,21.46411],[-97.8757,21.46711],[-97.87645,21.4702],[-97.87746,21.47433],[-97.87838,21.47803],[-97.87922,21.48174],[-97.88018,21.48559],[-97.88101,21.48895],[-97.8816,21.49141],[-97.8824,21.49459],[-97.88289,21.4967],[-97.88395,21.50115],[-97.88488,21.50498],[-97.88583,21.50884],[-97.88675,21.51255],[-97.88751,21.51573],[-97.8885,21.51978],[-97.8893,21.52294],[-97.89017,21.52664],[-97.89097,21.5299],[-97.89194,21.53395],[-97.89297,21.53809],[-97.89368,21.5411],[-97.89442,21.54407],[-97.89497,21.54637],[-97.89566,21.54918],[-97.89667,21.55343],[-97.89763,21.5573],[-97.89881,21.56205],[-97.89983,21.56628],[-97.90081,21.57032],[-97.90185,21.57455],[-97.90256,21.57755],[-97.9036,21.58177],[-97.90465,21.58609],[-97.90533,21.589],[-97.90638,21.59322],[-97.90727,21.59693],[-97.9084,21.6015],[-97.90941,21.60574],[-97.91027,21.60925],[-97.91091,21.61189],[-97.91188,21.61577],[-97.91287,21.61981],[-97.91362,21.62298],[-97.91446,21.62648],[-97.91538,21.63019],[-97.9164,21.63443],[-97.91695,21.63673],[-97.9179,21.6406],[-97.91886,21.64456],[-97.91967,21.64797],[-97.92064,21.65197],[-97.92157,21.65575],[-97.92224,21.65856],[-97.92311,21.662],[-97.92408,21.66606],[-97.92479,21.66905],[-97.92559,21.6723],[-97.92649,21.67601],[-97.92721,21.67901],[-97.92814,21.68288],[-97.92905,21.68658],[-97.93012,21.69098],[-97.93117,21.69529],[-97.93206,21.699],[-97.93292,21.70261],[-97.93371,21.70595],[-97.9346,21.70949],[-97.93566,21.7138],[-97.93657,21.71758],[-97.93747,21.72137],[-97.93844,21.72534],[-97.93922,21.7285],[-97.94023,21.73265],[-97.94126,21.73695],[-97.9422,21.74065],[-97.94297,21.74391],[-97.94381,21.74744],[-97.94466,21.75087],[-97.94557,21.75475],[-97.9465,21.75855],[-97.94738,21.76224],[-97.94827,21.76585],[-97.9492,21.76964],[-97.9501,21.77343],[-97.95104,21.7773],[-97.95191,21.78082],[-97.95274,21.78427],[-97.95369,21.78823],[-97.95468,21.79227],[-97.95542,21.79527],[-97.95633,21.79905],[-97.95722,21.80267],[-97.95778,21.80504],[-97.95875,21.80899],[-97.95963,21.81271],[-97.96048,21.81623],[-97.96109,21.81861],[-97.96213,21.82301],[-97.96285,21.82593],[-97.96371,21.82946],[-97.96472,21.83358],[-97.96567,21.83754],[-97.9664,21.84054],[-97.96728,21.84406],[-97.96791,21.8467],[-97.96889,21.85076],[-97.96979,21.85437],[-97.97069,21.85815],[-97.97159,21.86185],[-97.97252,21.86579],[-97.97276,21.86861],[-97.97302,21.87167],[-97.97325,21.87447],[-97.97361,21.87872],[-97.97389,21.88248],[-97.97423,21.88643],[-97.97451,21.89004],[-97.97482,21.894],[-97.97515,21.89796],[-97.97542,21.90157],[-97.97579,21.90562],[-97.97601,21.90859],[-97.97627,21.91166],[-97.97653,21.91508],[-97.97682,21.9185],[-97.97715,21.92246],[-97.9775,21.9266],[-97.97775,21.93002],[-97.97805,21.93364],[-97.97842,21.93795],[-97.9787,21.94163],[-97.97896,21.94488],[-97.97925,21.9485],[-97.97952,21.95196],[-97.97981,21.95558],[-97.98018,21.96],[-97.98045,21.9635],[-97.9807,21.96675],[-97.981,21.96981],[-97.98119,21.97275],[-97.98151,21.97639],[-97.98178,21.9799],[-97.9821,21.98376],[-97.98236,21.9871],[-97.98264,21.99025],[-97.98293,21.99394],[-97.98324,21.99755],[-97.98352,22.00114],[-97.98382,22.00475],[-97.98411,22.00836],[-97.9844,22.01205],[-97.98468,22.01547],[-97.98497,22.01907],[-97.98528,22.02259],[-97.98555,22.02618],[-97.98581,22.02943],[-97.98606,22.03249],[-97.98641,22.03629],[-97.98667,22.04015],[-97.98701,22.04383],[-97.98732,22.0478],[-97.98755,22.05085],[-97.98787,22.05454],[-97.98815,22.05788],[-97.9886,22.06339],[-97.98882,22.06652],[-97.98906,22.06924],[-97.98937,22.07327],[-97.98965,22.07645],[-97.98997,22.08048],[-97.99022,22.08355],[-97.99054,22.08751],[-97.99085,22.09129],[-97.99113,22.09473],[-97.99136,22.09741],[-97.99161,22.10083],[-97.99187,22.10379],[-97.9922,22.108],[-97.99243,22.11055],[-97.9928,22.1148],[-97.99306,22.11849],[-97.99338,22.12199],[-97.99366,22.12578],[-97.99389,22.12839],[-97.9941,22.13119],[-97.99435,22.13414],[-97.99472,22.13855],[-97.99495,22.14144],[-97.99532,22.14603],[-97.99564,22.14981],[-97.99599,22.15395],[-97.99627,22.15785],[-97.99648,22.16027],[-97.9967,22.16306],[-97.99697,22.16611],[-97.99773,22.16932],[-97.99847,22.17248],[-97.99934,22.17605],[-98.00012,22.17924],[-98.00087,22.1824],[-98.00174,22.18594],[-98.0026,22.18955],[-98.00349,22.19306],[-98.00448,22.19722],[-98.00551,22.20154],[-98.007,22.2078],[-98.00832,22.21305],[-98.00926,22.21704],[-98.01018,22.22095],[-98.01107,22.22462],[-98.01244,22.23024],[-98.0122,22.23051]]}}
Línea 400.0 kV | LineString | 400.0 kV | 1 |  |  | CFE |  |  |  |  | OpenStreetMap | {"type":"Feature","properties":{},"geometry":{"type":"LineString","coordinates":[[-99.27392,20.05783],[-99.27222,20.0575],[-99.26911,20.05734],[-99.26688,20.05925],[-99.26722,20.0615],[-99.27085,20.06371],[-99.27511,20.06453],[-99.27914,20.06532],[-99.28339,20.06701],[-99.28759,20.06869],[-99.2917,20.07032],[-99.29588,20.07198],[-99.3001,20.07368],[-99.30429,20.07535],[-99.30758,20.07666],[-99.31112,20.07807],[-99.31479,20.07953],[-99.31799,20.08082],[-99.32148,20.08222],[-99.32517,20.08187],[-99.3296,20.08148],[-99.3341,20.08108],[-99.3372,20.0808],[-99.34165,20.08041],[-99.34547,20.08006],[-99.34912,20.07974],[-99.35645,20.07908],[-99.35848,20.0789],[-99.36264,20.07852],[-99.36656,20.07817],[-99.37097,20.0778],[-99.37539,20.07912],[-99.37895,20.08019],[-99.38349,20.08158],[-99.38757,20.08279],[-99.39154,20.08401],[-99.39702,20.08565],[-99.40153,20.08702],[-99.40584,20.08831],[-99.40992,20.08955],[-99.4163,20.09148],[-99.42052,20.09275],[-99.42442,20.09392],[-99.42866,20.0952],[-99.43249,20.09636],[-99.43673,20.09763],[-99.44072,20.09884],[-99.44486,20.10009],[-99.44903,20.10133],[-99.45344,20.10268],[-99.45777,20.10397],[-99.46192,20.10521],[-99.46605,20.10646],[-99.47008,20.10768],[-99.47364,20.10871],[-99.47773,20.10998],[-99.48154,20.11112],[-99.48475,20.11334],[-99.48896,20.1162],[-99.49164,20.11803],[-99.49471,20.12013],[-99.49814,20.12246],[-99.50129,20.12429],[-99.50417,20.12596],[-99.50776,20.12803],[-99.51065,20.12969],[-99.51456,20.1322],[-99.51857,20.13476],[-99.52226,20.13711],[-99.5254,20.13913],[-99.52882,20.1413],[-99.53233,20.14354],[-99.53597,20.14589],[-99.53887,20.14773],[-99.5428,20.15023],[-99.54732,20.15307],[-99.55103,20.15542],[-99.55454,20.15768],[-99.55883,20.1604],[-99.56254,20.16276],[-99.56628,20.16515],[-99.56917,20.16699],[-99.57354,20.16966],[-99.57824,20.1725],[-99.58242,20.17503],[-99.58612,20.17728],[-99.58986,20.17954],[-99.59309,20.18152],[-99.59731,20.18405],[-99.60191,20.18685],[-99.6065,20.18961],[-99.60952,20.19143],[-99.61386,20.19404],[-99.61721,20.19611],[-99.62031,20.19798],[-99.62343,20.19986],[-99.62638,20.20166],[-99.62897,20.20322],[-99.63312,20.20575],[-99.63669,20.20789],[-99.63952,20.20962],[-99.64229,20.21128],[-99.64518,20.21305],[-99.64881,20.21522],[-99.65303,20.21778],[-99.65613,20.21966],[-99.65929,20.22154],[-99.66305,20.22385],[-99.66765,20.22662],[-99.6701,20.22812],[-99.67312,20.22996],[-99.67653,20.23203],[-99.67994,20.23406],[-99.68236,20.23554],[-99.68585,20.23765],[-99.69013,20.23929],[-99.69442,20.24091],[-99.69803,20.24229],[-99.70189,20.24374],[-99.70608,20.24532],[-99.71025,20.24691],[-99.71472,20.24861],[-99.71905,20.25023],[-99.72349,20.25192],[-99.72721,20.25334],[-99.73114,20.25481],[-99.73607,20.2567],[-99.73904,20.2578],[-99.74508,20.26007],[-99.74855,20.2614],[-99.75252,20.26294],[-99.75662,20.26446],[-99.76061,20.26598],[-99.76447,20.26743],[-99.76838,20.26892],[-99.77255,20.27049],[-99.77666,20.27205],[-99.78055,20.27354],[-99.78571,20.27547],[-99.7893,20.27682],[-99.79285,20.27816],[-99.79813,20.28015],[-99.80221,20.28171],[-99.80621,20.28321],[-99.81049,20.28484],[-99.81466,20.28643],[-99.81868,20.28793],[-99.82268,20.28945],[-99.82736,20.29122],[-99.83209,20.293],[-99.8367,20.29474],[-99.84053,20.29621],[-99.84476,20.2978],[-99.84929,20.29951],[-99.85385,20.30123],[-99.85847,20.30295],[-99.8612,20.30581],[-99.86385,20.30857],[-99.86644,20.31128],[-99.86963,20.31459],[-99.87166,20.3167],[-99.87472,20.31988],[-99.87857,20.32388],[-99.88122,20.32663],[-99.88407,20.32961],[-99.88733,20.333],[-99.89075,20.33654],[-99.89287,20.33875],[-99.89611,20.34208],[-99.89831,20.34442],[-99.89984,20.34599],[-99.90388,20.35036],[-99.90649,20.35314],[-99.91019,20.35712],[-99.91337,20.36055],[-99.91674,20.36417],[-99.9194,20.36703],[-99.9222,20.37004],[-99.92535,20.37342],[-99.92783,20.37608],[-99.93116,20.37966],[-99.93414,20.38286],[-99.93698,20.38591],[-99.94018,20.38936],[-99.94253,20.39187],[-99.94543,20.39499],[-99.94849,20.39829],[-99.95149,20.40151],[-99.95466,20.40491],[-99.95779,20.4083],[-99.96073,20.41147],[-99.96382,20.41475],[-99.96676,20.41791],[-99.96937,20.42071],[-99.9722,20.42374],[-99.97528,20.42703],[-99.97968,20.42813],[-99.98367,20.42911],[-99.98767,20.4301],[-99.99237,20.43126],[-99.99733,20.43249],[-100.00153,20.43353],[-100.00541,20.4345],[-100.00968,20.43556],[-100.01362,20.43654],[-100.01753,20.43751],[-100.02177,20.43855],[-100.02577,20.43955],[-100.03004,20.44061],[-100.03422,20.44165],[-100.03839,20.44269],[-100.04105,20.44533],[-100.04362,20.44789],[-100.04621,20.45048],[-100.04826,20.4525],[-100.05109,20.45534],[-100.05564,20.45746],[-100.05988,20.45945],[-100.06351,20.46116],[-100.06762,20.4631],[-100.07101,20.46208],[-100.07402,20.46122],[-100.07969,20.45955],[-100.08369,20.45837],[-100.08878,20.45686],[-100.09385,20.45538],[-100.09946,20.45373],[-100.10155,20.45398],[-100.10659,20.45455],[-100.11117,20.45507],[-100.11514,20.4555],[-100.1196,20.45601],[-100.12407,20.45652],[-100.12838,20.45701],[-100.13266,20.4575],[-100.13714,20.458],[-100.14124,20.45846],[-100.14553,20.45893],[-100.14983,20.45941],[-100.15375,20.45985],[-100.15798,20.46033],[-100.16241,20.46081],[-100.16691,20.46133],[-100.17136,20.46181],[-100.17531,20.46226],[-100.17965,20.46274],[-100.18441,20.46328],[-100.1886,20.46378],[-100.19305,20.46423],[-100.19638,20.46463],[-100.20089,20.46514],[-100.20486,20.46558],[-100.21103,20.46627],[-100.21518,20.46672],[-100.21979,20.46726],[-100.22459,20.46779],[-100.22876,20.46824],[-100.23386,20.46882],[-100.23837,20.46933],[-100.24249,20.46979],[-100.24885,20.47051],[-100.25285,20.47097],[-100.2581,20.47157],[-100.26235,20.47204],[-100.26585,20.47243],[-100.27045,20.47293],[-100.27481,20.47345],[-100.27797,20.47277]]}}
Línea 400.0 kV | LineString | 400.0 kV |  |  |  | CFE |  |  |  |  | OpenStreetMap | {"type":"Feature","properties":{},"geometry":{"type":"LineString","coordinates":[[-99.27398,20.0563],[-99.27229,20.05587],[-99.26833,20.05569],[-99.26314,20.05544],[-99.25873,20.05523],[-99.25556,20.05404],[-99.25188,20.05253],[-99.24488,20.04976],[-99.24051,20.04804],[-99.23647,20.04641],[-99.23258,20.04489],[-99.22923,20.04354],[-99.22554,20.04202],[-99.22063,20.04012],[-99.21639,20.03841],[-99.21311,20.03712],[-99.21008,20.03586],[-99.20655,20.03446],[-99.20282,20.03299],[-99.19882,20.03138],[-99.19525,20.02999],[-99.19131,20.02839],[-99.18734,20.02683],[-99.18248,20.02488],[-99.17861,20.02339],[-99.17516,20.02197],[-99.16927,20.01959],[-99.16517,20.01791],[-99.15993,20.0158],[-99.15446,20.01365],[-99.15144,20.01055],[-99.14878,20.00775],[-99.1458,20.00479],[-99.14335,20.00227],[-99.13995,19.99876],[-99.13673,19.99544],[-99.13303,19.99155],[-99.12955,19.98811],[-99.12617,19.98447],[-99.12163,19.97978],[-99.1182,19.97628],[-99.1152,19.97322],[-99.11242,19.97035],[-99.10989,19.96773],[-99.10678,19.96458],[-99.10292,19.9606],[-99.09998,19.95758],[-99.0972,19.95473],[-99.09452,19.95193],[-99.09065,19.94803],[-99.0858,19.94303],[-99.08251,19.9397],[-99.07927,19.93707],[-99.07575,19.93448],[-99.07281,19.9321],[-99.06968,19.92961],[-99.06602,19.92678],[-99.06246,19.92403],[-99.05934,19.92156],[-99.05616,19.91905],[-99.05257,19.91635],[-99.04845,19.91311],[-99.04507,19.91048],[-99.04161,19.90777],[-99.03831,19.90518],[-99.03525,19.90282],[-99.03204,19.90031],[-99.02842,19.89749],[-99.02464,19.89453],[-99.02088,19.89168],[-99.01694,19.8886],[-99.01362,19.886],[-99.00989,19.88309],[-99.00599,19.88004],[-99.00225,19.87712],[-98.99853,19.87421],[-98.99505,19.8715],[-98.9919,19.86904],[-98.98866,19.8665],[-98.9852,19.8638],[-98.98151,19.86092],[-98.97781,19.85803],[-98.974,19.85505],[-98.9698,19.85177],[-98.96615,19.84892],[-98.96308,19.84652],[-98.95952,19.84374],[-98.95783,19.83977],[-98.95604,19.8358],[-98.95444,19.83214],[-98.95287,19.82857],[-98.95127,19.82488],[-98.94965,19.82124],[-98.94798,19.81734],[-98.94635,19.81343],[-98.94493,19.81028],[-98.94328,19.80658],[-98.94139,19.80225],[-98.93931,19.79748],[-98.93812,19.79474],[-98.93655,19.79115],[-98.93489,19.78734],[-98.9332,19.78346],[-98.93155,19.77968],[-98.93009,19.77632],[-98.92852,19.77271],[-98.92643,19.76792],[-98.92462,19.76376],[-98.92315,19.76039],[-98.92158,19.75679],[-98.92028,19.7538],[-98.91875,19.7503],[-98.91651,19.74524],[-98.91499,19.74178],[-98.91285,19.73686],[-98.9112,19.73308],[-98.9097,19.72964],[-98.90817,19.72612],[-98.90648,19.72223],[-98.90468,19.7181],[-98.90315,19.71458],[-98.90137,19.7105],[-98.89998,19.70729],[-98.89792,19.70258],[-98.89627,19.69877],[-98.8934,19.69583],[-98.89027,19.69263],[-98.88715,19.68943],[-98.88423,19.68644],[-98.88101,19.68314],[-98.87738,19.67943],[-98.87426,19.67623],[-98.87159,19.6735],[-98.87117,19.67306],[-98.86861,19.67044],[-98.86625,19.66802],[-98.86493,19.66571]]}}
Línea 400.0 kV | LineString | 400.0 kV | 2 |  |  | Comisión Federal de Electricidad |  |  |  |  | OpenStreetMap | {"type":"Feature","properties":{},"geometry":{"type":"LineString","coordinates":[[-98.67777,19.7462],[-98.6772,19.74678],[-98.67656,19.7489],[-98.67518,19.7536],[-98.67381,19.75829],[-98.67247,19.76283],[-98.67076,19.76748],[-98.66904,19.77216],[-98.66729,19.77691],[-98.6661,19.77961],[-98.6657,19.78058],[-98.6637,19.78506],[-98.66177,19.78943],[-98.65979,19.79397],[-98.65922,19.79522],[-98.6586,19.79662],[-98.65797,19.79808],[-98.65654,19.80132],[-98.65481,19.80524],[-98.65313,19.80904],[-98.65131,19.8132],[-98.64958,19.81709],[-98.64695,19.81925],[-98.64344,19.82219],[-98.64083,19.82431],[-98.6373,19.8272],[-98.63481,19.82923],[-98.63033,19.83293],[-98.62662,19.836],[-98.62281,19.83914],[-98.6189,19.84235],[-98.61518,19.84541],[-98.61153,19.84842],[-98.61116,19.84873],[-98.61006,19.84962],[-98.60781,19.85144],[-98.60395,19.85465],[-98.60043,19.85754],[-98.59612,19.8611],[-98.59191,19.86455],[-98.58769,19.86802],[-98.58376,19.87126],[-98.58,19.87434],[-98.57596,19.87766],[-98.57221,19.88073],[-98.56792,19.88271],[-98.56375,19.88462],[-98.5595,19.88659],[-98.55493,19.88869],[-98.55011,19.89094],[-98.54568,19.89297],[-98.5397,19.89573],[-98.53557,19.8976],[-98.53165,19.89941],[-98.52727,19.90144],[-98.52208,19.90382],[-98.51838,19.90552],[-98.51463,19.90726],[-98.50929,19.9097],[-98.50364,19.91232],[-98.49941,19.91425],[-98.49418,19.91667],[-98.48998,19.9186],[-98.48664,19.9205],[-98.483,19.92257],[-98.47893,19.92487],[-98.47479,19.92723],[-98.47083,19.92947],[-98.46391,19.93344],[-98.45926,19.93603],[-98.45469,19.93866],[-98.45024,19.94118],[-98.44571,19.94375],[-98.4412,19.94629],[-98.43691,19.94874],[-98.43228,19.95136],[-98.4262,19.95481],[-98.41988,19.95842],[-98.41721,19.95992],[-98.41268,19.96164],[-98.40812,19.96336],[-98.40361,19.96507],[-98.39854,19.967],[-98.39278,19.96916],[-98.38758,19.97114],[-98.38328,19.97277],[-98.37849,19.97458],[-98.37353,19.97647],[-98.36874,19.97827],[-98.36465,19.9798],[-98.36015,19.9815],[-98.35538,19.98327],[-98.34838,19.98592],[-98.34191,19.98838],[-98.33607,19.99062],[-98.33009,19.99285],[-98.32648,19.99422],[-98.32232,19.99579],[-98.31767,19.99757],[-98.31266,19.99944],[-98.30748,20.0014],[-98.30201,20.00344],[-98.29858,20.00476],[-98.29518,20.00606],[-98.29032,20.00789],[-98.28542,20.00972],[-98.28066,20.01152],[-98.27639,20.01314],[-98.27161,20.01735],[-98.26878,20.01986],[-98.26391,20.02414],[-98.25986,20.02769],[-98.25568,20.0314],[-98.25127,20.03529],[-98.24758,20.03855],[-98.24367,20.04199],[-98.2397,20.04549],[-98.23248,20.05191],[-98.22673,20.05696],[-98.22225,20.06091],[-98.21922,20.06359],[-98.21735,20.06746],[-98.21525,20.07179],[-98.21404,20.07431],[-98.21094,20.08076],[-98.20959,20.08359],[-98.2061,20.09067],[-98.20451,20.09394],[-98.20258,20.0978],[-98.20178,20.09953],[-98.19861,20.106],[-98.19609,20.11117],[-98.19456,20.11447],[-98.19275,20.11816],[-98.19033,20.12313],[-98.18791,20.12822],[-98.18522,20.13377],[-98.18378,20.1367],[-98.18073,20.14307],[-98.17813,20.14465],[-98.17619,20.14588],[-98.176,20.15055],[-98.17585,20.15334],[-98.17425,20.15673],[-98.17241,20.1608],[-98.17098,20.16395],[-98.1692,20.16697],[-98.16734,20.17023],[-98.16468,20.17479],[-98.16193,20.17569],[-98.1571,20.17727],[-98.15374,20.17837],[-98.1503,20.17949],[-98.14757,20.18039],[-98.14328,20.18196],[-98.14242,20.18231],[-98.13828,20.18386],[-98.13683,20.18415],[-98.13561,20.1844],[-98.12387,20.18678],[-98.12271,20.187],[-98.11817,20.18978],[-98.11134,20.19441],[-98.10772,20.19698],[-98.10489,20.19891],[-98.09351,20.2067],[-98.0868,20.21132],[-98.08467,20.21274],[-98.07986,20.21606],[-98.07369,20.22026],[-98.07024,20.22278],[-98.06538,20.2261],[-98.06107,20.229],[-98.05896,20.23051],[-98.05327,20.23439],[-98.04889,20.23735],[-98.03999,20.24348],[-98.03483,20.24707],[-98.03106,20.24963],[-98.02693,20.25245],[-98.02528,20.25351],[-98.02167,20.25601],[-98.01789,20.25867],[-98.01515,20.26054],[-98.01038,20.26376],[-98.00684,20.2662],[-98.003,20.26886],[-97.99848,20.27193],[-97.99485,20.27444],[-97.98758,20.27941],[-97.9833,20.28543],[-97.97369,20.28989],[-97.97136,20.29508],[-97.96902,20.30031],[-97.96669,20.30554],[-97.96365,20.31234],[-97.96003,20.3164],[-97.95843,20.3207],[-97.95756,20.32304],[-97.95466,20.33089],[-97.95261,20.3364],[-97.95169,20.33969],[-97.94958,20.3473],[-97.94927,20.34834],[-97.94792,20.34912],[-97.94117,20.35265],[-97.93556,20.3537],[-97.93052,20.3547],[-97.92379,20.35603],[-97.91776,20.35723],[-97.91547,20.35761],[-97.90695,20.35937],[-97.89871,20.36092],[-97.89677,20.36132],[-97.89207,20.36427],[-97.88807,20.36679],[-97.87896,20.3725],[-97.87726,20.37355],[-97.87604,20.37426],[-97.86946,20.37848],[-97.86907,20.38009],[-97.86744,20.38684],[-97.86568,20.39417],[-97.86442,20.39926],[-97.86394,20.40124],[-97.86208,20.40897],[-97.85988,20.41047],[-97.85036,20.41671],[-97.84827,20.41807],[-97.84443,20.42062],[-97.84025,20.42341],[-97.83787,20.42486],[-97.83314,20.4282],[-97.83054,20.42985],[-97.82626,20.43166],[-97.82159,20.43378],[-97.81128,20.43829],[-97.8062,20.44058],[-97.80379,20.44067],[-97.79906,20.44079],[-97.79668,20.44193],[-97.79438,20.44454],[-97.79255,20.44655],[-97.78543,20.44963],[-97.78162,20.4512],[-97.77972,20.45205],[-97.77359,20.4548],[-97.76553,20.45835],[-97.76258,20.45967],[-97.75767,20.46179],[-97.75204,20.46385],[-97.74243,20.46738],[-97.73745,20.46921],[-97.73232,20.47112],[-97.72753,20.47289],[-97.72311,20.47403],[-97.7175,20.47547],[-97.71298,20.47662],[-97.708,20.47792],[-97.70381,20.47897],[-97.70023,20.47988],[-97.69654,20.48083],[-97.68929,20.4827],[-97.68538,20.48371],[-97.68108,20.48482],[-97.67639,20.48603],[-97.67222,20.48708],[-97.66898,20.48791],[-97.66585,20.4887],[-97.66155,20.48901],[-97.65682,20.48937],[-97.65112,20.48976],[-97.64307,20.49032],[-97.63758,20.49072],[-97.6335,20.49102],[-97.62626,20.49155],[-97.62284,20.49176],[-97.61915,20.49202],[-97.61544,20.49228],[-97.61002,20.49263],[-97.6057,20.4929],[-97.60056,20.49331],[-97.59225,20.49392],[-97.59029,20.49405],[-97.58735,20.49418],[-97.58109,20.49456],[-97.5784,20.49472],[-97.57402,20.49707],[-97.57053,20.49767],[-97.56579,20.49864],[-97.5626,20.49924],[-97.55916,20.49988],[-97.55239,20.50111],[-97.54715,20.502],[-97.54294,20.50285],[-97.53762,20.50389],[-97.53378,20.50457],[-97.52842,20.50555],[-97.52206,20.50674],[-97.51989,20.50713],[-97.51833,20.50931],[-97.51865,20.51293],[-97.51883,20.51544],[-97.52143,20.51944],[-97.52394,20.5233],[-97.52552,20.52579],[-97.52981,20.53242],[-97.53173,20.53542],[-97.53437,20.53955],[-97.53622,20.54241],[-97.53884,20.54652],[-97.54056,20.54914],[-97.54318,20.55317],[-97.54538,20.55664],[-97.54433,20.55978],[-97.54372,20.56168],[-97.54184,20.56723],[-97.54094,20.57004],[-97.53974,20.57364],[-97.53839,20.57774],[-97.53731,20.58094],[-97.53648,20.58345],[-97.5357,20.58583],[-97.53463,20.58909],[-97.53255,20.59532],[-97.53152,20.59842],[-97.52994,20.60324],[-97.52916,20.60552],[-97.52786,20.60948],[-97.52698,20.61209],[-97.526,20.615],[-97.52523,20.61745],[-97.52339,20.62296],[-97.51728,20.62665],[-97.51396,20.62864],[-97.51066,20.63065],[-97.5075,20.63253],[-97.50076,20.63655],[-97.49617,20.63927],[-97.49399,20.64179],[-97.49119,20.64495],[-97.48867,20.64777],[-97.48621,20.65055],[-97.48363,20.65341],[-97.48099,20.65637],[-97.47841,20.65929],[-97.47548,20.66255],[-97.47132,20.6673],[-97.46831,20.67063],[-97.46603,20.67323],[-97.46386,20.67657],[-97.46152,20.6802],[-97.45949,20.68334],[-97.45666,20.68771],[-97.45485,20.69048],[-97.45338,20.69274],[-97.44962,20.69861],[-97.44723,20.70233],[-97.44405,20.70716],[-97.44123,20.71152],[-97.43929,20.71457],[-97.43645,20.71892],[-97.4346,20.72183],[-97.43208,20.72572],[-97.42915,20.73022],[-97.42597,20.73516],[-97.4242,20.73787],[-97.42096,20.74286],[-97.41821,20.74712],[-97.41493,20.75219],[-97.41281,20.75548],[-97.41086,20.75849],[-97.40873,20.76177],[-97.40649,20.76523],[-97.40484,20.76774],[-97.40298,20.77069],[-97.40155,20.77288],[-97.39907,20.77665],[-97.39695,20.77994],[-97.39511,20.78282],[-97.39361,20.78511],[-97.39052,20.78986],[-97.38788,20.79396],[-97.38575,20.79723],[-97.38427,20.79952],[-97.38169,20.80353],[-97.38006,20.80604],[-97.37842,20.80856],[-97.37578,20.81048],[-97.37209,20.81314],[-97.36781,20.81623],[-97.36545,20.81797],[-97.36175,20.81912],[-97.357,20.82061],[-97.35436,20.82144],[-97.35031,20.8227],[-97.34616,20.82401],[-97.34328,20.82491],[-97.33937,20.82616],[-97.33509,20.8275],[-97.3318,20.82854],[-97.32866,20.82953],[-97.32461,20.82888],[-97.32086,20.82828],[-97.31678,20.82764],[-97.3123,20.82694],[-97.308,20.82626],[-97.30374,20.82559],[-97.30061,20.82506],[-97.29724,20.82455],[-97.29408,20.82405],[-97.29087,20.82583],[-97.28676,20.82808],[-97.28288,20.83023],[-97.27997,20.83194],[-97.27548,20.83447],[-97.2714,20.83671],[-97.2689,20.83813],[-97.26507,20.84027],[-97.26093,20.84171],[-97.25698,20.8431],[-97.25361,20.84424],[-97.24906,20.84585],[-97.24691,20.84493],[-97.24629,20.8435]]}}
Línea 400.0 kV | LineString | 400.0 kV | 1 |  |  | CFE |  |  |  |  | OpenStreetMap | {"type":"Feature","properties":{},"geometry":{"type":"LineString","coordinates":[[-97.50358,20.51068],[-97.50305,20.51093],[-97.5009,20.51324],[-97.50136,20.51763],[-97.50196,20.5233],[-97.50263,20.52968],[-97.50292,20.5322],[-97.50336,20.53641],[-97.50381,20.54051],[-97.50435,20.54571],[-97.50491,20.55086],[-97.50548,20.55613],[-97.50597,20.56069],[-97.50646,20.5653],[-97.50672,20.5678],[-97.51016,20.57346],[-97.51241,20.57722],[-97.51444,20.58046],[-97.5173,20.58521],[-97.51958,20.58899],[-97.52161,20.59229],[-97.52372,20.59574],[-97.52579,20.59912],[-97.52852,20.6036],[-97.53065,20.60712],[-97.53271,20.61046],[-97.53465,20.61371],[-97.53789,20.61893],[-97.53982,20.62214],[-97.54226,20.62605],[-97.54347,20.6282],[-97.54635,20.63289],[-97.54823,20.63599],[-97.55035,20.63944],[-97.55234,20.6427],[-97.55528,20.64746],[-97.55622,20.64901],[-97.55891,20.65346],[-97.56211,20.65864],[-97.56423,20.66215],[-97.56534,20.66401],[-97.56801,20.66835],[-97.57112,20.67348],[-97.57308,20.67668],[-97.57472,20.67936],[-97.57755,20.68402],[-97.5801,20.68821],[-97.58257,20.69221],[-97.58501,20.69617],[-97.58783,20.70083],[-97.58984,20.70413],[-97.5919,20.70747],[-97.59343,20.70999],[-97.59524,20.71291],[-97.59812,20.71766],[-97.60012,20.72092],[-97.60288,20.72548],[-97.60396,20.72722],[-97.60606,20.73071],[-97.60806,20.73395],[-97.61073,20.73831],[-97.61427,20.74408],[-97.61649,20.7477],[-97.61908,20.75193],[-97.62133,20.75557],[-97.62353,20.7592],[-97.62534,20.76215],[-97.62815,20.76682],[-97.63207,20.77319],[-97.63467,20.77746],[-97.63761,20.78226],[-97.64174,20.789],[-97.64243,20.79019],[-97.64621,20.7963],[-97.64943,20.80163],[-97.65077,20.80379],[-97.65396,20.80901],[-97.65515,20.81096],[-97.6581,20.81576],[-97.66043,20.81955],[-97.66434,20.82592],[-97.66789,20.83178],[-97.67173,20.8381],[-97.67365,20.84117],[-97.67629,20.84549],[-97.67898,20.84989],[-97.68156,20.85411],[-97.68416,20.85832],[-97.68676,20.86267],[-97.68832,20.86515],[-97.69073,20.86912],[-97.69443,20.87503],[-97.69683,20.87906],[-97.69861,20.88202],[-97.7004,20.88487],[-97.70436,20.8914],[-97.70702,20.89569],[-97.70961,20.89996],[-97.71177,20.90347],[-97.71355,20.90642],[-97.71549,20.90958],[-97.71668,20.91341],[-97.71791,20.91737],[-97.71904,20.92098],[-97.72031,20.92517],[-97.72192,20.93043],[-97.72326,20.93468],[-97.72446,20.9386],[-97.72585,20.9431],[-97.72705,20.94698],[-97.72824,20.95071],[-97.72938,20.95446],[-97.73057,20.95831],[-97.73175,20.96214],[-97.7329,20.96582],[-97.73407,20.96967],[-97.7353,20.9736],[-97.73664,20.97799],[-97.73783,20.98181],[-97.73896,20.98544],[-97.74019,20.98943],[-97.74147,20.99357],[-97.74259,20.99723],[-97.74387,21.00127],[-97.74512,21.00535],[-97.74647,21.0097],[-97.7479,21.01443],[-97.749,21.01792],[-97.75022,21.02185],[-97.7514,21.02566],[-97.7528,21.03016],[-97.75394,21.03397],[-97.75507,21.03774],[-97.75628,21.04162],[-97.75738,21.04516],[-97.75889,21.04998],[-97.76,21.05365],[-97.76128,21.05786],[-97.76267,21.06232],[-97.76425,21.06737],[-97.76543,21.07114],[-97.7667,21.07521],[-97.76709,21.07757],[-97.7676,21.08066],[-97.7684,21.08593],[-97.76908,21.09034],[-97.76971,21.09424],[-97.77042,21.09871],[-97.77114,21.10346],[-97.77191,21.10807],[-97.77252,21.11197],[-97.7731,21.11567],[-97.7737,21.11932],[-97.77455,21.12426],[-97.77522,21.12871],[-97.77605,21.13412],[-97.7767,21.13819],[-97.77727,21.14181],[-97.77786,21.14551],[-97.77843,21.14908],[-97.77903,21.15297],[-97.77964,21.15679],[-97.78024,21.16059],[-97.78067,21.16339],[-97.78119,21.16653],[-97.78152,21.16867],[-97.78223,21.17315],[-97.78302,21.17797],[-97.78374,21.18262],[-97.78435,21.1866],[-97.78498,21.19043],[-97.78558,21.19424],[-97.78623,21.19842],[-97.78682,21.20212],[-97.78747,21.20616],[-97.78809,21.21009],[-97.78871,21.2139],[-97.78924,21.21724],[-97.7899,21.2213],[-97.79072,21.22655],[-97.79114,21.22923],[-97.79206,21.23463],[-97.79248,21.23757],[-97.7932,21.24222],[-97.79377,21.24578],[-97.79448,21.25003],[-97.79519,21.25469],[-97.7959,21.25926],[-97.79662,21.26365],[-97.79745,21.26903],[-97.79788,21.2717],[-97.79844,21.27523],[-97.79919,21.27993],[-97.79951,21.28197],[-97.7997,21.28315],[-97.80036,21.28734],[-97.8007,21.28897],[-97.80149,21.29438],[-97.80224,21.2992],[-97.80321,21.30501],[-97.80408,21.30681],[-97.807,21.31292],[-97.80965,21.31805],[-97.81218,21.32358],[-97.81373,21.32673],[-97.8157,21.3309],[-97.81809,21.33572],[-97.8201,21.33983],[-97.82044,21.3434],[-97.82068,21.34561],[-97.82095,21.34838],[-97.82153,21.35405],[-97.82198,21.35886],[-97.82227,21.36197],[-97.82245,21.36399],[-97.82286,21.36834],[-97.82318,21.37157],[-97.82345,21.37435],[-97.82382,21.37825],[-97.82422,21.3824],[-97.82455,21.38563],[-97.825,21.39073],[-97.82566,21.39667],[-97.82605,21.40103],[-97.8264,21.4049],[-97.82671,21.40771],[-97.82699,21.41118],[-97.8273,21.41434],[-97.82783,21.41983],[-97.82829,21.42479],[-97.82877,21.42972],[-97.82923,21.43425],[-97.8296,21.43815],[-97.82991,21.4416],[-97.83034,21.44592],[-97.83074,21.45006],[-97.83113,21.45404],[-97.83149,21.45778],[-97.8319,21.46212],[-97.83235,21.46673],[-97.83279,21.47117],[-97.83316,21.47507],[-97.83352,21.47894],[-97.83391,21.48291],[-97.83431,21.48719],[-97.83471,21.49118],[-97.83515,21.49585],[-97.83551,21.49953],[-97.83593,21.50403],[-97.83643,21.50911],[-97.83684,21.51327],[-97.83728,21.51813],[-97.83775,21.52285],[-97.83811,21.52664],[-97.83855,21.53086],[-97.83889,21.53465],[-97.83929,21.53879],[-97.83971,21.54302],[-97.84007,21.54676],[-97.8404,21.55023],[-97.84082,21.55467],[-97.84129,21.55944],[-97.84169,21.56359],[-97.8421,21.56792],[-97.84249,21.5717],[-97.84292,21.57649],[-97.84329,21.58025],[-97.84372,21.58454],[-97.84408,21.58818],[-97.84437,21.59142],[-97.84517,21.59466],[-97.84603,21.59817],[-97.84709,21.6025],[-97.84811,21.6066],[-97.84906,21.61043],[-97.84994,21.61405],[-97.8509,21.618],[-97.85174,21.62134],[-97.85269,21.62502],[-97.85386,21.63001],[-97.85492,21.63429],[-97.85575,21.63757],[-97.85646,21.64031],[-97.85713,21.64338],[-97.85814,21.64732],[-97.85896,21.65057],[-97.85975,21.65382],[-97.86057,21.65708],[-97.86145,21.66169],[-97.86212,21.66514],[-97.86286,21.66898],[-97.86349,21.67225],[-97.86416,21.67574],[-97.86477,21.67875],[-97.86531,21.68158],[-97.86627,21.68636],[-97.86694,21.68981],[-97.86759,21.69329],[-97.86855,21.69822],[-97.8694,21.70259],[-97.86999,21.7057],[-97.87053,21.7084],[-97.87114,21.71158],[-97.87185,21.71516],[-97.87265,21.71926],[-97.87347,21.7235],[-97.87421,21.72731],[-97.87497,21.73123],[-97.87579,21.73543],[-97.87649,21.73898],[-97.8771,21.74224],[-97.8778,21.7457],[-97.87868,21.75028],[-97.87939,21.75383],[-97.88016,21.75771],[-97.88127,21.76147],[-97.88219,21.76451],[-97.88316,21.76772],[-97.88416,21.77112],[-97.88548,21.77547],[-97.88666,21.7794],[-97.88768,21.7828],[-97.88889,21.78684],[-97.89,21.79053],[-97.8911,21.79427],[-97.89212,21.79766],[-97.89334,21.80168],[-97.89451,21.80548],[-97.89567,21.80948],[-97.89654,21.81243],[-97.8976,21.8159],[-97.89874,21.81972],[-97.89956,21.82241],[-97.90048,21.82544],[-97.90147,21.82878],[-97.90307,21.83252],[-97.90469,21.83632],[-97.90625,21.83998],[-97.90777,21.84353],[-97.90918,21.84689],[-97.91072,21.85041],[-97.91272,21.85513],[-97.91455,21.8594],[-97.91622,21.86334],[-97.91815,21.86786],[-97.91988,21.8719],[-97.92125,21.8751],[-97.92306,21.87935],[-97.92503,21.88399],[-97.92714,21.88893],[-97.92837,21.8918],[-97.92976,21.8951],[-97.93143,21.89897],[-97.93312,21.90288],[-97.93467,21.90653],[-97.93627,21.91032],[-97.93821,21.91481],[-97.93997,21.91895],[-97.94164,21.92281],[-97.94284,21.92564],[-97.94402,21.92845],[-97.94577,21.93257],[-97.94783,21.93736],[-97.94959,21.94147],[-97.95133,21.94557],[-97.95295,21.94938],[-97.95432,21.9527],[-97.95596,21.9565],[-97.95772,21.96063],[-97.95932,21.96435],[-97.96128,21.96901],[-97.96314,21.97332],[-97.96474,21.97705],[-97.96591,21.97971],[-97.96803,21.98475],[-97.96932,21.98775],[-97.97047,21.99054],[-97.97158,21.99313],[-97.9736,21.99786],[-97.97521,22.00162],[-97.97738,22.00671],[-97.9791,22.0108],[-97.97963,22.01546],[-97.98023,22.02135],[-97.98065,22.02521],[-97.98113,22.02966],[-97.98165,22.03456],[-97.98217,22.03957],[-97.98258,22.04337],[-97.98297,22.04721],[-97.98342,22.05128],[-97.9838,22.05504],[-97.98429,22.05928],[-97.98461,22.06251],[-97.98507,22.0669],[-97.9856,22.07175],[-97.986,22.07573],[-97.98647,22.08003],[-97.98705,22.08554],[-97.98752,22.08985],[-97.98805,22.09498],[-97.9885,22.0992],[-97.98883,22.10247],[-97.98916,22.10578],[-97.98966,22.11023],[-97.99023,22.11541],[-97.9907,22.11998],[-97.99118,22.12452],[-97.99162,22.12859],[-97.99205,22.13272],[-97.99249,22.13663],[-97.99286,22.14051],[-97.99342,22.14542],[-97.9939,22.14982],[-97.99425,22.15451],[-97.99486,22.15906],[-97.99528,22.1631],[-97.99569,22.16695],[-97.99623,22.172],[-97.99683,22.17751],[-97.9974,22.18305],[-97.99801,22.18877],[-97.99852,22.1936],[-97.99965,22.19797],[-98.00045,22.20101],[-98.00152,22.20513],[-98.00239,22.20853],[-98.00355,22.21307],[-98.0044,22.21638],[-98.00545,22.22046],[-98.00622,22.22345],[-98.00637,22.22406],[-98.00614,22.22445],[-98.00581,22.22407]]}}
Línea 400.0 kV | LineString | 400.0 kV | 1 |  |  | Comisión Federal de Electricidad |  |  |  |  | OpenStreetMap | {"type":"Feature","properties":{},"geometry":{"type":"LineString","coordinates":[[-97.65386,20.66247],[-97.65625,20.65868],[-97.65944,20.65327],[-97.66205,20.64909],[-97.66573,20.64326],[-97.66691,20.64131],[-97.66857,20.63856],[-97.67018,20.63619],[-97.67194,20.6332],[-97.67379,20.63023],[-97.67558,20.62735],[-97.67772,20.62391],[-97.67934,20.62137],[-97.68183,20.61778],[-97.68462,20.61373],[-97.68708,20.61021],[-97.68865,20.60801],[-97.6914,20.60396],[-97.69476,20.59924],[-97.69673,20.59648],[-97.69973,20.59212],[-97.70189,20.58903],[-97.704,20.58605],[-97.70775,20.58075],[-97.70915,20.57862],[-97.71131,20.57561],[-97.71326,20.57274],[-97.71583,20.56911],[-97.72059,20.56235],[-97.72265,20.55932],[-97.72532,20.55564],[-97.73005,20.5488],[-97.73295,20.54453],[-97.73561,20.54078],[-97.73728,20.5384],[-97.73923,20.53573],[-97.74101,20.53299],[-97.74279,20.53062],[-97.74398,20.52878],[-97.74608,20.52585],[-97.75032,20.51974],[-97.75266,20.51643],[-97.75499,20.5131],[-97.75715,20.51002],[-97.75926,20.50699],[-97.76137,20.50392],[-97.76349,20.50092],[-97.76548,20.49805],[-97.76821,20.49417],[-97.77116,20.48996],[-97.77376,20.48616],[-97.77529,20.48402],[-97.77678,20.48194],[-97.77815,20.47989],[-97.77975,20.47765],[-97.78205,20.4743],[-97.78481,20.47033],[-97.78776,20.46617],[-97.79032,20.46247],[-97.7926,20.45923],[-97.79363,20.45767],[-97.79645,20.44987],[-97.79791,20.44574],[-97.79874,20.44334],[-97.80091,20.43732],[-97.80147,20.43558],[-97.80347,20.43],[-97.80441,20.42733],[-97.80551,20.42424],[-97.80678,20.42066],[-97.80924,20.41358],[-97.81071,20.4095],[-97.81187,20.40627],[-97.81184,20.40366],[-97.81176,20.39997],[-97.81171,20.39637],[-97.81365,20.39374],[-97.81547,20.39124],[-97.81731,20.38873],[-97.81883,20.3867],[-97.81982,20.38381],[-97.82108,20.38029],[-97.82214,20.37731],[-97.82312,20.37455],[-97.82411,20.37181],[-97.825,20.36931],[-97.82612,20.36617],[-97.8268,20.36431],[-97.82788,20.36134],[-97.82902,20.35801],[-97.83046,20.35396],[-97.8312,20.3519],[-97.83247,20.34848],[-97.83321,20.3463],[-97.8341,20.34393],[-97.83511,20.34109],[-97.83594,20.33876],[-97.83761,20.33389],[-97.83902,20.32982],[-97.84033,20.3261],[-97.84154,20.3227],[-97.84268,20.31945],[-97.84398,20.31569],[-97.84583,20.31048],[-97.84657,20.30828],[-97.84799,20.30429],[-97.85069,20.2965],[-97.85157,20.29394],[-97.85365,20.28822],[-97.85459,20.28556],[-97.85581,20.28211],[-97.85688,20.27903],[-97.85785,20.27622],[-97.8588,20.27353],[-97.86023,20.26941],[-97.86074,20.26789],[-97.86373,20.25936],[-97.869,20.24429],[-97.87112,20.23916],[-97.87176,20.23423],[-97.87201,20.23158],[-97.87298,20.22609],[-97.87382,20.2201],[-97.87409,20.21759],[-97.87457,20.21429],[-97.87677,20.21164],[-97.87799,20.21021],[-97.88099,20.20691],[-97.88526,20.20233],[-97.88688,20.20061],[-97.88869,20.19858],[-97.89335,20.1936],[-97.89534,20.19141],[-97.89735,20.18566],[-97.89862,20.182],[-97.90093,20.17534],[-97.90113,20.17481],[-97.90841,20.17144],[-97.91073,20.16818],[-97.91139,20.16351],[-97.912,20.15901],[-97.91233,20.15644],[-97.91309,20.15094],[-97.91367,20.14687],[-97.91405,20.14393],[-97.915,20.13898],[-97.91564,20.13567],[-97.91672,20.1299],[-97.91878,20.12568],[-97.9209,20.12132],[-97.92238,20.11825],[-97.92385,20.11522],[-97.92682,20.10824],[-97.93057,20.10139],[-97.93223,20.09488],[-97.93444,20.09149],[-97.9361,20.08895],[-97.93756,20.08666],[-97.93914,20.08431],[-97.94036,20.08243],[-97.94276,20.07874],[-97.9451,20.07517],[-97.94898,20.06917],[-97.95081,20.06635],[-97.95206,20.06442],[-97.95001,20.05239],[-97.94898,20.04539],[-97.94859,20.04271],[-97.95004,20.03949],[-97.95319,20.03252],[-97.95466,20.02933],[-97.97334,19.99198],[-97.97673,19.98542],[-97.97802,19.98298],[-97.97978,19.97965],[-97.98163,19.9761],[-97.98381,19.97197],[-97.98674,19.96633],[-97.99095,19.95824],[-97.99262,19.95508],[-97.99552,19.94823],[-97.99759,19.94276],[-97.99926,19.93821],[-98.00105,19.93434],[-98.00233,19.93157],[-98.00423,19.92744],[-98.0058,19.92405],[-98.00713,19.92116],[-98.0087,19.91778],[-98.011,19.91279],[-98.01225,19.91016],[-98.0147,19.90485],[-98.0165,19.90098],[-98.01771,19.89835],[-98.01894,19.89568],[-98.02038,19.89256],[-98.0218,19.88939],[-98.02348,19.88579],[-98.02496,19.88255],[-98.02648,19.87926],[-98.02847,19.87498],[-98.03013,19.87136],[-98.03139,19.86865],[-98.03269,19.86582],[-98.03408,19.86269],[-98.03544,19.85987],[-98.03658,19.85738],[-98.03822,19.85391],[-98.03943,19.85123],[-98.04211,19.84909],[-98.04388,19.84769],[-98.04678,19.84543],[-98.05014,19.84276],[-98.05276,19.84068],[-98.05583,19.83823],[-98.05776,19.83672],[-98.06073,19.8344],[-98.06326,19.83116],[-98.06515,19.82874],[-98.06734,19.826],[-98.06942,19.82331],[-98.07137,19.82085],[-98.07336,19.81831],[-98.0756,19.81549],[-98.07759,19.81293],[-98.08072,19.809],[-98.08266,19.8066],[-98.08457,19.80422],[-98.08689,19.80124],[-98.08915,19.79834],[-98.09143,19.79548],[-98.09404,19.79215],[-98.09683,19.78858],[-98.09963,19.78503],[-98.10176,19.78234],[-98.10385,19.7797],[-98.10584,19.77665],[-98.1079,19.7735],[-98.10984,19.77058],[-98.11205,19.76719],[-98.11413,19.76404],[-98.11662,19.76027],[-98.1188,19.75693],[-98.12042,19.75443],[-98.12203,19.75199],[-98.12464,19.74939],[-98.12712,19.74692],[-98.1296,19.74451]]}}
Línea 400.0 kV | LineString | 400.0 kV | 2 |  |  | CFE |  |  |  |  | OpenStreetMap | {"type":"Feature","properties":{},"geometry":{"type":"LineString","coordinates":[[-97.25102,20.84001],[-97.24913,20.83933],[-97.24705,20.8403]]}}
Línea 400.0 kV | LineString | 400.0 kV |  |  |  | CFE |  |  |  |  | OpenStreetMap | {"type":"Feature","properties":{},"geometry":{"type":"LineString","coordinates":[[-97.50347,20.51046],[-97.50285,20.51063],[-97.50006,20.51314],[-97.49982,20.51694],[-97.49955,20.5211],[-97.4993,20.525],[-97.49904,20.52914],[-97.49885,20.53202],[-97.49867,20.53469],[-97.4985,20.53745],[-97.49834,20.54007],[-97.49817,20.54267],[-97.49804,20.54472],[-97.49859,20.55063],[-97.49843,20.55371],[-97.49828,20.55647],[-97.49926,20.55963],[-97.50029,20.56309],[-97.50161,20.56738],[-97.50179,20.57073],[-97.50206,20.5776],[-97.50222,20.58155],[-97.50241,20.58612],[-97.50253,20.58921],[-97.50264,20.59195],[-97.50273,20.59463],[-97.504,20.59751],[-97.50544,20.60086],[-97.50692,20.60417],[-97.50917,20.60929],[-97.51166,20.61498],[-97.51362,20.61935],[-97.51494,20.62251],[-97.5161,20.6251],[-97.5174,20.62804],[-97.51986,20.6337],[-97.52161,20.63773],[-97.52308,20.64109],[-97.52455,20.64441],[-97.52619,20.64817],[-97.52777,20.65177],[-97.52958,20.65591],[-97.53085,20.65874],[-97.53193,20.66124],[-97.53299,20.66367],[-97.53427,20.66668],[-97.53579,20.67005],[-97.53689,20.67252],[-97.53776,20.67456],[-97.53969,20.67891],[-97.54086,20.68162],[-97.54329,20.6871],[-97.54443,20.68962],[-97.54621,20.69383],[-97.54749,20.69673],[-97.54882,20.6997],[-97.55044,20.70347],[-97.55208,20.70717],[-97.55454,20.71279],[-97.55667,20.7177],[-97.55806,20.72079],[-97.55957,20.72424],[-97.56068,20.72683],[-97.55971,20.72998],[-97.55893,20.73248],[-97.55752,20.73709],[-97.55689,20.7391],[-97.55524,20.74448],[-97.55381,20.74908],[-97.55263,20.75301],[-97.55159,20.75564],[-97.54999,20.75979],[-97.54854,20.76352],[-97.54656,20.76864],[-97.54531,20.77179],[-97.54414,20.7747],[-97.54257,20.77879],[-97.54151,20.7815],[-97.54033,20.78445],[-97.53879,20.7885],[-97.53767,20.79123],[-97.53617,20.79515],[-97.53462,20.79915],[-97.53327,20.80255],[-97.53166,20.80663],[-97.53022,20.81024],[-97.52914,20.81303],[-97.52792,20.81617],[-97.52616,20.82062],[-97.52513,20.8232],[-97.52441,20.82511],[-97.52229,20.83052],[-97.52146,20.83264],[-97.52022,20.8358],[-97.51871,20.83967],[-97.51697,20.84397],[-97.51587,20.84679],[-97.51484,20.84943],[-97.51353,20.85281],[-97.51238,20.85583],[-97.51109,20.85909],[-97.51009,20.86167],[-97.50851,20.86562],[-97.50677,20.87006],[-97.50587,20.87232],[-97.50452,20.87576],[-97.50306,20.87807],[-97.50106,20.88123],[-97.49926,20.88403],[-97.49719,20.8873],[-97.49524,20.89038],[-97.49325,20.89353],[-97.49126,20.89667],[-97.48988,20.90197],[-97.48913,20.90487],[-97.4882,20.90844],[-97.48732,20.91178],[-97.4864,20.91533],[-97.48561,20.91834],[-97.48477,20.92153],[-97.48399,20.9245],[-97.48306,20.92807],[-97.48213,20.9316],[-97.48123,20.93506],[-97.48066,20.93647],[-97.47794,20.94348],[-97.47655,20.94698],[-97.47485,20.95123],[-97.47343,20.95492],[-97.47206,20.95836],[-97.47053,20.9622],[-97.4697,20.96431],[-97.46747,20.97007],[-97.46685,20.97166],[-97.46394,20.97254],[-97.46034,20.97375],[-97.45493,20.97556],[-97.44974,20.97721],[-97.4464,20.97838],[-97.44313,20.97943],[-97.43877,20.9809],[-97.43475,20.98218],[-97.43094,20.98348],[-97.42771,20.98454],[-97.42406,20.98574],[-97.42022,20.98701],[-97.41581,20.98846],[-97.4114,20.98992],[-97.40714,20.99132],[-97.4036,20.99249],[-97.40005,20.99366],[-97.39667,20.99478],[-97.39285,20.99603],[-97.38922,20.99722],[-97.38521,20.99855],[-97.38221,20.99954],[-97.37821,21.00085],[-97.37457,21.00205]]}}
Línea 400.0 kV | LineString | 400.0 kV | 1 |  |  | CFE |  |  |  |  | OpenStreetMap | {"type":"Feature","properties":{},"geometry":{"type":"LineString","coordinates":[[-99.27394,20.05734],[-99.27223,20.05709],[-99.26924,20.05685],[-99.26642,20.05901],[-99.26503,20.06229],[-99.26341,20.06606],[-99.26331,20.06639],[-99.263,20.06708],[-99.26384,20.06788],[-99.26463,20.06863],[-99.26517,20.06914],[-99.26593,20.06988],[-99.26661,20.07053],[-99.26719,20.07108],[-99.26794,20.0718],[-99.2687,20.07252],[-99.26947,20.07325],[-99.27023,20.07397],[-99.27018,20.07483],[-99.26946,20.07562],[-99.26869,20.07643],[-99.26798,20.07721],[-99.26741,20.07784],[-99.26788,20.07871],[-99.26835,20.07958],[-99.26882,20.08046],[-99.26927,20.08132],[-99.26975,20.08217],[-99.27023,20.08308],[-99.27071,20.08394],[-99.26978,20.08439],[-99.26866,20.08461],[-99.26755,20.08483],[-99.26677,20.08498],[-99.26697,20.08616],[-99.2682,20.08942],[-99.26949,20.0928],[-99.27065,20.09588],[-99.27176,20.09877],[-99.27296,20.10193],[-99.27411,20.10497],[-99.27543,20.10848],[-99.27682,20.11211],[-99.27815,20.1156],[-99.27941,20.11891],[-99.28071,20.12231],[-99.2819,20.12546],[-99.28307,20.12852],[-99.28557,20.13506],[-99.28718,20.13939],[-99.28852,20.14289],[-99.28982,20.14627],[-99.29108,20.14961],[-99.29233,20.15292],[-99.29356,20.15614],[-99.29491,20.15971],[-99.29637,20.16353],[-99.29779,20.16728],[-99.29893,20.17025],[-99.29999,20.17307],[-99.30128,20.17646],[-99.30247,20.1796],[-99.3038,20.18311],[-99.305,20.18623],[-99.30581,20.18838],[-99.31142,20.19045],[-99.31507,20.1918],[-99.31819,20.19297],[-99.32086,20.19395],[-99.32558,20.19569],[-99.32852,20.19678],[-99.33091,20.19766],[-99.33725,20.20001],[-99.34072,20.20129],[-99.34198,20.20175],[-99.34715,20.20367],[-99.35092,20.20506],[-99.35408,20.20623],[-99.3579,20.20764],[-99.36244,20.20931],[-99.36373,20.2098],[-99.37099,20.2125],[-99.37385,20.21356],[-99.37713,20.21477],[-99.38052,20.21604],[-99.38434,20.21745],[-99.38746,20.21859],[-99.39103,20.21991],[-99.39468,20.22125],[-99.39971,20.22309],[-99.40257,20.22417],[-99.40556,20.22527],[-99.40986,20.22507],[-99.41395,20.22486],[-99.41778,20.22468],[-99.42143,20.2245],[-99.42621,20.22426],[-99.42976,20.2241],[-99.43443,20.22387],[-99.43716,20.22373],[-99.44062,20.22356],[-99.44492,20.22336],[-99.44819,20.2232],[-99.45192,20.22302],[-99.45613,20.2228],[-99.46128,20.22648],[-99.46373,20.2282],[-99.46758,20.23097],[-99.46989,20.2326],[-99.47344,20.23512],[-99.47611,20.23699],[-99.47915,20.23916],[-99.48207,20.24123],[-99.48537,20.24356],[-99.48978,20.24671],[-99.49287,20.24887],[-99.49552,20.25078],[-99.4986,20.25294],[-99.50127,20.25484],[-99.50418,20.2569],[-99.50688,20.25879],[-99.50969,20.2608],[-99.51312,20.26324],[-99.51672,20.26578],[-99.521,20.26881],[-99.52477,20.27148],[-99.5289,20.27441],[-99.53426,20.27822],[-99.53647,20.2787],[-99.54061,20.27966],[-99.54523,20.28065],[-99.54839,20.28139],[-99.55236,20.28228],[-99.55666,20.28322],[-99.5596,20.28391],[-99.56352,20.28478],[-99.56712,20.2856],[-99.57076,20.28643],[-99.57418,20.2872],[-99.57723,20.28791],[-99.58076,20.28869],[-99.58405,20.28943],[-99.58766,20.29022],[-99.59193,20.29123],[-99.59539,20.292],[-99.59837,20.29263],[-99.6029,20.29369],[-99.60505,20.29418],[-99.60915,20.29516],[-99.61421,20.29629],[-99.61626,20.29674],[-99.62119,20.29787],[-99.62452,20.29862],[-99.62936,20.29972],[-99.63187,20.30027],[-99.63447,20.30087],[-99.63811,20.30168],[-99.64171,20.30251],[-99.64531,20.30334],[-99.64921,20.3042],[-99.65306,20.30508],[-99.65687,20.30595],[-99.66016,20.30667],[-99.66397,20.30755],[-99.66676,20.30817],[-99.67003,20.30891],[-99.67328,20.30966],[-99.67766,20.31067],[-99.68122,20.31147],[-99.68484,20.31229],[-99.68858,20.31313],[-99.69179,20.31384],[-99.69413,20.31505],[-99.69707,20.31645],[-99.69933,20.31758],[-99.70297,20.31937],[-99.70656,20.32115],[-99.70964,20.32265],[-99.71176,20.32371],[-99.71535,20.32547],[-99.71812,20.32683],[-99.72093,20.32822],[-99.72365,20.32956],[-99.72746,20.33143],[-99.73243,20.33391],[-99.73488,20.33478],[-99.73774,20.3358],[-99.74071,20.33685],[-99.74588,20.33872],[-99.74883,20.33978],[-99.75365,20.34151],[-99.75663,20.34256],[-99.76195,20.34451],[-99.76329,20.34499],[-99.76557,20.34581],[-99.7681,20.3467],[-99.77106,20.34776],[-99.7733,20.34856],[-99.77634,20.34964],[-99.77957,20.35079],[-99.78306,20.35204],[-99.78646,20.35327],[-99.79014,20.3546],[-99.79364,20.35584],[-99.79723,20.35713],[-99.80098,20.35848],[-99.80447,20.35973],[-99.80777,20.36092],[-99.81211,20.36248],[-99.8155,20.36369],[-99.81841,20.36473],[-99.8217,20.3659],[-99.82501,20.3671],[-99.82859,20.36838],[-99.83163,20.36946],[-99.83405,20.37109],[-99.83676,20.37293],[-99.8391,20.37451],[-99.8419,20.3764],[-99.84497,20.37843],[-99.84792,20.38043],[-99.85091,20.38242],[-99.85393,20.38448],[-99.85697,20.38653],[-99.85984,20.38845],[-99.86415,20.39135],[-99.86733,20.39349],[-99.87036,20.39553],[-99.87472,20.39851],[-99.87666,20.3998],[-99.88067,20.40248],[-99.88383,20.40461],[-99.88648,20.40639],[-99.88967,20.40855],[-99.89396,20.41142],[-99.89736,20.41371],[-99.90127,20.41638],[-99.9034,20.41779],[-99.90637,20.41978],[-99.90962,20.42197],[-99.91272,20.42407],[-99.91595,20.42625],[-99.9189,20.42823],[-99.92216,20.43043],[-99.92551,20.43267],[-99.92738,20.43395],[-99.93162,20.43678],[-99.93473,20.4389],[-99.93761,20.44083],[-99.94089,20.44302],[-99.94386,20.44504],[-99.94704,20.4472],[-99.95072,20.44965],[-99.95417,20.45194],[-99.95661,20.45362],[-99.95925,20.45539],[-99.96188,20.45714],[-99.96469,20.45662],[-99.96775,20.45599],[-99.97086,20.4554],[-99.97477,20.45463],[-99.97843,20.45392],[-99.98174,20.45328],[-99.98517,20.45261],[-99.98874,20.45191],[-99.9926,20.45116],[-99.99578,20.45054],[-99.99876,20.44996],[-100.00128,20.45178],[-100.00379,20.45355],[-100.006,20.45514],[-100.00932,20.45751],[-100.01209,20.45951],[-100.01512,20.46169],[-100.01796,20.46372],[-100.02104,20.46591],[-100.02401,20.46805],[-100.02705,20.4702],[-100.03035,20.4726],[-100.03355,20.47486],[-100.03689,20.47724],[-100.04061,20.47537],[-100.04452,20.47341],[-100.04783,20.47174],[-100.05112,20.47009],[-100.05417,20.46856],[-100.05772,20.4668],[-100.06118,20.46505],[-100.06554,20.46287],[-100.06796,20.46214],[-100.07129,20.46113],[-100.0739,20.46034],[-100.07718,20.45935],[-100.08093,20.45822],[-100.08448,20.45715],[-100.08806,20.45606],[-100.09148,20.45503],[-100.0945,20.45412],[-100.09838,20.45294],[-100.10098,20.45217],[-100.10461,20.45107],[-100.10732,20.45142],[-100.11091,20.45191],[-100.11467,20.45243],[-100.11797,20.45287],[-100.12137,20.45333],[-100.12514,20.45385],[-100.12864,20.45432],[-100.13152,20.45469],[-100.13214,20.45507]]}}
Línea 400.0 kV | LineString | 400.0 kV | 2 |  |  | CFE |  |  |  |  | OpenStreetMap | {"type":"Feature","properties":{},"geometry":{"type":"LineString","coordinates":[[-98.95734,19.34826],[-98.95751,19.34874],[-98.95579,19.34933],[-98.95371,19.35213],[-98.95131,19.35545],[-98.94942,19.35809],[-98.94674,19.36172],[-98.9443,19.36497],[-98.94249,19.36745],[-98.94046,19.37025],[-98.93873,19.37259],[-98.93595,19.37639],[-98.93468,19.3781],[-98.9322,19.38035],[-98.92856,19.38369],[-98.9261,19.38592],[-98.92353,19.38829],[-98.92063,19.39096],[-98.91807,19.39326],[-98.91587,19.39528],[-98.91303,19.39791],[-98.91027,19.40043],[-98.90755,19.4029],[-98.90501,19.40524],[-98.9022,19.4078],[-98.89969,19.41004],[-98.89702,19.41255],[-98.89445,19.41485],[-98.89191,19.41726],[-98.88934,19.4196],[-98.88662,19.42207],[-98.88431,19.42417],[-98.88199,19.42627],[-98.87935,19.42873],[-98.87683,19.43096],[-98.87389,19.43376],[-98.87199,19.43548],[-98.86978,19.4375],[-98.86738,19.43969],[-98.86465,19.44125],[-98.86409,19.44423],[-98.86353,19.44728],[-98.8622,19.4503],[-98.86077,19.45348],[-98.85947,19.45669],[-98.85824,19.45944],[-98.85664,19.46306],[-98.85535,19.46615],[-98.85489,19.46712],[-98.85417,19.46883],[-98.85259,19.47244],[-98.85126,19.47554],[-98.84971,19.47909],[-98.84837,19.48222],[-98.847,19.48536],[-98.84561,19.48861],[-98.84421,19.49176],[-98.84292,19.49503],[-98.84163,19.49786],[-98.8402,19.5011],[-98.83883,19.50424],[-98.83743,19.50752],[-98.83564,19.51158],[-98.834,19.51503],[-98.83304,19.51759],[-98.83351,19.51999],[-98.83415,19.52313],[-98.8349,19.52676],[-98.83563,19.53023],[-98.83632,19.5337],[-98.83695,19.53679],[-98.83762,19.53998],[-98.83798,19.54175],[-98.83906,19.54231]]}}
Línea 400.0 kV | LineString | 400.0 kV |  |  |  | CFE |  |  |  |  | OpenStreetMap | {"type":"Feature","properties":{},"geometry":{"type":"LineString","coordinates":[[-97.24498,20.84406],[-97.24458,20.84336]]}}
Línea 400.0 kV | LineString | 400.0 kV |  |  |  | CFE |  |  |  |  | OpenStreetMap | {"type":"Feature","properties":{},"geometry":{"type":"LineString","coordinates":[[-99.27397,20.05661],[-99.27227,20.05627],[-99.26946,20.05617],[-99.26617,20.05601],[-99.26199,20.0558],[-99.25811,20.05563],[-99.2551,20.05445],[-99.25174,20.05309],[-99.25173,20.05309],[-99.24793,20.0516],[-99.24372,20.0499],[-99.23998,20.0484],[-99.23626,20.04693],[-99.23241,20.04537],[-99.22783,20.04357],[-99.22234,20.04138],[-99.21867,20.03989],[-99.21472,20.03832],[-99.21036,20.03663],[-99.20618,20.03488],[-99.20237,20.03343],[-99.19841,20.03183],[-99.19394,20.03004],[-99.18953,20.02829],[-99.18566,20.0267],[-99.18167,20.02513],[-99.17806,20.02367],[-99.17489,20.02246],[-99.16915,20.02015],[-99.16501,20.01845],[-99.15947,20.01621],[-99.15422,20.01412],[-99.14865,20.00832],[-99.14576,20.00557],[-99.14322,20.00292],[-99.13977,19.99927],[-99.13693,19.99642],[-99.13412,19.9935],[-99.13055,19.98984],[-99.12812,19.98734],[-99.12531,19.98433],[-99.1224,19.98137],[-99.11877,19.97762],[-99.11602,19.97486],[-99.11302,19.97179],[-99.11013,19.96878],[-99.10684,19.96536],[-99.10323,19.96165],[-99.10053,19.95894],[-99.09701,19.95532],[-99.0942,19.95239],[-99.09065,19.94885],[-99.08626,19.94429],[-99.08424,19.9422],[-99.08219,19.94006],[-99.07907,19.93765],[-99.07586,19.93515],[-99.07271,19.93273],[-99.06936,19.93011],[-99.06567,19.92723],[-99.06227,19.92457],[-99.05893,19.92193],[-99.05561,19.9193],[-99.05223,19.91673],[-99.04904,19.91425],[-99.046,19.91188],[-99.04284,19.90942],[-99.03923,19.90662],[-99.03568,19.90384],[-99.03223,19.90117],[-99.02842,19.89819],[-99.02503,19.89551],[-99.02176,19.89307],[-99.01839,19.89043],[-99.01463,19.88752],[-99.01116,19.88475],[-99.00797,19.88226],[-99.00474,19.87978],[-99.00122,19.87704],[-99.00051,19.87648],[-98.99754,19.87415],[-98.99413,19.87155],[-98.99101,19.86899],[-98.98782,19.86655],[-98.98436,19.86386],[-98.98096,19.86122],[-98.97773,19.85867],[-98.97466,19.85627],[-98.97136,19.8537],[-98.96823,19.85129],[-98.96506,19.84881],[-98.96162,19.84613],[-98.95905,19.84411],[-98.95773,19.84099],[-98.95597,19.83705],[-98.95439,19.83348],[-98.95287,19.82998],[-98.95128,19.82628],[-98.94967,19.8226],[-98.94795,19.81867],[-98.94611,19.81451],[-98.94433,19.81039],[-98.94247,19.80611],[-98.94054,19.80174],[-98.93842,19.79688],[-98.93683,19.79322],[-98.93496,19.78894],[-98.93326,19.78504],[-98.9318,19.78167],[-98.92998,19.77751],[-98.92836,19.77379],[-98.92662,19.7698],[-98.92505,19.76621],[-98.92334,19.76227],[-98.92165,19.75841],[-98.91991,19.75441],[-98.91825,19.75063],[-98.91607,19.74568],[-98.91448,19.74192],[-98.91215,19.73658],[-98.91052,19.73288],[-98.9089,19.72913],[-98.90699,19.72479],[-98.90506,19.72033],[-98.90318,19.71608],[-98.90099,19.71103],[-98.89954,19.70773],[-98.89737,19.70272],[-98.89556,19.69858],[-98.89275,19.69572],[-98.8894,19.69231],[-98.88626,19.68906],[-98.88351,19.68623],[-98.88057,19.68324],[-98.87737,19.67996],[-98.87491,19.67744],[-98.87435,19.67687],[-98.87133,19.67376],[-98.86849,19.67088],[-98.86524,19.66755],[-98.86493,19.66571]]}}
Línea 400.0 kV | LineString | 400.0 kV | 2 |  |  | Comisión Federal de Electricidad |  |  |  |  | OpenStreetMap | {"type":"Feature","properties":{},"geometry":{"type":"LineString","coordinates":[[-97.24742,20.84264],[-97.24792,20.84379],[-97.25008,20.84472],[-97.25367,20.84347],[-97.25763,20.84208],[-97.26053,20.8411],[-97.26373,20.83994],[-97.2679,20.83765],[-97.27059,20.8361],[-97.27302,20.8348],[-97.27736,20.83232],[-97.28032,20.83063],[-97.28453,20.82828],[-97.2875,20.82669],[-97.29139,20.82449],[-97.29491,20.82252],[-97.2988,20.82315],[-97.30347,20.82389],[-97.30726,20.82449],[-97.31176,20.82522],[-97.31578,20.82587],[-97.31966,20.82649],[-97.32345,20.82709],[-97.326,20.8275],[-97.33006,20.82816],[-97.33422,20.82685],[-97.3381,20.82563],[-97.34183,20.82447],[-97.34592,20.82317],[-97.35003,20.82189],[-97.35413,20.8206],[-97.3575,20.81954],[-97.36143,20.81831],[-97.36445,20.81737],[-97.3667,20.81573],[-97.36958,20.81369],[-97.37265,20.81149],[-97.37559,20.80939],[-97.37774,20.80784],[-97.37921,20.80556],[-97.38062,20.80335],[-97.38308,20.79953],[-97.38449,20.79734],[-97.38658,20.7941],[-97.38895,20.79041],[-97.38999,20.7888],[-97.39256,20.78477],[-97.39432,20.78206],[-97.39663,20.77843],[-97.39788,20.77649],[-97.39985,20.77339],[-97.40204,20.76999],[-97.40367,20.76744],[-97.40576,20.76419],[-97.40744,20.76156],[-97.40913,20.75898],[-97.41134,20.75553],[-97.41366,20.7519],[-97.41569,20.74879],[-97.41782,20.74547],[-97.41941,20.74296],[-97.42116,20.74023],[-97.42396,20.7359],[-97.42512,20.73411],[-97.42705,20.7311],[-97.42971,20.72698],[-97.43177,20.72376],[-97.43386,20.72043],[-97.43575,20.7175],[-97.43828,20.71352],[-97.44007,20.71077],[-97.44181,20.70804],[-97.44383,20.70484],[-97.44544,20.70237],[-97.4487,20.69724],[-97.45191,20.69227],[-97.45319,20.69029],[-97.45556,20.68665],[-97.45762,20.68341],[-97.45975,20.68008],[-97.46205,20.67651],[-97.46422,20.67303],[-97.46611,20.67015],[-97.46772,20.66769],[-97.46939,20.66508],[-97.47214,20.66077],[-97.47383,20.65812],[-97.47605,20.65466],[-97.47825,20.65121],[-97.48024,20.64814],[-97.48267,20.64666],[-97.48624,20.64444],[-97.48951,20.64249],[-97.49253,20.64061],[-97.49615,20.63844],[-97.49841,20.63702],[-97.50067,20.63559],[-97.50488,20.63305],[-97.5067,20.63192],[-97.50867,20.63074],[-97.5115,20.62901],[-97.51402,20.62743],[-97.51732,20.62543],[-97.52021,20.62367],[-97.52288,20.62203],[-97.52288,20.61762],[-97.52289,20.61508],[-97.52289,20.61295],[-97.52288,20.61015],[-97.52287,20.60588],[-97.52287,20.60324],[-97.52285,20.59957],[-97.52014,20.59536],[-97.51862,20.59294],[-97.51761,20.59138],[-97.5149,20.58723],[-97.51314,20.5845],[-97.51138,20.58176],[-97.51323,20.57779],[-97.51471,20.57465],[-97.51596,20.57196],[-97.51762,20.56848],[-97.51945,20.56456],[-97.52111,20.56102],[-97.52298,20.557],[-97.52232,20.55492],[-97.52092,20.55035],[-97.51995,20.54715],[-97.51874,20.54315],[-97.51772,20.53978],[-97.51639,20.53535],[-97.51559,20.53272],[-97.51342,20.52936],[-97.51109,20.52576],[-97.50679,20.51917],[-97.50486,20.51622],[-97.50313,20.51355],[-97.50391,20.51124]]}}
Línea 400.0 kV | LineString | 400.0 kV |  |  |  | CFE |  |  |  |  | OpenStreetMap | {"type":"Feature","properties":{},"geometry":{"type":"LineString","coordinates":[[-99.274,20.0558],[-99.27233,20.05547],[-99.27061,20.05518]]}}
Línea 400.0 kV | LineString | 400.0 kV | 2 |  |  | CFE |  |  |  |  | OpenStreetMap | {"type":"Feature","properties":{},"geometry":{"type":"LineString","coordinates":[[-95.05846,17.76242],[-95.05868,17.76258],[-95.0623,17.76382],[-95.06591,17.76503],[-95.06966,17.76643],[-95.07292,17.76762],[-95.07658,17.76904],[-95.08059,17.77034],[-95.08266,17.77122],[-95.08546,17.77225],[-95.08927,17.77364],[-95.09274,17.77492],[-95.09493,17.77569],[-95.09864,17.77707],[-95.1023,17.77838],[-95.1061,17.77972],[-95.10888,17.78083],[-95.11168,17.78183],[-95.11588,17.78337],[-95.11884,17.7845],[-95.12243,17.78584],[-95.1265,17.78714],[-95.13131,17.78881],[-95.13395,17.78973],[-95.13744,17.79097],[-95.14047,17.79195],[-95.14326,17.79288],[-95.14661,17.79403],[-95.15081,17.79547],[-95.15371,17.7966],[-95.15599,17.79726],[-95.159,17.79834],[-95.1621,17.79931],[-95.1661,17.80072],[-95.16878,17.80168],[-95.17215,17.80261],[-95.17522,17.80359],[-95.17904,17.80472],[-95.18273,17.80578],[-95.18618,17.80689],[-95.18965,17.80798],[-95.19366,17.80919],[-95.19764,17.81043],[-95.20066,17.81138],[-95.20428,17.81249],[-95.20823,17.81366],[-95.21093,17.81469],[-95.21464,17.81612],[-95.21811,17.81748],[-95.22188,17.8189],[-95.22546,17.82024],[-95.22835,17.82136],[-95.23202,17.82278],[-95.23562,17.82425],[-95.23833,17.82528],[-95.2417,17.8266],[-95.24584,17.82819],[-95.24945,17.82954],[-95.25258,17.83073],[-95.25574,17.83196],[-95.2598,17.83352],[-95.26294,17.83471],[-95.2669,17.83625],[-95.26957,17.83727],[-95.27497,17.83932],[-95.27807,17.84053],[-95.28123,17.84174],[-95.28512,17.84322],[-95.28858,17.84455],[-95.29141,17.84563],[-95.29573,17.84731],[-95.29886,17.84848],[-95.30253,17.84989],[-95.30625,17.85134],[-95.30996,17.85275],[-95.31358,17.8541],[-95.317,17.85538],[-95.3206,17.85684],[-95.32441,17.85829],[-95.32803,17.8597],[-95.33177,17.86112],[-95.33544,17.8625],[-95.33895,17.86387],[-95.34282,17.86534],[-95.3465,17.86675],[-95.35022,17.86816],[-95.35395,17.86961],[-95.35737,17.87092],[-95.3617,17.87255],[-95.36565,17.8741],[-95.37033,17.87588],[-95.37545,17.87785],[-95.3798,17.87952],[-95.38466,17.88143],[-95.38732,17.88239],[-95.39124,17.88392],[-95.39418,17.88502],[-95.39865,17.88676],[-95.40333,17.88853],[-95.40822,17.89048],[-95.41195,17.89189],[-95.41567,17.89332],[-95.41941,17.89474],[-95.42416,17.89656],[-95.42849,17.89823],[-95.43161,17.89941],[-95.43543,17.90087],[-95.43908,17.90228],[-95.44185,17.90334],[-95.44521,17.90462],[-95.44934,17.9062],[-95.45269,17.90749],[-95.4567,17.90902],[-95.46027,17.9104],[-95.4633,17.91155],[-95.46717,17.91304],[-95.47031,17.91423],[-95.47394,17.91562],[-95.47787,17.91713],[-95.48141,17.91849],[-95.48431,17.91961],[-95.48705,17.92065],[-95.49174,17.92244],[-95.49612,17.92413],[-95.49929,17.92532],[-95.50325,17.92685],[-95.50673,17.92818],[-95.51155,17.93002],[-95.51407,17.93098],[-95.5179,17.93245],[-95.52171,17.9339],[-95.52548,17.93535],[-95.52871,17.93658],[-95.53205,17.93786],[-95.53517,17.93905],[-95.53882,17.94044],[-95.54219,17.94173],[-95.54571,17.94307],[-95.54942,17.94451],[-95.55322,17.94585],[-95.55606,17.94697],[-95.55988,17.94842],[-95.56336,17.9497],[-95.56626,17.95084],[-95.56947,17.95203],[-95.57294,17.95266],[-95.5765,17.95327],[-95.58089,17.95401],[-95.58446,17.95464],[-95.58856,17.95535],[-95.59199,17.95592],[-95.59617,17.95664],[-95.59989,17.95726],[-95.60325,17.95784],[-95.60693,17.95847],[-95.6103,17.95904],[-95.61279,17.95931],[-95.61648,17.95973],[-95.62008,17.96016],[-95.62386,17.96053],[-95.62845,17.96107],[-95.63234,17.96145],[-95.63525,17.96182],[-95.63841,17.96225],[-95.64281,17.96264],[-95.6466,17.96305],[-95.65018,17.96344],[-95.65356,17.9638],[-95.65808,17.9643],[-95.66155,17.96468],[-95.66487,17.96503],[-95.66861,17.96547],[-95.67232,17.96587],[-95.67577,17.96626],[-95.67961,17.96668],[-95.68343,17.96713],[-95.68733,17.96752],[-95.69148,17.96798],[-95.69531,17.96839],[-95.69897,17.96879],[-95.70329,17.96926],[-95.70744,17.96976],[-95.71119,17.97015],[-95.71443,17.97049],[-95.71776,17.97088],[-95.72157,17.97129],[-95.72556,17.97172],[-95.72933,17.97217],[-95.73343,17.97261],[-95.73734,17.97304],[-95.74139,17.97349],[-95.74522,17.97391],[-95.74835,17.97425],[-95.75304,17.97477],[-95.7577,17.97527],[-95.76347,17.9759],[-95.76738,17.97633],[-95.77151,17.97679],[-95.7754,17.97721],[-95.77958,17.97768],[-95.78328,17.97808],[-95.78758,17.97855],[-95.79088,17.97891],[-95.79557,17.97942],[-95.79885,17.97978],[-95.80282,17.9802],[-95.8069,17.98065],[-95.81081,17.9811],[-95.81483,17.98153],[-95.8188,17.98197],[-95.82275,17.9824],[-95.82602,17.98276],[-95.83064,17.98326],[-95.83407,17.98364],[-95.8386,17.98414],[-95.84186,17.9845],[-95.84713,17.98508],[-95.85187,17.98559],[-95.85438,17.98586],[-95.858,17.98626],[-95.86217,17.98672]]}}
Línea 400.0 kV | LineString | 400.0 kV | 2 |  |  | CFE |  |  |  |  | OpenStreetMap | {"type":"Feature","properties":{},"geometry":{"type":"LineString","coordinates":[[-110.78133,27.93171],[-110.78056,27.93157],[-110.77688,27.93109],[-110.77237,27.93054],[-110.76879,27.92997],[-110.76741,27.93075],[-110.7667,27.93397],[-110.76585,27.93758],[-110.76504,27.94119],[-110.76417,27.94496],[-110.76324,27.94895],[-110.76254,27.95191],[-110.76207,27.95362],[-110.76146,27.9563],[-110.76093,27.95849],[-110.76031,27.96109],[-110.75979,27.96319],[-110.76162,27.9647],[-110.76339,27.96612],[-110.76252,27.97016],[-110.76167,27.97399],[-110.76085,27.97771],[-110.76003,27.9816],[-110.75931,27.9846],[-110.75747,27.98541],[-110.75472,27.98666],[-110.75392,27.98649],[-110.7497,27.98571],[-110.74577,27.98496],[-110.74204,27.98424],[-110.73833,27.98353],[-110.73434,27.98276],[-110.73092,27.9821],[-110.72721,27.98139],[-110.72365,27.98073],[-110.71976,27.97998],[-110.7162,27.9793],[-110.71291,27.97866],[-110.71066,27.97825],[-110.70797,27.97715],[-110.70447,27.97572],[-110.70105,27.97432],[-110.6976,27.97291],[-110.69417,27.97155],[-110.69088,27.9702],[-110.68745,27.96881],[-110.68403,27.96743],[-110.68087,27.96614],[-110.6777,27.96482],[-110.67453,27.96353],[-110.67131,27.96225],[-110.66794,27.96085],[-110.6645,27.95946],[-110.66136,27.95817],[-110.65824,27.95689],[-110.65465,27.95543],[-110.65131,27.95409],[-110.64804,27.95274],[-110.64452,27.95129],[-110.64112,27.9499],[-110.63778,27.94854],[-110.63437,27.94716],[-110.631,27.94578],[-110.62756,27.94438],[-110.62415,27.94299],[-110.62076,27.94161],[-110.61734,27.94023],[-110.61391,27.93883],[-110.61046,27.93742],[-110.60716,27.93607],[-110.60369,27.93465],[-110.60022,27.93324],[-110.59677,27.93187],[-110.59202,27.92988],[-110.58868,27.92852],[-110.58581,27.92733],[-110.58235,27.92587],[-110.57931,27.9246],[-110.57617,27.92328],[-110.57302,27.92195],[-110.56988,27.92063],[-110.56644,27.91919],[-110.56302,27.91775],[-110.55961,27.91632],[-110.55627,27.91492],[-110.55301,27.91355],[-110.54987,27.91223],[-110.54621,27.91069],[-110.543,27.90934],[-110.53982,27.908],[-110.53641,27.90656],[-110.53314,27.90518],[-110.52954,27.90367],[-110.52625,27.90228],[-110.52287,27.90086],[-110.51945,27.89942],[-110.51607,27.898],[-110.51271,27.89658],[-110.50917,27.89509],[-110.50585,27.89369],[-110.50237,27.89223],[-110.49872,27.89069],[-110.49551,27.88934],[-110.49205,27.88788],[-110.48886,27.88654],[-110.48564,27.88518],[-110.48198,27.88364],[-110.4787,27.88226],[-110.47671,27.8792],[-110.47443,27.87571],[-110.47256,27.87285],[-110.4707,27.86999],[-110.46882,27.86712],[-110.46693,27.86423],[-110.46506,27.86134],[-110.46317,27.85844],[-110.46129,27.85557],[-110.45942,27.8527],[-110.45753,27.8498],[-110.45567,27.84695],[-110.45377,27.84404],[-110.45203,27.84138],[-110.45016,27.83856],[-110.44869,27.83631],[-110.4472,27.83401],[-110.4453,27.83109],[-110.44339,27.82817],[-110.44151,27.82529],[-110.4398,27.82266],[-110.43789,27.81973],[-110.43601,27.81685],[-110.43413,27.81397],[-110.43225,27.81109],[-110.43054,27.80846],[-110.42891,27.80593],[-110.42688,27.80282],[-110.42502,27.79997],[-110.42328,27.7973],[-110.42145,27.79452],[-110.41975,27.79189],[-110.41862,27.79015],[-110.41708,27.78779],[-110.41494,27.78452],[-110.41304,27.78161],[-110.41117,27.77871],[-110.40928,27.77581],[-110.4074,27.77292],[-110.40548,27.77001],[-110.40363,27.76717],[-110.4018,27.76432],[-110.39994,27.76146],[-110.39734,27.75772],[-110.39627,27.75602],[-110.39419,27.75265],[-110.39259,27.75018],[-110.39042,27.7468],[-110.38852,27.74389],[-110.38663,27.74103],[-110.3848,27.73822],[-110.38284,27.73519],[-110.38099,27.73235],[-110.37913,27.7295],[-110.37724,27.72662],[-110.37535,27.72372],[-110.37349,27.72083],[-110.37169,27.71807],[-110.36981,27.71518],[-110.368,27.7124],[-110.36614,27.70955],[-110.36426,27.70666],[-110.3624,27.7038],[-110.36056,27.70098],[-110.35911,27.69874],[-110.35659,27.69747],[-110.35287,27.69561],[-110.34889,27.69361],[-110.34553,27.69194],[-110.34226,27.69031],[-110.33895,27.68865],[-110.33574,27.68704],[-110.33235,27.68535],[-110.32914,27.68374],[-110.32612,27.68223],[-110.32271,27.68053],[-110.31954,27.67895],[-110.31674,27.67755],[-110.313,27.67568],[-110.30961,27.67398],[-110.30639,27.67237],[-110.30312,27.67074],[-110.29986,27.66911],[-110.29656,27.66746],[-110.29326,27.66581],[-110.29,27.66418],[-110.28665,27.6625],[-110.28347,27.66091],[-110.28018,27.65927],[-110.27688,27.65762],[-110.2736,27.65595],[-110.27027,27.65429],[-110.26721,27.65277],[-110.26395,27.65114],[-110.26067,27.64949],[-110.2574,27.64786],[-110.25425,27.64627],[-110.2508,27.64454],[-110.24775,27.64302],[-110.2447,27.64149],[-110.24148,27.63988],[-110.23814,27.63821],[-110.23495,27.63659],[-110.23184,27.63503],[-110.22877,27.6335],[-110.22572,27.63198],[-110.22268,27.63045],[-110.21954,27.62887],[-110.21644,27.62734],[-110.21413,27.62619],[-110.21146,27.62572],[-110.20777,27.62506],[-110.2042,27.62441],[-110.20056,27.62377],[-110.19695,27.62311],[-110.19352,27.62251],[-110.19008,27.6219],[-110.18648,27.62125],[-110.18274,27.62058],[-110.17908,27.61992],[-110.17531,27.61925],[-110.17172,27.61861],[-110.16812,27.61796],[-110.16436,27.61728],[-110.1607,27.61662],[-110.15689,27.61594],[-110.15326,27.61529],[-110.14959,27.61463],[-110.14585,27.61395],[-110.14218,27.61329],[-110.13849,27.61262],[-110.13488,27.61198],[-110.13112,27.6113],[-110.12745,27.61063],[-110.1237,27.60995],[-110.12296,27.60794],[-110.12191,27.60495],[-110.12088,27.60205],[-110.11846,27.60014],[-110.11631,27.59845],[-110.11353,27.59628],[-110.11066,27.59401],[-110.10782,27.59179],[-110.10498,27.58956],[-110.10216,27.58734],[-110.09946,27.58523],[-110.09645,27.58286],[-110.093,27.58016],[-110.08954,27.57744],[-110.08676,27.57525],[-110.08401,27.57309],[-110.08132,27.57098],[-110.07845,27.56872],[-110.07574,27.56659],[-110.07295,27.56441],[-110.07015,27.56221],[-110.06731,27.55996],[-110.06451,27.55776],[-110.06433,27.55398],[-110.06418,27.54986],[-110.06401,27.54611],[-110.06388,27.54284],[-110.06374,27.53964],[-110.06358,27.53627],[-110.06344,27.53294],[-110.0633,27.52958],[-110.06317,27.52633],[-110.06304,27.52328],[-110.0629,27.52027],[-110.06283,27.5186],[-110.06262,27.51429],[-110.06256,27.51307],[-110.06311,27.51213],[-110.06632,27.51218],[-110.0701,27.51223],[-110.07304,27.51228],[-110.07425,27.51377],[-110.07422,27.51451]]}}
Línea 400.0 kV | LineString | 400.0 kV |  |  |  | CFE |  |  |  |  | OpenStreetMap | {"type":"Feature","properties":{},"geometry":{"type":"LineString","coordinates":[[-106.34249,23.18248],[-106.34485,23.18437],[-106.34705,23.18617],[-106.34928,23.18793]]}}
Línea 400.0 kV | LineString | 400.0 kV | 1 |  |  | CFE |  |  |  |  | OpenStreetMap | {"type":"Feature","properties":{},"geometry":{"type":"LineString","coordinates":[[-106.34249,23.18248],[-106.33968,23.18305],[-106.33564,23.18438],[-106.3319,23.18558],[-106.32885,23.18656],[-106.32554,23.18764],[-106.32195,23.18878],[-106.32,23.19131],[-106.31773,23.19424],[-106.31597,23.19656],[-106.31377,23.19941],[-106.31137,23.20254],[-106.30948,23.20497],[-106.30707,23.20809],[-106.30533,23.21037],[-106.30136,23.21149],[-106.2952,23.21326],[-106.29112,23.21442],[-106.28709,23.21558],[-106.28244,23.2169],[-106.27793,23.21819],[-106.27437,23.21921],[-106.27002,23.22045],[-106.26868,23.22082],[-106.26612,23.22156],[-106.26273,23.22252],[-106.25974,23.22336],[-106.25647,23.22431],[-106.25244,23.22545],[-106.24916,23.22639],[-106.24637,23.22721],[-106.24298,23.22816],[-106.24009,23.22898],[-106.23656,23.22999],[-106.23281,23.23106],[-106.22881,23.2322],[-106.22507,23.23327],[-106.22159,23.23426],[-106.21822,23.23522],[-106.21477,23.23621],[-106.21113,23.23724],[-106.20713,23.23838],[-106.20359,23.2394],[-106.19993,23.24044],[-106.1974,23.24116],[-106.19366,23.24223],[-106.18974,23.24335],[-106.18619,23.24436],[-106.18375,23.24505],[-106.1805,23.24598],[-106.17658,23.2471],[-106.17349,23.24798],[-106.16808,23.24953],[-106.16206,23.25126],[-106.15528,23.25318],[-106.15043,23.25455],[-106.14502,23.25609],[-106.14119,23.25718],[-106.13773,23.25816],[-106.13389,23.25926],[-106.13109,23.26006],[-106.12736,23.26112],[-106.12339,23.26225],[-106.11964,23.26332],[-106.11689,23.2641],[-106.11249,23.26536],[-106.10975,23.26614],[-106.10844,23.26651],[-106.10341,23.26795],[-106.10065,23.26852],[-106.097,23.26927],[-106.09405,23.26988],[-106.09036,23.27063],[-106.08675,23.27212],[-106.08237,23.27392],[-106.07802,23.27515],[-106.07519,23.27595],[-106.07081,23.2772],[-106.06546,23.27872],[-106.05841,23.28074],[-106.05371,23.28203],[-106.04977,23.28313],[-106.04724,23.28385],[-106.04434,23.28469],[-106.04106,23.28564],[-106.03715,23.28674],[-106.03287,23.28705],[-106.02896,23.28734],[-106.02601,23.28757],[-106.02095,23.29136],[-106.01773,23.29379],[-106.01311,23.29727],[-106.00993,23.29965],[-106.00461,23.30363],[-106.00172,23.3058],[-105.99854,23.30821],[-105.99611,23.31002],[-105.99247,23.31274],[-105.98739,23.31648],[-105.98176,23.32074],[-105.97923,23.32262],[-105.9742,23.32637],[-105.97213,23.32795],[-105.97026,23.3293],[-105.96886,23.3312],[-105.96421,23.33755],[-105.96282,23.33942],[-105.96105,23.34176],[-105.95824,23.34555],[-105.95609,23.34846],[-105.95289,23.35277],[-105.94992,23.3568],[-105.94888,23.3582],[-105.94547,23.36276],[-105.94305,23.36601],[-105.94039,23.36959],[-105.93629,23.37512],[-105.93201,23.38089],[-105.93061,23.38277],[-105.92832,23.38587],[-105.92741,23.38705],[-105.92105,23.39227],[-105.916,23.39624],[-105.91472,23.39725],[-105.91306,23.39855],[-105.90915,23.4017],[-105.90465,23.40525],[-105.90133,23.40791],[-105.89343,23.41163],[-105.88613,23.4152],[-105.8835,23.41633],[-105.87905,23.41849],[-105.87529,23.42026],[-105.86781,23.4239],[-105.86611,23.42474],[-105.86152,23.42683],[-105.85827,23.42764],[-105.85258,23.42906],[-105.84455,23.43108],[-105.84197,23.4317],[-105.84092,23.43307],[-105.83958,23.43473],[-105.83702,23.43803],[-105.83203,23.44364],[-105.82984,23.44614],[-105.82515,23.453],[-105.82372,23.46113],[-105.82316,23.46419],[-105.82282,23.46609],[-105.82212,23.47006],[-105.81935,23.47207],[-105.81723,23.47358],[-105.81433,23.47581],[-105.80853,23.48009],[-105.80624,23.48179],[-105.80465,23.48295],[-105.80248,23.48455],[-105.79804,23.48782],[-105.79167,23.49184],[-105.78406,23.49658],[-105.77722,23.50211],[-105.77065,23.50742],[-105.76662,23.51077],[-105.76308,23.51358],[-105.74994,23.51723],[-105.74367,23.51949],[-105.73288,23.52282],[-105.72796,23.52434],[-105.72637,23.52477],[-105.72159,23.52625],[-105.7181,23.5273],[-105.713,23.52886],[-105.70967,23.52984],[-105.70174,23.53226],[-105.69782,23.53342],[-105.69176,23.53527],[-105.68702,23.53673],[-105.68437,23.53753],[-105.68221,23.53818],[-105.68005,23.54086],[-105.67819,23.54318],[-105.67591,23.54608],[-105.6736,23.54902],[-105.6708,23.55258],[-105.66719,23.55715],[-105.66384,23.56139],[-105.66047,23.56564],[-105.65871,23.56787],[-105.65719,23.56979],[-105.65283,23.57529],[-105.65143,23.57706],[-105.64877,23.58041],[-105.64786,23.58157],[-105.64656,23.58321],[-105.64414,23.58623],[-105.64179,23.58922],[-105.64015,23.59129],[-105.63731,23.59492],[-105.6325,23.60105],[-105.63015,23.60337],[-105.62633,23.60703],[-105.62062,23.6126],[-105.61695,23.61615],[-105.61532,23.61774],[-105.61367,23.61935],[-105.61092,23.62204],[-105.60914,23.62374],[-105.60304,23.62969],[-105.60107,23.6316],[-105.59673,23.63583],[-105.5938,23.63869],[-105.592,23.64045],[-105.58917,23.64322],[-105.58729,23.64505],[-105.58487,23.64741],[-105.58271,23.64951],[-105.57964,23.65249],[-105.5773,23.65475],[-105.57394,23.65803],[-105.57045,23.66144],[-105.56771,23.66412],[-105.5626,23.66911],[-105.56093,23.67054],[-105.55745,23.67404],[-105.55553,23.67592],[-105.55244,23.67901],[-105.54767,23.68357],[-105.54546,23.68571],[-105.54024,23.69082],[-105.53369,23.6973],[-105.52701,23.70362],[-105.52238,23.7082],[-105.51961,23.71087],[-105.51611,23.71461],[-105.51115,23.71997],[-105.50516,23.72639],[-105.50379,23.72784],[-105.50148,23.73032],[-105.49946,23.73249],[-105.49639,23.73573],[-105.49501,23.73718],[-105.49317,23.73921],[-105.4911,23.74],[-105.48583,23.74208],[-105.48197,23.74361],[-105.47679,23.74563],[-105.47334,23.74699],[-105.46927,23.74859],[-105.46418,23.75058],[-105.46178,23.75153],[-105.45771,23.75315],[-105.45591,23.75383],[-105.45129,23.75564],[-105.44769,23.75706],[-105.44266,23.75903],[-105.43995,23.7601],[-105.43764,23.761],[-105.43345,23.76265],[-105.43084,23.76367],[-105.42785,23.76485],[-105.42309,23.76672],[-105.41837,23.76857],[-105.41569,23.76962],[-105.41076,23.77155],[-105.40612,23.77337],[-105.40142,23.77522],[-105.39834,23.77643],[-105.39437,23.77799],[-105.39095,23.77933],[-105.38841,23.78033],[-105.38452,23.78279],[-105.38025,23.78542],[-105.37779,23.78695],[-105.37526,23.78852],[-105.37147,23.79088],[-105.36868,23.79261],[-105.36405,23.79549],[-105.36033,23.7978],[-105.34872,23.80502],[-105.34549,23.80705],[-105.3425,23.80891],[-105.33977,23.81059],[-105.33662,23.81255],[-105.33397,23.81422],[-105.33133,23.81584],[-105.32661,23.81877],[-105.32305,23.82098],[-105.32059,23.82251],[-105.31565,23.82558],[-105.30991,23.82916],[-105.30762,23.83057],[-105.3042,23.8327],[-105.29963,23.83553],[-105.29655,23.83745],[-105.29315,23.83956],[-105.29135,23.84067],[-105.28811,23.84127],[-105.28502,23.84185],[-105.28213,23.84239],[-105.27768,23.84323],[-105.27373,23.84397],[-105.26922,23.84481],[-105.26402,23.84579],[-105.26018,23.84651],[-105.25678,23.84715],[-105.25378,23.84771],[-105.24505,23.84934],[-105.24283,23.84976],[-105.23637,23.85097],[-105.23388,23.85144],[-105.23023,23.85213],[-105.22697,23.85274],[-105.22341,23.85341],[-105.21944,23.85414],[-105.21533,23.85492],[-105.21119,23.85569],[-105.20702,23.85647],[-105.20277,23.85728],[-105.19804,23.85815],[-105.194,23.85892],[-105.18966,23.85973],[-105.18568,23.86048],[-105.18161,23.86124],[-105.17776,23.86196],[-105.17408,23.86265],[-105.17044,23.86333],[-105.16677,23.86402],[-105.1635,23.86464],[-105.15837,23.8656],[-105.1538,23.86645],[-105.15003,23.86715],[-105.14662,23.86779],[-105.14379,23.86832],[-105.13967,23.86909],[-105.13579,23.86981],[-105.13261,23.8704],[-105.12896,23.87108],[-105.12416,23.87198],[-105.12125,23.87253],[-105.11555,23.87359],[-105.11247,23.87416],[-105.1091,23.8748],[-105.10641,23.8753],[-105.10282,23.87701],[-105.09949,23.87859],[-105.09627,23.88014],[-105.09277,23.88183],[-105.08971,23.8833],[-105.08579,23.88518],[-105.08265,23.8867],[-105.07944,23.88824],[-105.07604,23.88987],[-105.07235,23.89164],[-105.06817,23.89365],[-105.0644,23.89545],[-105.06144,23.89688],[-105.05689,23.89906],[-105.05341,23.90074],[-105.05007,23.90233],[-105.04532,23.90462],[-105.04207,23.90618],[-105.03867,23.9078],[-105.03371,23.91019],[-105.03082,23.91157],[-105.02786,23.913],[-105.02495,23.91441],[-105.02264,23.91552],[-105.01942,23.91704],[-105.01601,23.91873],[-105.01259,23.9193],[-105.00722,23.92029],[-105.00369,23.92093],[-104.99828,23.92193],[-104.99538,23.92246],[-104.98887,23.92365],[-104.98402,23.92452],[-104.97552,23.92603],[-104.97184,23.9267],[-104.96786,23.92742],[-104.9643,23.92806],[-104.96003,23.92886],[-104.95753,23.92931],[-104.94993,23.93069],[-104.94654,23.9313],[-104.94222,23.93208],[-104.93955,23.93233],[-104.93632,23.93266],[-104.93321,23.93298],[-104.93049,23.93325],[-104.92757,23.93355],[-104.92208,23.93413],[-104.91748,23.93459],[-104.91497,23.93483],[-104.9123,23.93515],[-104.91026,23.93536],[-104.90439,23.93594],[-104.90003,23.93638],[-104.89602,23.93677],[-104.89241,23.93712],[-104.8891,23.93744],[-104.88596,23.93775],[-104.88328,23.93804],[-104.87932,23.93844],[-104.8759,23.93879],[-104.87241,23.93912],[-104.86878,23.93951],[-104.86537,23.93985],[-104.85871,23.94055],[-104.85349,23.94106],[-104.84866,23.94166],[-104.84413,23.942],[-104.83765,23.94266],[-104.83358,23.94303],[-104.82911,23.94349],[-104.82626,23.94378],[-104.82333,23.94407],[-104.81993,23.94441],[-104.81737,23.94467],[-104.81291,23.94511],[-104.80791,23.94561],[-104.80458,23.94595],[-104.80127,23.94628],[-104.79837,23.94657],[-104.79425,23.94698],[-104.78867,23.94754],[-104.78634,23.94777],[-104.78336,23.94807],[-104.7773,23.94869],[-104.77459,23.94896],[-104.77182,23.94923],[-104.7699,23.94942],[-104.76365,23.95004],[-104.75352,23.95105],[-104.74958,23.95146],[-104.74569,23.95184],[-104.74204,23.95221],[-104.73834,23.95201],[-104.73488,23.95183],[-104.72949,23.95156],[-104.72605,23.95138],[-104.72361,23.95125],[-104.72133,23.95114],[-104.71834,23.95099],[-104.7146,23.95079],[-104.70961,23.95054],[-104.70117,23.95013],[-104.69854,23.94997],[-104.69363,23.94972],[-104.68952,23.94951],[-104.68665,23.94936],[-104.68172,23.94785],[-104.67784,23.94665],[-104.67466,23.94568],[-104.67093,23.94453],[-104.66666,23.94322],[-104.6634,23.94221],[-104.65998,23.94116],[-104.65772,23.94046],[-104.65482,23.93958],[-104.65103,23.93842],[-104.64793,23.93747],[-104.63928,23.93481],[-104.6366,23.93398],[-104.63447,23.93333],[-104.63052,23.93211],[-104.62666,23.93093],[-104.62359,23.93091],[-104.61899,23.93088],[-104.61584,23.93086],[-104.61261,23.93084],[-104.61,23.93292],[-104.6062,23.93594],[-104.60377,23.93788],[-104.60123,23.9399],[-104.59849,23.94208],[-104.59603,23.94404],[-104.59389,23.94575],[-104.59144,23.9477],[-104.58847,23.95006],[-104.58609,23.95196],[-104.58363,23.95392],[-104.58068,23.95627],[-104.57748,23.95882],[-104.57481,23.96094],[-104.57295,23.96242],[-104.5714,23.96228],[-104.57077,23.96261]]}}
Línea 400.0 kV | LineString | 400.0 kV |  |  |  | CFE |  |  |  |  | OpenStreetMap | {"type":"Feature","properties":{},"geometry":{"type":"LineString","coordinates":[[-104.93623,21.58279],[-104.93649,21.58354],[-104.93826,21.58499],[-104.94047,21.58596],[-104.94382,21.58744],[-104.94681,21.58875],[-104.95065,21.59045],[-104.95261,21.59315],[-104.95579,21.59728],[-104.95832,21.60068],[-104.96002,21.6029],[-104.9612,21.60453],[-104.96463,21.60903],[-104.96577,21.61049],[-104.96795,21.61338],[-104.97224,21.61906],[-104.97441,21.62199],[-104.97855,21.62737],[-104.98261,21.63277],[-104.98535,21.63637],[-104.98842,21.64041],[-104.99279,21.64623],[-104.9952,21.6494],[-104.99736,21.65229],[-104.99919,21.65471],[-105.00145,21.65774],[-105.00718,21.66531],[-105.01003,21.66907],[-105.01138,21.67081],[-105.01433,21.67472],[-105.01605,21.67701],[-105.01837,21.68002],[-105.01933,21.68164],[-105.02075,21.68412],[-105.02422,21.6899],[-105.02618,21.69316],[-105.02852,21.69707],[-105.03076,21.70087],[-105.0326,21.70392],[-105.03513,21.70822],[-105.03669,21.71072],[-105.03828,21.71329],[-105.04123,21.71811],[-105.04456,21.72346],[-105.04648,21.72648],[-105.04886,21.73031],[-105.05089,21.73358],[-105.05303,21.73701],[-105.05487,21.73999],[-105.05716,21.7437],[-105.05956,21.74756],[-105.0625,21.75228],[-105.06521,21.75664],[-105.06793,21.76101],[-105.07025,21.76477],[-105.07221,21.7679],[-105.07502,21.77239],[-105.07751,21.77645],[-105.07949,21.77965],[-105.08163,21.78299],[-105.08376,21.78642],[-105.08611,21.79017],[-105.08823,21.7936],[-105.09017,21.79671],[-105.09245,21.80039],[-105.09472,21.80405],[-105.09705,21.8078],[-105.09912,21.81109],[-105.10091,21.81396],[-105.10306,21.81742],[-105.10549,21.82135],[-105.10698,21.82372],[-105.10736,21.82762],[-105.10772,21.83227],[-105.10793,21.83459],[-105.10832,21.83849],[-105.10879,21.84336],[-105.1091,21.84623],[-105.10957,21.85129],[-105.10992,21.85539],[-105.11013,21.85765],[-105.11069,21.86319],[-105.11113,21.8677],[-105.11158,21.87227],[-105.11196,21.87617],[-105.11234,21.88007],[-105.11269,21.88396],[-105.11301,21.88786],[-105.11339,21.89184],[-105.1138,21.89626],[-105.11415,21.89998],[-105.11479,21.90672],[-105.11521,21.91139],[-105.11558,21.91506],[-105.1159,21.91876],[-105.11642,21.92423],[-105.11679,21.92744],[-105.11712,21.93152],[-105.11742,21.93463],[-105.11767,21.93741],[-105.11811,21.94189],[-105.11849,21.94568],[-105.11887,21.9499],[-105.11908,21.95209],[-105.11927,21.95458],[-105.12094,21.95822],[-105.12154,21.95959],[-105.12332,21.9637],[-105.12474,21.96695],[-105.12614,21.97014],[-105.12774,21.97378],[-105.12946,21.97771],[-105.13049,21.98006],[-105.1318,21.98307],[-105.13315,21.98616],[-105.13476,21.98985],[-105.13583,21.99228],[-105.13684,21.99463],[-105.13862,21.99868],[-105.13979,22.00134],[-105.14085,22.00375],[-105.1425,22.00752],[-105.14378,22.01047],[-105.14536,22.01406],[-105.14687,22.01746],[-105.14838,22.0209],[-105.15019,22.02527],[-105.15211,22.0295],[-105.15368,22.0331],[-105.15551,22.03724],[-105.15703,22.04073],[-105.15889,22.04494],[-105.16035,22.04826],[-105.16157,22.05105],[-105.1632,22.05475],[-105.16515,22.05933],[-105.16732,22.06427],[-105.16809,22.06603],[-105.16983,22.07006],[-105.17142,22.0736],[-105.17271,22.07647],[-105.17424,22.07996],[-105.17555,22.08294],[-105.17643,22.08495],[-105.17823,22.08906],[-105.17976,22.09254],[-105.18131,22.09608],[-105.18299,22.09997],[-105.18436,22.10308],[-105.18572,22.10624],[-105.18659,22.10822],[-105.18833,22.11207],[-105.19039,22.11679],[-105.19143,22.11927],[-105.19334,22.12351],[-105.1953,22.12799],[-105.1973,22.13254],[-105.19831,22.13486],[-105.20026,22.13927],[-105.20192,22.14303],[-105.20383,22.14741],[-105.2047,22.14937],[-105.20633,22.1531],[-105.20735,22.15536],[-105.20884,22.1588],[-105.20989,22.16117],[-105.21153,22.16494],[-105.21301,22.16831],[-105.21439,22.17143],[-105.21587,22.17487],[-105.21739,22.17829],[-105.21934,22.18275],[-105.22134,22.18726],[-105.22272,22.19039],[-105.22566,22.1971],[-105.22885,22.20437],[-105.23151,22.21043],[-105.23263,22.21443],[-105.23451,22.22115],[-105.23553,22.22482],[-105.23625,22.22745],[-105.2378,22.23297],[-105.23911,22.23773],[-105.23995,22.24075],[-105.24117,22.24511],[-105.24223,22.24893],[-105.24351,22.25353],[-105.24421,22.25609],[-105.24552,22.26079],[-105.24661,22.26469],[-105.24778,22.26889],[-105.24888,22.27283],[-105.24983,22.27626],[-105.25094,22.28023],[-105.25206,22.28427],[-105.25307,22.28786],[-105.25406,22.29144],[-105.25528,22.29582],[-105.25638,22.29976],[-105.25771,22.30455],[-105.25878,22.30839],[-105.25988,22.31234],[-105.26097,22.31628],[-105.26192,22.31967],[-105.26294,22.32334],[-105.26389,22.32675],[-105.26487,22.33025],[-105.26587,22.33384],[-105.26689,22.33748],[-105.26788,22.34107],[-105.26883,22.34447],[-105.26961,22.34731],[-105.27083,22.35162],[-105.27186,22.35532],[-105.2729,22.35906],[-105.27385,22.36247],[-105.27495,22.36642],[-105.27587,22.36973],[-105.27683,22.37316],[-105.27787,22.3769],[-105.2789,22.38058],[-105.27995,22.38435],[-105.28065,22.38688],[-105.28167,22.39054],[-105.28268,22.39415],[-105.28377,22.39806],[-105.28482,22.40182],[-105.28579,22.40531],[-105.28667,22.40846],[-105.28757,22.41169],[-105.28858,22.4153],[-105.28965,22.41913],[-105.29072,22.42298],[-105.29187,22.42709],[-105.29289,22.43077],[-105.29394,22.43452],[-105.29497,22.43819],[-105.29599,22.44186],[-105.29697,22.44536],[-105.29794,22.44886],[-105.29895,22.45247],[-105.29995,22.45603],[-105.30104,22.45996],[-105.30229,22.46444],[-105.30317,22.46758],[-105.30421,22.47133],[-105.30541,22.47563],[-105.30634,22.47895],[-105.30736,22.48262],[-105.30844,22.48649],[-105.30967,22.4909],[-105.31359,22.4932],[-105.31894,22.4964],[-105.32374,22.49922],[-105.32803,22.50171],[-105.33092,22.50339],[-105.33478,22.50569],[-105.33845,22.50783],[-105.34418,22.51124],[-105.34737,22.51312],[-105.35057,22.515],[-105.354,22.51705],[-105.35704,22.51882],[-105.3609,22.52108],[-105.36475,22.52335],[-105.36912,22.52593],[-105.37223,22.52775],[-105.37569,22.52979],[-105.37946,22.53201],[-105.38259,22.53385],[-105.38688,22.53637],[-105.38918,22.53772],[-105.3931,22.54004],[-105.39704,22.54235],[-105.40032,22.54428],[-105.40238,22.5455],[-105.4078,22.54868],[-105.41061,22.55033],[-105.41448,22.55261],[-105.41644,22.55376],[-105.41906,22.5553],[-105.42235,22.55724],[-105.42712,22.56005],[-105.43083,22.56223],[-105.43522,22.56481],[-105.43797,22.56643],[-105.44142,22.56845],[-105.44488,22.57048],[-105.44692,22.57379],[-105.44934,22.57773],[-105.4507,22.57994],[-105.45274,22.58331],[-105.45486,22.58667],[-105.45726,22.59061],[-105.45879,22.59311],[-105.46055,22.59592],[-105.46225,22.59867],[-105.46402,22.60157],[-105.46684,22.6061],[-105.46947,22.61045],[-105.47144,22.61358],[-105.47363,22.61719],[-105.47492,22.61922],[-105.47766,22.6238],[-105.47924,22.62633],[-105.48289,22.63236],[-105.48583,22.63696],[-105.48827,22.64086],[-105.49167,22.64645],[-105.49335,22.64921],[-105.49405,22.65028],[-105.49859,22.6578],[-105.50104,22.66161],[-105.50217,22.66339],[-105.50526,22.66842],[-105.50768,22.67247],[-105.51063,22.67713],[-105.51256,22.68026],[-105.51496,22.6841],[-105.51621,22.68615],[-105.52013,22.69261],[-105.52384,22.69416],[-105.52603,22.69506],[-105.52964,22.69662],[-105.53278,22.69789],[-105.53527,22.69899],[-105.54033,22.70111],[-105.54455,22.70288],[-105.54885,22.70465],[-105.55521,22.70738],[-105.56064,22.70962],[-105.56725,22.71254],[-105.57113,22.71411],[-105.57269,22.71473],[-105.57461,22.71556],[-105.58066,22.71813],[-105.5828,22.71901],[-105.58779,22.72107],[-105.59179,22.72276],[-105.59585,22.72446],[-105.59944,22.72598],[-105.60267,22.72841],[-105.60587,22.73076],[-105.6116,22.73509],[-105.61337,22.73642],[-105.61683,22.73897],[-105.62009,22.74142],[-105.62346,22.74394],[-105.62695,22.74659],[-105.62939,22.74839],[-105.63247,22.75069],[-105.639,22.75557],[-105.64417,22.7594],[-105.64717,22.7617],[-105.65096,22.76453],[-105.65417,22.76687],[-105.65855,22.77015],[-105.66242,22.77307],[-105.66647,22.77609],[-105.66933,22.77822],[-105.67244,22.78054],[-105.67547,22.7828],[-105.67866,22.78519],[-105.6821,22.78774],[-105.68536,22.79018],[-105.6884,22.79245],[-105.69167,22.79489],[-105.6948,22.79724],[-105.69789,22.79955],[-105.70159,22.80231],[-105.70569,22.80537],[-105.70872,22.80762],[-105.71327,22.81101],[-105.71738,22.81405],[-105.72129,22.81706],[-105.72241,22.81792],[-105.72668,22.82101],[-105.72944,22.82316],[-105.73421,22.82665],[-105.73831,22.8297],[-105.74012,22.83106],[-105.74337,22.83355],[-105.7482,22.83704],[-105.75183,22.83978],[-105.75502,22.84215],[-105.75823,22.84454],[-105.76157,22.84703],[-105.76482,22.84947],[-105.7693,22.85282],[-105.77172,22.85464],[-105.77684,22.85841],[-105.77849,22.8597],[-105.78023,22.86397],[-105.78239,22.86927],[-105.78439,22.87438],[-105.78592,22.87829],[-105.78751,22.88228],[-105.78945,22.88721],[-105.79076,22.8905],[-105.79232,22.89447],[-105.79398,22.89859],[-105.79539,22.90211],[-105.79677,22.90558],[-105.79822,22.90924],[-105.79985,22.91332],[-105.8009,22.91596],[-105.80217,22.91931],[-105.80414,22.92412],[-105.80585,22.92844],[-105.80773,22.93323],[-105.80941,22.93745],[-105.81123,22.94194],[-105.81253,22.94525],[-105.81396,22.94883],[-105.81545,22.95267],[-105.81704,22.9566],[-105.81858,22.96045],[-105.82064,22.96571],[-105.82239,22.97021],[-105.82355,22.9731],[-105.82449,22.97544],[-105.82692,22.98149],[-105.82815,22.98446],[-105.82895,22.98658],[-105.83061,22.99069],[-105.83242,22.99527],[-105.83337,22.99765],[-105.8343,22.99998],[-105.83735,23.00129],[-105.84137,23.00301],[-105.8441,23.00421],[-105.84589,23.005],[-105.85487,23.00885],[-105.85733,23.0099],[-105.8612,23.01159],[-105.86434,23.01291],[-105.86995,23.01532],[-105.87321,23.01671],[-105.87773,23.01865],[-105.88069,23.01992],[-105.88431,23.02147],[-105.88812,23.02311],[-105.89267,23.02507],[-105.89648,23.02671],[-105.9001,23.02826],[-105.90346,23.02971],[-105.90852,23.03188],[-105.91262,23.03364],[-105.91653,23.03533],[-105.92079,23.03715],[-105.92371,23.03939],[-105.92641,23.04161],[-105.92917,23.04389],[-105.93218,23.04634],[-105.93527,23.04888],[-105.93847,23.05151],[-105.94183,23.05427],[-105.94535,23.05716],[-105.94904,23.06019],[-105.95377,23.06407],[-105.95756,23.06717],[-105.96145,23.07037],[-105.96633,23.07438],[-105.9689,23.07648],[-105.97364,23.08031],[-105.97678,23.08288],[-105.97862,23.0844],[-105.98092,23.08629],[-105.98544,23.08997],[-105.9889,23.0928],[-105.99286,23.09605],[-105.99466,23.09755],[-105.99814,23.1004],[-106.00106,23.10277],[-106.00309,23.10444],[-106.00595,23.10677],[-106.00888,23.10917],[-106.01291,23.11246],[-106.0162,23.11516],[-106.01999,23.11827],[-106.0235,23.12116],[-106.02707,23.12407],[-106.03015,23.12657],[-106.03416,23.12991],[-106.03555,23.13105],[-106.03765,23.13272],[-106.04096,23.13543],[-106.04433,23.1382],[-106.04674,23.14017],[-106.04986,23.14274],[-106.05295,23.14526],[-106.05624,23.14796],[-106.06151,23.1523],[-106.06451,23.1548],[-106.06985,23.15909],[-106.07149,23.1604],[-106.07543,23.16368],[-106.07808,23.16584],[-106.08135,23.16854],[-106.08537,23.16994],[-106.08913,23.17125],[-106.09259,23.17246],[-106.09759,23.17421],[-106.10163,23.17562],[-106.1052,23.17687],[-106.10942,23.17834],[-106.11299,23.17957],[-106.11579,23.18057],[-106.12047,23.18221],[-106.12349,23.18325],[-106.1263,23.18425],[-106.13033,23.18565],[-106.13334,23.1867],[-106.13716,23.18803],[-106.14119,23.18944],[-106.14521,23.19084],[-106.14896,23.19215],[-106.1528,23.1935],[-106.15654,23.19481],[-106.16115,23.19642],[-106.16406,23.19743],[-106.1681,23.19884],[-106.17156,23.20006],[-106.17523,23.20133],[-106.17899,23.20265],[-106.18281,23.20398],[-106.18664,23.20532],[-106.19012,23.20653],[-106.19316,23.20759],[-106.19718,23.209],[-106.20082,23.21027],[-106.20423,23.21146],[-106.20678,23.21235],[-106.21008,23.21349],[-106.21336,23.21465],[-106.21687,23.21494],[-106.22081,23.21414],[-106.22453,23.21339],[-106.22888,23.21292],[-106.23261,23.21251],[-106.23661,23.21207],[-106.24043,23.21165],[-106.24442,23.21122],[-106.24828,23.21079],[-106.25225,23.21036],[-106.25658,23.20988],[-106.26142,23.20935],[-106.2652,23.20893],[-106.27095,23.20829],[-106.27533,23.20781],[-106.27989,23.2073],[-106.2826,23.207],[-106.28675,23.20655],[-106.29077,23.20611],[-106.29474,23.20567],[-106.29894,23.20519],[-106.30236,23.20227],[-106.3056,23.1995],[-106.30883,23.19674],[-106.31127,23.19466],[-106.31401,23.19232],[-106.31695,23.1898],[-106.32013,23.18709],[-106.32342,23.18617],[-106.32669,23.18525],[-106.33035,23.18422],[-106.33438,23.18308],[-106.33796,23.18208],[-106.34092,23.18124],[-106.34249,23.18248]]}}
Línea 400.0 kV | LineString | 400.0 kV |  |  |  | CFE |  |  |  |  | OpenStreetMap | {"type":"Feature","properties":{},"geometry":{"type":"LineString","coordinates":[[-106.3521,23.19042],[-106.35243,23.19079],[-106.35196,23.19189],[-106.3504,23.19402],[-106.35024,23.19544],[-106.34959,23.19714],[-106.34849,23.1988],[-106.34659,23.20164],[-106.34464,23.20458],[-106.34147,23.20682],[-106.3384,23.209],[-106.33692,23.21005],[-106.33221,23.21339],[-106.32795,23.21641],[-106.32679,23.21937],[-106.32508,23.22377],[-106.32367,23.22737],[-106.3228,23.22962],[-106.32173,23.23234],[-106.32049,23.23553],[-106.31903,23.23932],[-106.31826,23.24129],[-106.31714,23.24416],[-106.31597,23.24717],[-106.31479,23.25023],[-106.3149,23.25422],[-106.31499,23.25767],[-106.31508,23.26157],[-106.31517,23.26456],[-106.31529,23.26882],[-106.31536,23.27048],[-106.31545,23.27368],[-106.31555,23.27719],[-106.31561,23.27983],[-106.31568,23.28194],[-106.31573,23.28476],[-106.31587,23.28951],[-106.31603,23.29517],[-106.31614,23.29947],[-106.31624,23.30293],[-106.31634,23.30602],[-106.31644,23.30946],[-106.3167,23.31199],[-106.31698,23.3147],[-106.31732,23.31776],[-106.3176,23.32032],[-106.31792,23.32329],[-106.31846,23.3281],[-106.31896,23.33273],[-106.31932,23.33612],[-106.32062,23.33789],[-106.32204,23.33995],[-106.32388,23.34268],[-106.32704,23.34721],[-106.32933,23.35055],[-106.33193,23.35426],[-106.33476,23.3583],[-106.33658,23.3609],[-106.33869,23.36391],[-106.34072,23.3669],[-106.34268,23.36969],[-106.34402,23.37159],[-106.34461,23.37375],[-106.34608,23.37583],[-106.34828,23.37906],[-106.35061,23.3824],[-106.35291,23.38571],[-106.35514,23.38892],[-106.35721,23.3919],[-106.35946,23.39511],[-106.36161,23.39818],[-106.36407,23.40174],[-106.36605,23.40463],[-106.36848,23.40811],[-106.37081,23.41145],[-106.3725,23.41389],[-106.37443,23.41668],[-106.37668,23.41986],[-106.37806,23.42385],[-106.37938,23.42782],[-106.3801,23.42989],[-106.38185,23.43479],[-106.38304,23.43825],[-106.38438,23.44213],[-106.38531,23.4448],[-106.3866,23.44834],[-106.38779,23.45198],[-106.38905,23.45562],[-106.3893,23.45927],[-106.38963,23.46353],[-106.3899,23.46734],[-106.39013,23.47074],[-106.39045,23.47477],[-106.39074,23.47875],[-106.39108,23.48328],[-106.39137,23.48676],[-106.39166,23.49084],[-106.39187,23.49415],[-106.39234,23.5004],[-106.39632,23.50431],[-106.39933,23.50733],[-106.4026,23.51058],[-106.40566,23.51363],[-106.40795,23.5159],[-106.41067,23.5186],[-106.41349,23.52143],[-106.41728,23.52527],[-106.42113,23.52908],[-106.42442,23.53235],[-106.42573,23.53658],[-106.42719,23.54133],[-106.42841,23.5452],[-106.43009,23.5506],[-106.43081,23.55298],[-106.43179,23.55613],[-106.43298,23.55998],[-106.43438,23.56448],[-106.43538,23.56773],[-106.43651,23.57149],[-106.43833,23.57744],[-106.43975,23.58193],[-106.44156,23.58769],[-106.4426,23.59105],[-106.44381,23.59497],[-106.445,23.5988],[-106.44603,23.60214],[-106.44697,23.60517],[-106.44993,23.60927],[-106.45187,23.61196],[-106.45359,23.61434],[-106.45614,23.61786],[-106.45849,23.6211],[-106.46062,23.62398],[-106.46319,23.62763],[-106.46647,23.63215],[-106.46911,23.63578],[-106.47138,23.63892],[-106.47336,23.64164],[-106.47545,23.64453],[-106.47747,23.64732],[-106.47955,23.65018],[-106.48257,23.65435],[-106.48612,23.65804],[-106.48969,23.66171],[-106.49354,23.66569],[-106.49662,23.66893],[-106.49808,23.67048],[-106.50141,23.67389],[-106.50615,23.67874],[-106.50941,23.68207],[-106.51265,23.68543],[-106.51349,23.68939],[-106.51419,23.69265],[-106.5153,23.6976],[-106.51621,23.70175],[-106.51683,23.70459],[-106.51788,23.70958],[-106.51892,23.71439],[-106.5198,23.71826],[-106.52059,23.72194],[-106.52113,23.72446],[-106.52205,23.72874],[-106.52254,23.73106],[-106.52342,23.73519],[-106.52424,23.73901],[-106.52498,23.74223],[-106.52444,23.74604],[-106.52387,23.75011],[-106.52332,23.7537],[-106.52277,23.75743],[-106.52216,23.76174],[-106.52139,23.76709],[-106.52058,23.77278],[-106.52015,23.77528],[-106.51924,23.78166],[-106.51862,23.7861],[-106.51804,23.7903],[-106.51971,23.79445],[-106.5211,23.79791],[-106.52342,23.80368],[-106.5256,23.80915],[-106.52637,23.81108],[-106.52843,23.81609],[-106.52918,23.81793],[-106.52951,23.82294],[-106.52986,23.82665],[-106.52798,23.8287],[-106.52486,23.83218],[-106.52232,23.83502],[-106.51944,23.83826],[-106.51708,23.84089],[-106.51468,23.84356],[-106.51246,23.84603],[-106.50981,23.84898],[-106.51023,23.85212],[-106.51094,23.85679],[-106.5117,23.86185],[-106.51231,23.86559],[-106.51275,23.86894],[-106.51346,23.87331],[-106.51541,23.87695],[-106.51717,23.88015],[-106.51859,23.88276],[-106.52327,23.88393],[-106.52852,23.88524],[-106.53272,23.88629],[-106.5369,23.88733],[-106.54122,23.88841],[-106.54484,23.88931],[-106.54918,23.89036],[-106.55494,23.89182],[-106.55883,23.89281],[-106.56297,23.89381],[-106.56922,23.89539],[-106.57409,23.8966],[-106.57729,23.89736],[-106.58307,23.89892],[-106.5863,23.89964],[-106.59096,23.90078],[-106.59574,23.90201],[-106.59691,23.90199],[-106.60171,23.90195],[-106.6069,23.90198],[-106.61029,23.90191],[-106.61515,23.90192],[-106.61981,23.9019],[-106.62727,23.902],[-106.62971,23.90189],[-106.63606,23.90188],[-106.64078,23.90182],[-106.64394,23.90545],[-106.64805,23.91007],[-106.65109,23.91355],[-106.65586,23.91891],[-106.65977,23.92335],[-106.66462,23.92887],[-106.66714,23.9317],[-106.67021,23.93515],[-106.67421,23.93968],[-106.67784,23.94379],[-106.68252,23.94912],[-106.68657,23.95365],[-106.69045,23.95803],[-106.69377,23.96178],[-106.69695,23.96533],[-106.69919,23.96788],[-106.70243,23.9715],[-106.70563,23.97516],[-106.70876,23.9787],[-106.71214,23.98075],[-106.71659,23.98344],[-106.71993,23.98547],[-106.72288,23.98725],[-106.7268,23.9896],[-106.73123,23.99228],[-106.73528,23.9947],[-106.73936,23.99716],[-106.74232,23.99894],[-106.74552,24.00087],[-106.7517,24.0046],[-106.75776,24.0083],[-106.7598,24.00954],[-106.76247,24.01114],[-106.7644,24.01225],[-106.76548,24.01397],[-106.76793,24.01788],[-106.76981,24.0208],[-106.77149,24.02345],[-106.77481,24.0286],[-106.77578,24.0301],[-106.77913,24.03524],[-106.78152,24.03896],[-106.78372,24.04236],[-106.78629,24.04637],[-106.78824,24.04937],[-106.79006,24.0522],[-106.79267,24.05624],[-106.7951,24.06005],[-106.79715,24.06319],[-106.79983,24.06735],[-106.80202,24.07073],[-106.80432,24.07434],[-106.80676,24.07808],[-106.80885,24.08132],[-106.81156,24.08551],[-106.81394,24.0892],[-106.81605,24.09247],[-106.81785,24.09526],[-106.81981,24.0983],[-106.82197,24.10164],[-106.8243,24.10525],[-106.82878,24.10688],[-106.83235,24.10818],[-106.83692,24.10983],[-106.84049,24.11112],[-106.84507,24.11279],[-106.84866,24.11409],[-106.85256,24.11551],[-106.85688,24.11707],[-106.86059,24.11844],[-106.86476,24.11995],[-106.86697,24.12074],[-106.87172,24.12243],[-106.87642,24.12413],[-106.88053,24.12562],[-106.88464,24.12713],[-106.88855,24.12853],[-106.89239,24.12992],[-106.89678,24.13151],[-106.90192,24.13335],[-106.90853,24.13579],[-106.9106,24.13652],[-106.91695,24.13879],[-106.92066,24.14014],[-106.92519,24.14177],[-106.93025,24.1436],[-106.93584,24.1456],[-106.94145,24.14765],[-106.94541,24.14908],[-106.94964,24.15061],[-106.95355,24.15203],[-106.95923,24.15408],[-106.96729,24.15699],[-106.97176,24.15861],[-106.9755,24.15996],[-106.97949,24.16138],[-106.98365,24.1629],[-106.98764,24.16435],[-106.99185,24.16587],[-106.99583,24.16731],[-107.00004,24.16884],[-107.00408,24.17026],[-107.00933,24.17215],[-107.01552,24.17437],[-107.01778,24.17907],[-107.01962,24.18277],[-107.02151,24.18652],[-107.02327,24.19016],[-107.02484,24.19341],[-107.02681,24.19728],[-107.0292,24.20205],[-107.03145,24.20655],[-107.03367,24.21103],[-107.03627,24.21613],[-107.03872,24.22121],[-107.04116,24.22614],[-107.0433,24.23045],[-107.04547,24.23482],[-107.04757,24.23906],[-107.04932,24.24258],[-107.05111,24.24617],[-107.05313,24.25023],[-107.0551,24.25418],[-107.05683,24.25767],[-107.05827,24.26058],[-107.06027,24.26458],[-107.06203,24.26815],[-107.06555,24.2753],[-107.06745,24.27909],[-107.06934,24.28283],[-107.07133,24.28685],[-107.07299,24.29015],[-107.07497,24.29414],[-107.0767,24.29765],[-107.07814,24.30056],[-107.08197,24.30826],[-107.08326,24.31084],[-107.08566,24.31572],[-107.08653,24.3175],[-107.08631,24.32066],[-107.08585,24.32552],[-107.08553,24.32955],[-107.08521,24.33346],[-107.0847,24.33907],[-107.08483,24.34241],[-107.08487,24.34577],[-107.08498,24.35033],[-107.08509,24.35484],[-107.08515,24.35764],[-107.08527,24.36163],[-107.08535,24.36584],[-107.08541,24.36973],[-107.0855,24.37384],[-107.0856,24.3779],[-107.08569,24.38192],[-107.0858,24.38586],[-107.08586,24.38959],[-107.08594,24.39324],[-107.08604,24.39799],[-107.08613,24.4023],[-107.08622,24.40667],[-107.08632,24.41101],[-107.08641,24.41489],[-107.08649,24.4193],[-107.0866,24.42316],[-107.08667,24.4267],[-107.08678,24.43119],[-107.08687,24.4353],[-107.08695,24.43955],[-107.08702,24.44291],[-107.08714,24.44777],[-107.08723,24.45188],[-107.08734,24.45653],[-107.08742,24.46013],[-107.09037,24.4633],[-107.09302,24.46611],[-107.09526,24.46848],[-107.09872,24.47218],[-107.10101,24.47463],[-107.10427,24.47814],[-107.10681,24.48082],[-107.11247,24.48681],[-107.11537,24.48993],[-107.11823,24.49299],[-107.12088,24.49583],[-107.12395,24.49913],[-107.12665,24.502],[-107.12966,24.50519],[-107.13241,24.50813],[-107.1353,24.51122],[-107.13833,24.51444],[-107.14098,24.5173],[-107.14394,24.52044],[-107.14675,24.52347],[-107.14911,24.52598],[-107.15269,24.52986],[-107.15611,24.53348],[-107.15861,24.53614],[-107.16146,24.53917],[-107.16406,24.54194],[-107.16644,24.54448],[-107.16922,24.54745],[-107.17222,24.55064],[-107.17501,24.55362],[-107.17794,24.55674],[-107.18075,24.55975],[-107.18373,24.5629],[-107.18655,24.5659],[-107.18989,24.5694],[-107.19072,24.57315],[-107.19415,24.57509],[-107.19638,24.57636],[-107.19931,24.57948],[-107.20208,24.58243],[-107.20504,24.58561],[-107.20793,24.58867],[-107.21083,24.59176],[-107.21372,24.59483],[-107.21642,24.5977],[-107.21927,24.60073],[-107.22191,24.60354],[-107.22422,24.60599],[-107.22748,24.60945],[-107.23034,24.6125],[-107.23296,24.61528],[-107.23613,24.61866],[-107.23878,24.62148],[-107.24181,24.62471],[-107.24455,24.62762],[-107.24761,24.63087],[-107.25035,24.6338],[-107.25326,24.63689],[-107.25616,24.63998],[-107.25883,24.64281],[-107.26152,24.64567],[-107.2643,24.64862],[-107.26773,24.65227],[-107.27006,24.65472],[-107.27266,24.65749],[-107.27578,24.66082],[-107.2787,24.66394],[-107.28147,24.66686],[-107.28427,24.66985],[-107.28725,24.673],[-107.29007,24.67601],[-107.29308,24.67918],[-107.29589,24.68218],[-107.29878,24.68525],[-107.3017,24.68835],[-107.30472,24.69154],[-107.30748,24.69448],[-107.31051,24.69771],[-107.31325,24.70062],[-107.31672,24.70429],[-107.31906,24.70677],[-107.32286,24.71077],[-107.32619,24.7114],[-107.32828,24.71181],[-107.32991,24.71048],[-107.33268,24.70821],[-107.33682,24.70488],[-107.33853,24.70446],[-107.34336,24.70322],[-107.34573,24.70261],[-107.35134,24.70117],[-107.3534,24.70066],[-107.3603,24.69889],[-107.36402,24.69794],[-107.36901,24.69667],[-107.37258,24.69575],[-107.37594,24.69489],[-107.37882,24.69416],[-107.3815,24.69347],[-107.38485,24.69262],[-107.38694,24.69208],[-107.39037,24.6912],[-107.39443,24.69016],[-107.39823,24.6892],[-107.40131,24.6884],[-107.4042,24.68767],[-107.40732,24.68688],[-107.40801,24.68389],[-107.40877,24.68067],[-107.4115,24.68067],[-107.4149,24.68069],[-107.41792,24.68071],[-107.42077,24.68072],[-107.42414,24.68073],[-107.42859,24.68074],[-107.431,24.68308],[-107.43389,24.68307],[-107.43725,24.68309],[-107.44088,24.68309],[-107.44411,24.68309],[-107.44561,24.68356],[-107.44874,24.68358],[-107.45254,24.68358],[-107.45458,24.68358],[-107.45576,24.68359],[-107.45886,24.68359],[-107.46197,24.6836],[-107.46487,24.68361],[-107.46821,24.68361],[-107.47027,24.68618],[-107.47277,24.68927],[-107.47462,24.69156],[-107.4774,24.69154],[-107.47986,24.69152],[-107.48287,24.6915],[-107.48543,24.69148],[-107.48796,24.69147],[-107.49053,24.69145],[-107.49306,24.69143],[-107.49616,24.69142],[-107.49871,24.69141],[-107.50161,24.69139],[-107.504,24.69303],[-107.5066,24.6948]]}}
Línea 400.0 kV | LineString | 400.0 kV |  |  |  | CFE |  |  |  |  | OpenStreetMap | {"type":"Feature","properties":{},"geometry":{"type":"LineString","coordinates":[[-104.93504,21.58011],[-104.93481,21.57937],[-104.93401,21.57762],[-104.93264,21.57711],[-104.9269,21.57379],[-104.92404,21.57214],[-104.91723,21.56822],[-104.90849,21.56318],[-104.90313,21.56009],[-104.90071,21.55867],[-104.89591,21.5559],[-104.89172,21.55345],[-104.88713,21.55082],[-104.88436,21.55073],[-104.87718,21.55052],[-104.87319,21.55037],[-104.86985,21.55028],[-104.86638,21.55018],[-104.86315,21.55008],[-104.85628,21.54986],[-104.85303,21.54976],[-104.84978,21.54966],[-104.84504,21.54952],[-104.84222,21.54943],[-104.83698,21.54927],[-104.83438,21.54919],[-104.82952,21.54904],[-104.82641,21.54893],[-104.82379,21.54885],[-104.81808,21.54867],[-104.81458,21.54856],[-104.81059,21.54844],[-104.80745,21.54834],[-104.80069,21.54813],[-104.79776,21.54803],[-104.79103,21.54782],[-104.78556,21.54759],[-104.78137,21.54751],[-104.77867,21.54743],[-104.77312,21.54725],[-104.76997,21.54716],[-104.76762,21.54408],[-104.76575,21.54162],[-104.76328,21.53839],[-104.76183,21.53647],[-104.75946,21.53337],[-104.75716,21.53035],[-104.75482,21.52727],[-104.75299,21.5249],[-104.75071,21.52192],[-104.74881,21.51937],[-104.74672,21.5166],[-104.74379,21.51272],[-104.74156,21.50979],[-104.74003,21.50778],[-104.73898,21.5064],[-104.73667,21.50336],[-104.73489,21.50101],[-104.73316,21.49873],[-104.73102,21.49591],[-104.72845,21.49253],[-104.72659,21.49008],[-104.72526,21.48832],[-104.72211,21.48418],[-104.72065,21.48227],[-104.71937,21.48059],[-104.71774,21.47845],[-104.71578,21.47587],[-104.71373,21.47317],[-104.70983,21.46953],[-104.7077,21.46753],[-104.70585,21.4658],[-104.70325,21.46337],[-104.70045,21.46075],[-104.69881,21.45922],[-104.6968,21.45735],[-104.69325,21.45403],[-104.69115,21.45207],[-104.68813,21.44924],[-104.68628,21.44751],[-104.68375,21.44515],[-104.68142,21.44298],[-104.67896,21.44067],[-104.67636,21.43824],[-104.67348,21.43556],[-104.66896,21.43133],[-104.66596,21.42852],[-104.66296,21.42572],[-104.66071,21.42361],[-104.6568,21.41996],[-104.65211,21.41558],[-104.64936,21.413],[-104.64697,21.41077],[-104.64019,21.40443],[-104.63793,21.40231],[-104.63247,21.39721],[-104.63059,21.39545],[-104.62522,21.39043],[-104.62334,21.38866],[-104.62051,21.386],[-104.61676,21.38251],[-104.61245,21.37849],[-104.61165,21.37724]]}}
Línea 400.0 kV | LineString | 400.0 kV |  |  |  | CFE |  |  |  |  | OpenStreetMap | {"type":"Feature","properties":{},"geometry":{"type":"LineString","coordinates":[[-104.93479,21.58022],[-104.93448,21.57936],[-104.93379,21.57792],[-104.93271,21.57795],[-104.93108,21.57818],[-104.92611,21.57886],[-104.92442,21.58022],[-104.92142,21.58245],[-104.91855,21.58468],[-104.91245,21.58943],[-104.91049,21.59092],[-104.90985,21.59315],[-104.9078,21.60032],[-104.90619,21.60591],[-104.90495,21.61019],[-104.90414,21.61332],[-104.90141,21.62257],[-104.90035,21.62625],[-104.8997,21.62842],[-104.89874,21.63191],[-104.8981,21.63416],[-104.89754,21.63611],[-104.89625,21.64066],[-104.89554,21.64313],[-104.89458,21.6465],[-104.89388,21.64897],[-104.89312,21.6516],[-104.89166,21.65671],[-104.89056,21.66058],[-104.88892,21.66635],[-104.88788,21.67],[-104.8861,21.67629],[-104.88523,21.67935],[-104.88436,21.68243],[-104.88341,21.68575],[-104.88253,21.68887],[-104.8815,21.6925],[-104.8803,21.69667],[-104.8785,21.70282],[-104.87799,21.70458],[-104.87684,21.7087],[-104.8759,21.712],[-104.87455,21.71686],[-104.87339,21.72079],[-104.87193,21.72613],[-104.87115,21.72883],[-104.86936,21.73502],[-104.8685,21.7379],[-104.86707,21.74298],[-104.86612,21.74645],[-104.86525,21.75101],[-104.86503,21.75239],[-104.86004,21.75974],[-104.85849,21.76203],[-104.85678,21.76425],[-104.85474,21.76691],[-104.85293,21.76942],[-104.85122,21.77168],[-104.84899,21.77451],[-104.84423,21.78083],[-104.8392,21.78754],[-104.83634,21.79122],[-104.83395,21.7946],[-104.83021,21.79947],[-104.82852,21.80167],[-104.82657,21.80426],[-104.82628,21.80702],[-104.82599,21.80971],[-104.82552,21.81418],[-104.82536,21.81573],[-104.82451,21.82374],[-104.82365,21.83172],[-104.82201,21.83276],[-104.81936,21.83444],[-104.81681,21.83605],[-104.81413,21.83773],[-104.80844,21.84139],[-104.80769,21.84244]]}}
Línea 400.0 kV | LineString | 400.0 kV |  |  |  | CFE |  |  |  |  | OpenStreetMap | {"type":"Feature","properties":{},"geometry":{"type":"LineString","coordinates":[[-104.93585,21.57989],[-104.93569,21.57948],[-104.93489,21.57749],[-104.92765,21.57327],[-104.92438,21.57137],[-104.91797,21.56766],[-104.90985,21.56296],[-104.9077,21.56172],[-104.90148,21.55811],[-104.89604,21.55497],[-104.89305,21.55323],[-104.88737,21.54995],[-104.88475,21.54987],[-104.8772,21.54963],[-104.87376,21.54952],[-104.86604,21.54928],[-104.86178,21.54915],[-104.85755,21.54902],[-104.85234,21.54885],[-104.84868,21.54874],[-104.8436,21.54858],[-104.84082,21.54849],[-104.83649,21.54836],[-104.83355,21.54826],[-104.82687,21.54805],[-104.82387,21.54796],[-104.8178,21.54775],[-104.81357,21.54762],[-104.80921,21.54748],[-104.8062,21.54738],[-104.80065,21.54721],[-104.79774,21.54711],[-104.79094,21.5469],[-104.78524,21.54672],[-104.78102,21.54659],[-104.77849,21.54651],[-104.77048,21.54626],[-104.76794,21.54293],[-104.76475,21.53876],[-104.76198,21.53513],[-104.76018,21.53278],[-104.75772,21.52954],[-104.75592,21.52718],[-104.7536,21.52411],[-104.75124,21.521],[-104.74839,21.51725],[-104.7468,21.51513],[-104.74188,21.50867],[-104.74002,21.50622],[-104.73844,21.50413],[-104.73713,21.5024],[-104.73429,21.49867],[-104.73194,21.49556],[-104.72909,21.49181],[-104.72713,21.48923],[-104.72504,21.48648],[-104.72177,21.48216],[-104.7201,21.47995],[-104.71814,21.47738],[-104.71676,21.47556],[-104.7147,21.47285],[-104.71072,21.46911],[-104.70766,21.46625],[-104.7056,21.46433],[-104.70302,21.46191],[-104.70056,21.45961],[-104.69729,21.45656],[-104.69468,21.45412],[-104.69209,21.4517],[-104.68867,21.4485],[-104.68512,21.44519],[-104.68302,21.44323],[-104.68021,21.4406],[-104.67686,21.43747],[-104.67401,21.4348],[-104.66697,21.42823],[-104.66358,21.42507],[-104.66122,21.42286],[-104.65713,21.41904],[-104.65324,21.4154],[-104.6495,21.4119],[-104.64826,21.41074],[-104.64172,21.40463],[-104.63997,21.40299],[-104.63755,21.40073],[-104.63257,21.39607],[-104.62579,21.38974],[-104.6247,21.38871],[-104.62112,21.38536],[-104.61863,21.38304],[-104.61308,21.37783],[-104.61165,21.37724]]}}
Línea 400.0 kV | LineString | 400.0 kV |  |  |  | CFE |  |  |  |  | OpenStreetMap | {"type":"Feature","properties":{},"geometry":{"type":"LineString","coordinates":[[-104.60281,21.36986],[-104.60218,21.3678],[-104.60133,21.36236],[-104.60072,21.35851],[-104.6003,21.35581],[-104.59968,21.35183],[-104.59922,21.34892],[-104.59823,21.34272],[-104.59757,21.33854],[-104.59693,21.3345],[-104.59636,21.33092],[-104.59582,21.32745],[-104.59524,21.32378],[-104.59484,21.32127],[-104.59412,21.31672],[-104.59351,21.31307],[-104.59277,21.30824],[-104.59187,21.30237],[-104.59098,21.29676],[-104.59004,21.29081],[-104.58934,21.28636],[-104.5887,21.28233],[-104.58822,21.27929],[-104.58776,21.27635],[-104.5869,21.27104],[-104.58623,21.26674],[-104.58574,21.26372],[-104.58526,21.26068],[-104.5845,21.25592],[-104.58391,21.25212],[-104.5831,21.24652],[-104.58256,21.2432],[-104.57717,21.23888],[-104.57309,21.23562],[-104.5705,21.23355],[-104.56825,21.23172],[-104.566,21.22985],[-104.56302,21.22748],[-104.56105,21.22589],[-104.55676,21.22244],[-104.55124,21.21799],[-104.54691,21.2145],[-104.54466,21.21267],[-104.54185,21.21037],[-104.53756,21.20688],[-104.53507,21.20491],[-104.53171,21.20218],[-104.52712,21.19849],[-104.52372,21.19577],[-104.51794,21.19106],[-104.51553,21.18906],[-104.51313,21.18712],[-104.51105,21.18543],[-104.50898,21.18376],[-104.50451,21.18017],[-104.50228,21.17691],[-104.5006,21.1746],[-104.49577,21.16762],[-104.49341,21.16422],[-104.49006,21.15942],[-104.48698,21.15493],[-104.4849,21.15196],[-104.48311,21.14937],[-104.48093,21.14627],[-104.47894,21.1434],[-104.47695,21.14056],[-104.47511,21.13789],[-104.47369,21.13587],[-104.47163,21.13291],[-104.47025,21.1309],[-104.46893,21.12905],[-104.46658,21.12562],[-104.46468,21.12293],[-104.46269,21.12006],[-104.46079,21.11733],[-104.45885,21.11453],[-104.45674,21.1115],[-104.45469,21.10856],[-104.45253,21.10545],[-104.45057,21.10262],[-104.44758,21.10045],[-104.44365,21.09752],[-104.44059,21.09526],[-104.43829,21.09357],[-104.43546,21.09148],[-104.4329,21.08959],[-104.42978,21.0873],[-104.42675,21.08506],[-104.42387,21.08294],[-104.42129,21.0811],[-104.41854,21.07904],[-104.41615,21.07728],[-104.41129,21.07367],[-104.40547,21.06943],[-104.39701,21.06314],[-104.39397,21.06093],[-104.38995,21.05797],[-104.38604,21.05509],[-104.38175,21.05451],[-104.37689,21.05384],[-104.37422,21.05347],[-104.37183,21.05313],[-104.36556,21.05229],[-104.36117,21.05169],[-104.35174,21.05042],[-104.35006,21.05019],[-104.34296,21.0493],[-104.33945,21.04876],[-104.33242,21.04782],[-104.32746,21.04715],[-104.32326,21.0466],[-104.31992,21.04616],[-104.31469,21.0455],[-104.31131,21.04502],[-104.30764,21.04452],[-104.30384,21.044],[-104.2987,21.0433],[-104.29489,21.04279],[-104.29118,21.0423],[-104.2873,21.04175],[-104.28345,21.04226],[-104.27959,21.04275],[-104.27584,21.04322],[-104.27203,21.04371],[-104.26822,21.04419],[-104.26374,21.04476],[-104.26003,21.04521],[-104.2564,21.04567],[-104.25335,21.04606],[-104.24867,21.04665],[-104.24392,21.04724],[-104.23742,21.04808],[-104.23504,21.04836],[-104.23255,21.04867],[-104.22998,21.04899],[-104.22627,21.04946],[-104.22406,21.04974],[-104.21713,21.05061],[-104.21216,21.05124],[-104.20892,21.05164],[-104.20282,21.05242],[-104.19965,21.05284],[-104.19454,21.05069],[-104.18531,21.04681],[-104.18182,21.04534],[-104.17726,21.04346],[-104.17322,21.04173],[-104.16912,21.04],[-104.16569,21.03856],[-104.16243,21.03719],[-104.15726,21.03501],[-104.15102,21.03235],[-104.14726,21.0308],[-104.14434,21.02954],[-104.13812,21.02699],[-104.13512,21.02572],[-104.1318,21.02432],[-104.12864,21.02302],[-104.12618,21.02197],[-104.11967,21.01923],[-104.11714,21.01806],[-104.11075,21.01546],[-104.1067,21.01377],[-104.1023,21.01191],[-104.09619,21.00936],[-104.09319,21.00809],[-104.08846,21.00609],[-104.08523,21.00474],[-104.08196,21.00336],[-104.0786,21.00193],[-104.07475,21.00033],[-104.07152,20.99773],[-104.06512,20.99261],[-104.06284,20.99078],[-104.0586,20.98738],[-104.05532,20.98475],[-104.05215,20.98221],[-104.04918,20.97983],[-104.04655,20.97772],[-104.04384,20.97554],[-104.03834,20.97114],[-104.0368,20.9699],[-104.03207,20.9661],[-104.02915,20.96377],[-104.02657,20.96169],[-104.02286,20.95872],[-104.01774,20.95462],[-104.01489,20.95232],[-104.01214,20.95011],[-104.00929,20.94782],[-104.00656,20.94564],[-104.00403,20.9436],[-104.0011,20.94125],[-103.9985,20.93916],[-103.99427,20.93577],[-103.99201,20.93396],[-103.98966,20.93207],[-103.98604,20.92917],[-103.98399,20.92752],[-103.98125,20.92532],[-103.97807,20.92277],[-103.97572,20.92089],[-103.97374,20.91929],[-103.96812,20.91479],[-103.96478,20.91444],[-103.96096,20.91403],[-103.95761,20.91368],[-103.9535,20.91325],[-103.95025,20.9129],[-103.94662,20.91251],[-103.93792,20.91159],[-103.93268,20.91103],[-103.9264,20.91035],[-103.92325,20.91001],[-103.9199,20.90965],[-103.91712,20.90937],[-103.91292,20.90893],[-103.90882,20.90849],[-103.90383,20.90798],[-103.89963,20.9075],[-103.89601,20.90713],[-103.89297,20.90681],[-103.89018,20.90649],[-103.8859,20.90606],[-103.88295,20.90574],[-103.87894,20.90483],[-103.8749,20.90394],[-103.87121,20.90314],[-103.86932,20.90267],[-103.86656,20.90206],[-103.86341,20.90133],[-103.8598,20.90053],[-103.85479,20.89939],[-103.85097,20.89851],[-103.84824,20.89792],[-103.84292,20.89671],[-103.83782,20.89552],[-103.83466,20.89479],[-103.83155,20.89409],[-103.82736,20.89314],[-103.82326,20.89222],[-103.81912,20.89128],[-103.81661,20.8907],[-103.81258,20.8898],[-103.80884,20.88895],[-103.80512,20.88809],[-103.80143,20.88727],[-103.79765,20.8864],[-103.79401,20.88557],[-103.79074,20.88484],[-103.78671,20.88393],[-103.7828,20.88303],[-103.77897,20.88215],[-103.77541,20.88135],[-103.77187,20.88055],[-103.76813,20.87971],[-103.76477,20.87894],[-103.76113,20.87811],[-103.75769,20.87733],[-103.75394,20.87649],[-103.75047,20.8757],[-103.74704,20.87491],[-103.74301,20.874],[-103.73956,20.87321],[-103.73621,20.87245],[-103.73245,20.8716],[-103.72873,20.87075],[-103.72535,20.86999],[-103.72198,20.86923],[-103.71751,20.86821],[-103.71332,20.86725],[-103.70959,20.86641],[-103.70763,20.86596],[-103.70334,20.86499],[-103.69959,20.86414],[-103.69621,20.86337],[-103.69261,20.86254],[-103.68891,20.86172],[-103.68498,20.86085],[-103.67816,20.85933],[-103.6697,20.85733],[-103.66452,20.85615],[-103.66128,20.85544],[-103.65783,20.85464],[-103.65391,20.85376],[-103.64931,20.8527],[-103.64351,20.85133],[-103.63768,20.85002],[-103.63345,20.84906],[-103.63037,20.84836],[-103.62531,20.84721],[-103.62157,20.84636],[-103.61893,20.84576],[-103.61645,20.8452],[-103.61022,20.84379],[-103.60694,20.84304],[-103.60377,20.84232],[-103.60068,20.84161],[-103.59676,20.84072],[-103.59257,20.83976],[-103.58919,20.83899],[-103.58418,20.83784],[-103.58131,20.83717],[-103.57647,20.83606],[-103.57396,20.83549],[-103.57148,20.83491],[-103.56841,20.83294],[-103.56547,20.83103],[-103.56135,20.82835],[-103.55744,20.82579],[-103.55047,20.82125],[-103.54767,20.81942],[-103.54301,20.81637],[-103.53971,20.81399],[-103.53638,20.81156],[-103.5341,20.80989],[-103.53194,20.80831],[-103.52903,20.80621],[-103.52629,20.80421],[-103.52339,20.8021],[-103.52035,20.80143],[-103.51725,20.79914],[-103.51357,20.79646],[-103.50983,20.79374],[-103.50677,20.79168],[-103.50414,20.79015],[-103.5036,20.78961]]}}
Línea 400.0 kV | LineString | 400.0 kV |  |  |  | CFE |  |  |  |  | OpenStreetMap | {"type":"Feature","properties":{},"geometry":{"type":"LineString","coordinates":[[-103.5063,20.79282],[-103.50329,20.79123],[-103.50257,20.79101]]}}
Línea 400.0 kV | LineString | 400.0 kV | 2 |  |  | CFE |  |  |  |  | OpenStreetMap | {"type":"Feature","properties":{},"geometry":{"type":"LineString","coordinates":[[-103.50509,20.78902],[-103.50589,20.7899],[-103.50833,20.79201],[-103.51162,20.79441],[-103.51469,20.79665],[-103.5177,20.79887],[-103.52069,20.801],[-103.52321,20.80128],[-103.52768,20.80165],[-103.53169,20.80203],[-103.53573,20.80247],[-103.539,20.80276],[-103.5418,20.80299],[-103.54558,20.80005],[-103.54815,20.79806],[-103.55468,20.79293],[-103.55855,20.78992],[-103.56182,20.78739],[-103.56408,20.78558],[-103.56697,20.78334],[-103.57021,20.78081],[-103.57292,20.77861],[-103.57502,20.7769],[-103.57691,20.77531],[-103.5835,20.77004],[-103.58791,20.76648],[-103.59183,20.76332],[-103.5949,20.76081],[-103.59708,20.75906],[-103.60011,20.75663],[-103.60262,20.75459],[-103.60454,20.75308],[-103.60595,20.7519],[-103.60865,20.74972],[-103.61158,20.74736],[-103.61367,20.74563],[-103.61649,20.74343],[-103.62039,20.74024],[-103.62199,20.73894],[-103.62701,20.73487],[-103.62943,20.73322],[-103.63406,20.72995],[-103.63721,20.72765],[-103.64061,20.72524],[-103.64453,20.72248],[-103.64757,20.72028],[-103.65103,20.71783],[-103.65384,20.71583],[-103.65761,20.71315],[-103.66058,20.71105],[-103.66394,20.70865],[-103.66662,20.70675],[-103.66923,20.70488],[-103.67129,20.70343],[-103.67393,20.70155],[-103.67679,20.69953],[-103.67993,20.6973],[-103.68297,20.69513],[-103.68628,20.69277],[-103.69004,20.69008],[-103.69097,20.68518],[-103.69139,20.68234],[-103.69193,20.67934],[-103.69257,20.67604],[-103.69161,20.67343],[-103.69075,20.67097],[-103.69008,20.66902],[-103.68909,20.66613],[-103.68775,20.6623],[-103.68624,20.65813],[-103.68497,20.65438],[-103.68263,20.64782],[-103.68157,20.64495],[-103.68062,20.64217],[-103.67975,20.63962],[-103.67853,20.63605],[-103.67712,20.63212],[-103.67573,20.62806],[-103.67482,20.62546],[-103.67359,20.6219],[-103.67234,20.61823],[-103.67096,20.6144],[-103.66987,20.6113],[-103.66879,20.60823],[-103.6668,20.6025],[-103.66672,20.59787],[-103.66678,20.59387],[-103.6667,20.58509],[-103.66669,20.58277],[-103.66664,20.58114],[-103.66668,20.57749],[-103.66662,20.57023],[-103.66663,20.56909],[-103.66662,20.56493],[-103.66661,20.56282],[-103.6666,20.55932],[-103.66659,20.55571],[-103.66656,20.55335],[-103.66656,20.55179],[-103.66655,20.54859],[-103.66651,20.54501],[-103.6665,20.54148],[-103.66648,20.53779],[-103.66643,20.53231],[-103.66644,20.52943],[-103.66641,20.52694],[-103.66463,20.52451],[-103.66226,20.52124],[-103.66002,20.51816],[-103.65857,20.51614],[-103.65694,20.51389],[-103.65483,20.51099],[-103.65283,20.50822],[-103.65034,20.50479],[-103.64799,20.50157],[-103.64598,20.49878],[-103.64429,20.49644],[-103.6428,20.49433],[-103.64056,20.49128],[-103.63827,20.4881],[-103.63591,20.48481],[-103.63417,20.48242],[-103.6321,20.47957],[-103.63015,20.47687],[-103.62788,20.47376],[-103.62573,20.47074],[-103.62249,20.46657],[-103.62053,20.46424],[-103.61912,20.46248],[-103.61461,20.45703],[-103.6117,20.45343],[-103.60833,20.44931],[-103.60597,20.4465],[-103.60366,20.44376],[-103.60107,20.44059],[-103.59938,20.43852],[-103.59716,20.4358],[-103.594,20.43475],[-103.59038,20.43354],[-103.58684,20.43238],[-103.58398,20.43138],[-103.58055,20.43024],[-103.57872,20.42889],[-103.57529,20.42641],[-103.57265,20.42446],[-103.57142,20.42231],[-103.56987,20.41961],[-103.56807,20.41651],[-103.56638,20.41356],[-103.56524,20.41156],[-103.56337,20.41126],[-103.56183,20.4123],[-103.56147,20.41424]]}}
Línea 400.0 kV | LineString | 400.0 kV |  |  |  | CFE |  |  |  |  | OpenStreetMap | {"type":"Feature","properties":{},"geometry":{"type":"LineString","coordinates":[[-103.53242,20.81038],[-103.53001,20.80872],[-103.5271,20.80669],[-103.5236,20.80424],[-103.52077,20.80227],[-103.51529,20.7984],[-103.51231,20.79632],[-103.50929,20.79415],[-103.50586,20.79175]]}}
Línea 400.0 kV | LineString | 400.0 kV |  |  |  | CFE |  |  |  |  | OpenStreetMap | {"type":"Feature","properties":{},"geometry":{"type":"LineString","coordinates":[[-104.93573,21.58296],[-104.93585,21.58353],[-104.93533,21.58478],[-104.93507,21.58538],[-104.93566,21.58697],[-104.93717,21.59089],[-104.9391,21.59578],[-104.94156,21.60219],[-104.94318,21.60631],[-104.94399,21.60947],[-104.94488,21.61226],[-104.94649,21.61854],[-104.94797,21.62428],[-104.9493,21.62924],[-104.95045,21.63355],[-104.9509,21.63529],[-104.95145,21.63733],[-104.95357,21.64558],[-104.95414,21.64743],[-104.95579,21.65373],[-104.95652,21.65648],[-104.95733,21.65959],[-104.95857,21.66409],[-104.95975,21.66862],[-104.96112,21.67367],[-104.96225,21.67805],[-104.96426,21.68084],[-104.96716,21.6849],[-104.96957,21.68838],[-104.97193,21.69164],[-104.97411,21.69471],[-104.97651,21.69812],[-104.97869,21.70115],[-104.98228,21.70628],[-104.98586,21.71126],[-104.98829,21.71474],[-104.98934,21.71671],[-104.99141,21.72062],[-104.99382,21.72531],[-104.99499,21.72753],[-104.99715,21.73162],[-105.00018,21.7374],[-105.00169,21.74028],[-105.00276,21.74237],[-105.00548,21.74748],[-105.00678,21.74998],[-105.00851,21.75327],[-105.01067,21.75741],[-105.01345,21.76282],[-105.01507,21.76585],[-105.01595,21.76757],[-105.01809,21.77163],[-105.02007,21.77545],[-105.02264,21.78041],[-105.02545,21.78573],[-105.02708,21.78896],[-105.0289,21.79236],[-105.03079,21.79589],[-105.03273,21.79973],[-105.03415,21.80245],[-105.03565,21.80523],[-105.03766,21.80925],[-105.03963,21.81329],[-105.04154,21.81659],[-105.04435,21.8219],[-105.04615,21.82535],[-105.04806,21.82904],[-105.05055,21.83379],[-105.05241,21.83733],[-105.05348,21.83932],[-105.05457,21.84244],[-105.05605,21.84666],[-105.05748,21.8505],[-105.05893,21.85472],[-105.0604,21.85877],[-105.06184,21.86242],[-105.06332,21.86684],[-105.06503,21.87158],[-105.06652,21.87595],[-105.06803,21.8803],[-105.06977,21.88511],[-105.07168,21.88899],[-105.07355,21.89286],[-105.07461,21.89577],[-105.0762,21.89987],[-105.07763,21.90374],[-105.07899,21.9075],[-105.08099,21.91278],[-105.08281,21.91767],[-105.08425,21.92156],[-105.08624,21.92682],[-105.08739,21.92999],[-105.08844,21.93272],[-105.08971,21.93611],[-105.09094,21.93942],[-105.09243,21.94343],[-105.0942,21.94821],[-105.09585,21.95245],[-105.09719,21.9562],[-105.0988,21.9605],[-105.10025,21.96435],[-105.10177,21.96848],[-105.10332,21.97261],[-105.10491,21.97685],[-105.10656,21.98128],[-105.10832,21.98606],[-105.10988,21.99014],[-105.11103,21.9932],[-105.11315,21.9988],[-105.11545,22.00508],[-105.11694,22.00904],[-105.1193,22.01532],[-105.12178,22.02202],[-105.12313,22.02564],[-105.12475,22.02994],[-105.12624,22.03395],[-105.12784,22.03822],[-105.12912,22.04163],[-105.13046,22.04524],[-105.1321,22.0496],[-105.1325,22.05067],[-105.13366,22.05381],[-105.13533,22.05827],[-105.13701,22.06273],[-105.13844,22.06658],[-105.13999,22.07075],[-105.14157,22.07493],[-105.14333,22.0796],[-105.14498,22.08409],[-105.14613,22.0871],[-105.14717,22.08989],[-105.14888,22.0945],[-105.15037,22.09851],[-105.1518,22.10221],[-105.15344,22.1066],[-105.1549,22.11052],[-105.15662,22.11515],[-105.1584,22.11985],[-105.16037,22.12507],[-105.16141,22.12814],[-105.16227,22.13034],[-105.16494,22.13742],[-105.16644,22.14135],[-105.16811,22.14589],[-105.17001,22.15096],[-105.17203,22.1564],[-105.17271,22.15813],[-105.17446,22.16275],[-105.1762,22.16737],[-105.17797,22.17211],[-105.17963,22.17656],[-105.18146,22.18147],[-105.18342,22.18671],[-105.18461,22.18993],[-105.18562,22.19256],[-105.18767,22.198],[-105.18908,22.2018],[-105.18951,22.20308],[-105.19257,22.21114],[-105.19524,22.21831],[-105.19734,22.22389],[-105.20006,22.23115],[-105.20092,22.2334],[-105.20225,22.23697],[-105.20461,22.24313],[-105.20576,22.24627],[-105.20662,22.24852],[-105.20885,22.25448],[-105.211,22.26022],[-105.2126,22.26417],[-105.21481,22.2704],[-105.21798,22.27884],[-105.22072,22.28617],[-105.22123,22.28752],[-105.22249,22.29082],[-105.22402,22.29492],[-105.22553,22.29893],[-105.22753,22.30426],[-105.22837,22.30643],[-105.23041,22.31192],[-105.23112,22.3138],[-105.23268,22.31797],[-105.23464,22.32318],[-105.23583,22.32637],[-105.2366,22.3284],[-105.23822,22.33269],[-105.23954,22.33624],[-105.24173,22.34202],[-105.24294,22.34527],[-105.24473,22.35007],[-105.24679,22.35553],[-105.24821,22.35934],[-105.25042,22.36516],[-105.25195,22.36924],[-105.25331,22.37283],[-105.25505,22.37752],[-105.25684,22.38232],[-105.25985,22.39034],[-105.26142,22.39446],[-105.26228,22.39672],[-105.26495,22.40389],[-105.26668,22.40845],[-105.26857,22.41354],[-105.26982,22.41676],[-105.27205,22.42274],[-105.27318,22.42577],[-105.2753,22.43138],[-105.27737,22.43682],[-105.27911,22.44144],[-105.28008,22.44402],[-105.28136,22.44744],[-105.28344,22.45304],[-105.28452,22.45584],[-105.28695,22.46239],[-105.28768,22.46421],[-105.28969,22.46963],[-105.29087,22.47271],[-105.29158,22.47464],[-105.29393,22.48092],[-105.29499,22.48381],[-105.29795,22.49152],[-105.30003,22.49709],[-105.30163,22.50132],[-105.30413,22.50365],[-105.30948,22.50877],[-105.31543,22.51424],[-105.31649,22.51524],[-105.32222,22.52065],[-105.32756,22.52563],[-105.32911,22.52729],[-105.33213,22.5299],[-105.33885,22.53617],[-105.34115,22.53835],[-105.34404,22.541],[-105.34893,22.54557],[-105.35236,22.54879],[-105.35555,22.55177],[-105.35885,22.55485],[-105.36227,22.55807],[-105.36689,22.5624],[-105.37081,22.56603],[-105.37435,22.56933],[-105.37792,22.57267],[-105.37995,22.57457],[-105.38263,22.57707],[-105.38768,22.58178],[-105.38866,22.5827],[-105.39136,22.58522],[-105.39601,22.58957],[-105.39757,22.59103],[-105.4014,22.5946],[-105.40566,22.59859],[-105.40798,22.60076],[-105.41116,22.60371],[-105.41667,22.60887],[-105.42008,22.61206],[-105.42445,22.61612],[-105.42705,22.61855],[-105.43003,22.62133],[-105.43262,22.62375],[-105.43754,22.62834],[-105.44241,22.6329],[-105.44685,22.63703],[-105.4499,22.63987],[-105.45425,22.64393],[-105.4566,22.64619],[-105.45853,22.64793],[-105.46326,22.65235],[-105.46811,22.65688],[-105.47051,22.65909],[-105.473,22.66144],[-105.47706,22.66528],[-105.4805,22.66847],[-105.48308,22.67092],[-105.48681,22.67435],[-105.49153,22.67878],[-105.4945,22.68149],[-105.49675,22.68367],[-105.50151,22.68803],[-105.50516,22.6915],[-105.50883,22.69488],[-105.51361,22.6993],[-105.51926,22.70469],[-105.52108,22.70621],[-105.52844,22.71312],[-105.53382,22.71808],[-105.53729,22.72134],[-105.54092,22.72471],[-105.54411,22.72769],[-105.54817,22.73145],[-105.55136,22.73443],[-105.55426,22.73712],[-105.55851,22.74107],[-105.56106,22.74345],[-105.56456,22.7467],[-105.5671,22.74921],[-105.56831,22.75024],[-105.57298,22.75457],[-105.57462,22.7562],[-105.57756,22.75894],[-105.5801,22.76122],[-105.58451,22.76543],[-105.58594,22.76661],[-105.59037,22.77075],[-105.59299,22.77319],[-105.59646,22.77647],[-105.60007,22.77976],[-105.6035,22.78298],[-105.60691,22.78614],[-105.60976,22.78878],[-105.61236,22.79124],[-105.61703,22.79557],[-105.61982,22.79716],[-105.62385,22.7995],[-105.62834,22.80212],[-105.63188,22.80415],[-105.63514,22.80609],[-105.63885,22.80824],[-105.6433,22.81082],[-105.64792,22.81348],[-105.65072,22.81516],[-105.65574,22.81806],[-105.65922,22.82006],[-105.6642,22.82296],[-105.66859,22.82544],[-105.6743,22.82888],[-105.67903,22.83164],[-105.68571,22.83548],[-105.69197,22.83917],[-105.69658,22.8419],[-105.69917,22.84335],[-105.70244,22.84522],[-105.71017,22.84976],[-105.71367,22.85177],[-105.71739,22.8539],[-105.7212,22.85607],[-105.72509,22.85835],[-105.72868,22.86042],[-105.73244,22.86263],[-105.73628,22.86481],[-105.74023,22.8671],[-105.74454,22.86966],[-105.74778,22.8715],[-105.75024,22.87297],[-105.75434,22.87536],[-105.75902,22.87803],[-105.7622,22.87989],[-105.7653,22.88166],[-105.76911,22.88387],[-105.77407,22.88684],[-105.77568,22.89081],[-105.77682,22.89419],[-105.77824,22.89803],[-105.7791,22.90033],[-105.78047,22.90406],[-105.78131,22.90638],[-105.78341,22.9122],[-105.78547,22.91794],[-105.78634,22.92045],[-105.78703,22.92235],[-105.7887,22.92659],[-105.78941,22.92885],[-105.79196,22.93584],[-105.79271,22.93792],[-105.79529,22.94493],[-105.79714,22.95038],[-105.79833,22.95361],[-105.80016,22.95859],[-105.80181,22.9628],[-105.80325,22.96691],[-105.8051,22.97196],[-105.80632,22.9753],[-105.8071,22.97744],[-105.80765,22.979],[-105.80926,22.98335],[-105.81016,22.98582],[-105.81137,22.9892],[-105.81295,22.99352],[-105.81434,22.99735],[-105.81635,23.00285],[-105.81876,23.00945],[-105.82064,23.0146],[-105.82185,23.01793],[-105.8252,23.02032],[-105.8288,23.02288],[-105.83144,23.02476],[-105.83525,23.02749],[-105.8402,23.03101],[-105.84426,23.0339],[-105.84721,23.03599],[-105.85042,23.03828],[-105.85434,23.04106],[-105.85867,23.04414],[-105.86223,23.04667],[-105.86568,23.04912],[-105.86885,23.05137],[-105.87114,23.05302],[-105.87459,23.05547],[-105.87774,23.0577],[-105.88095,23.05998],[-105.88429,23.06235],[-105.88808,23.06504],[-105.89102,23.06713],[-105.89482,23.06983],[-105.89853,23.07247],[-105.90242,23.07524],[-105.90636,23.07803],[-105.91023,23.08081],[-105.91455,23.08387],[-105.91779,23.08617],[-105.92088,23.08834],[-105.92241,23.08948],[-105.92542,23.09161],[-105.92674,23.09255],[-105.93085,23.09546],[-105.93637,23.09939],[-105.93847,23.10089],[-105.94006,23.10201],[-105.94402,23.10483],[-105.94857,23.10804],[-105.95185,23.11037],[-105.95705,23.11406],[-105.95916,23.11556],[-105.96202,23.11759],[-105.96672,23.12092],[-105.97145,23.12427],[-105.97616,23.12764],[-105.97886,23.12954],[-105.98128,23.13126],[-105.98689,23.13523],[-105.99164,23.13854],[-105.99538,23.1412],[-105.9976,23.14278],[-105.99903,23.14381],[-106.00091,23.14517],[-106.00703,23.14953],[-106.00936,23.15112],[-106.01267,23.15347],[-106.01522,23.1553],[-106.01791,23.15721],[-106.02199,23.16012],[-106.02875,23.16493],[-106.03298,23.16788],[-106.03725,23.17092],[-106.03937,23.17242],[-106.04537,23.17666],[-106.05,23.17992],[-106.05453,23.18314],[-106.05849,23.18595],[-106.06267,23.18893],[-106.06722,23.19219],[-106.0701,23.19414],[-106.07229,23.19573],[-106.07506,23.19769],[-106.07673,23.19881],[-106.07914,23.20053],[-106.08493,23.20466],[-106.08724,23.20631],[-106.09116,23.20914],[-106.09429,23.21135],[-106.09724,23.21342],[-106.10025,23.21555],[-106.10374,23.21801],[-106.10626,23.21983],[-106.11013,23.22257],[-106.11468,23.22577],[-106.11703,23.2274],[-106.11834,23.22833],[-106.12268,23.23145],[-106.12538,23.23336],[-106.12835,23.23317],[-106.1322,23.23294],[-106.13603,23.23273],[-106.14361,23.23228],[-106.14603,23.23213],[-106.15277,23.23179],[-106.15873,23.23141],[-106.16413,23.2311],[-106.16873,23.23085],[-106.1736,23.23055],[-106.17746,23.23033],[-106.18044,23.23016],[-106.18377,23.22997],[-106.18671,23.2298],[-106.19022,23.2296],[-106.19327,23.22941],[-106.1972,23.2292],[-106.20118,23.22896],[-106.20493,23.22873],[-106.20826,23.22854],[-106.21205,23.22832],[-106.21562,23.22812],[-106.21885,23.22792],[-106.22216,23.22773],[-106.22564,23.22752],[-106.22753,23.22746],[-106.2324,23.22731],[-106.23625,23.22718],[-106.23905,23.22689],[-106.24193,23.22659],[-106.24536,23.22505],[-106.24891,23.22345],[-106.25126,23.2224],[-106.25527,23.22059],[-106.25863,23.21908],[-106.26168,23.21771],[-106.26461,23.21638],[-106.26762,23.21503],[-106.27193,23.21309],[-106.27417,23.21208],[-106.27689,23.21085],[-106.27983,23.20953],[-106.28357,23.20782],[-106.28437,23.20641],[-106.28618,23.20309],[-106.28762,23.20045],[-106.28909,23.19776],[-106.29056,23.19507],[-106.29125,23.19381],[-106.2926,23.19136],[-106.29408,23.18864],[-106.2973,23.18809],[-106.30062,23.18753],[-106.30399,23.18697],[-106.30731,23.1864],[-106.31062,23.18583],[-106.31387,23.18528],[-106.3167,23.1848],[-106.32011,23.18422],[-106.32405,23.18355],[-106.32729,23.18299],[-106.33077,23.18241],[-106.33454,23.18175],[-106.33765,23.18123],[-106.34167,23.18054],[-106.34459,23.18298],[-106.34748,23.18537],[-106.34987,23.18734],[-106.35097,23.18825],[-106.35113,23.18881]]}}
Línea 400.0 kV | LineString | 400.0 kV |  |  |  | CFE |  |  |  |  | OpenStreetMap | {"type":"Feature","properties":{},"geometry":{"type":"LineString","coordinates":[[-104.80769,21.84244],[-104.80964,21.84149],[-104.81477,21.83897],[-104.81794,21.83741],[-104.82194,21.83547],[-104.82436,21.83425],[-104.82746,21.83221],[-104.83257,21.82881],[-104.83365,21.82815],[-104.83919,21.82365],[-104.8436,21.82056],[-104.84612,21.81875],[-104.84904,21.81668],[-104.85214,21.81447],[-104.85583,21.81185],[-104.85614,21.81009],[-104.85696,21.80566],[-104.85789,21.80035],[-104.85857,21.79654],[-104.85899,21.79422],[-104.85938,21.79187],[-104.86035,21.78653],[-104.86094,21.78295],[-104.86204,21.77708],[-104.86246,21.77486],[-104.8631,21.77106],[-104.86368,21.76799],[-104.86435,21.76416],[-104.86567,21.75684],[-104.86662,21.75152],[-104.86772,21.7451],[-104.86839,21.74183],[-104.87004,21.73603],[-104.87168,21.73025],[-104.87274,21.72663],[-104.87396,21.72235],[-104.87531,21.71764],[-104.87668,21.71284],[-104.87755,21.70979],[-104.87928,21.7035],[-104.88106,21.6974],[-104.88232,21.69312],[-104.88335,21.68945],[-104.88455,21.68526],[-104.8854,21.68229],[-104.88607,21.67987],[-104.88726,21.6757],[-104.88927,21.6686],[-104.89063,21.66381],[-104.89145,21.66095],[-104.89263,21.65684],[-104.894,21.65198],[-104.89501,21.64853],[-104.89604,21.64487],[-104.89716,21.64095],[-104.89819,21.63737],[-104.89891,21.63482],[-104.89963,21.63226],[-104.90087,21.62774],[-104.90199,21.6238],[-104.90426,21.62135],[-104.9092,21.61582],[-104.91258,21.61208],[-104.91974,21.60413],[-104.92211,21.60146],[-104.92425,21.59914],[-104.92718,21.59587],[-104.93192,21.59055],[-104.93359,21.58871],[-104.93665,21.58532],[-104.93619,21.58364],[-104.93599,21.58288]]}}
Línea 400.0 kV | LineString | 400.0 kV | 2 |  |  | CFE |  |  |  |  | OpenStreetMap | {"type":"Feature","properties":{},"geometry":{"type":"LineString","coordinates":[[-104.60171,21.39541],[-104.6015,21.39602],[-104.60125,21.39681],[-104.60134,21.39991],[-104.60147,21.4041],[-104.60155,21.40753],[-104.60267,21.41156],[-104.60041,21.41446],[-104.59834,21.4172],[-104.59754,21.41872],[-104.59525,21.42311],[-104.59335,21.42678],[-104.59162,21.4301],[-104.58983,21.43352],[-104.58784,21.43736],[-104.58583,21.44116],[-104.58404,21.44464],[-104.58083,21.44518],[-104.57464,21.4462],[-104.56632,21.44756],[-104.56315,21.44806],[-104.55952,21.44865],[-104.55658,21.44918],[-104.55113,21.45011],[-104.54603,21.45084],[-104.53957,21.45181],[-104.53563,21.4525],[-104.53438,21.45278],[-104.52506,21.45421],[-104.5238,21.45443],[-104.51632,21.45573],[-104.51331,21.45615],[-104.50706,21.45724],[-104.5001,21.4584],[-104.49832,21.45683],[-104.49611,21.45482],[-104.49124,21.45038],[-104.48884,21.44827],[-104.48684,21.44516],[-104.48514,21.4425],[-104.48238,21.43823],[-104.47889,21.43282],[-104.47675,21.42974],[-104.47048,21.42223],[-104.46644,21.42289],[-104.45934,21.42564],[-104.45581,21.42607],[-104.45493,21.4274]]}}
Línea 400.0 kV | LineString | 400.0 kV | 1 |  |  | CFE |  |  |  |  | OpenStreetMap | {"type":"Feature","properties":{},"geometry":{"type":"LineString","coordinates":[[-102.22027,21.76073],[-102.21977,21.75916],[-102.21947,21.75822],[-102.22068,21.75553],[-102.22254,21.75135],[-102.22522,21.74537],[-102.22672,21.742],[-102.22857,21.73786],[-102.22981,21.73508],[-102.23195,21.73029],[-102.23326,21.72734],[-102.23471,21.72411],[-102.23594,21.72016],[-102.23738,21.71556],[-102.23883,21.71092],[-102.23957,21.70854],[-102.24083,21.70453],[-102.24175,21.70157],[-102.24298,21.69765],[-102.24498,21.69122],[-102.24597,21.68803],[-102.24668,21.68575],[-102.24785,21.682],[-102.24863,21.67949],[-102.25012,21.67472],[-102.25107,21.67168],[-102.25291,21.66588],[-102.25389,21.66266],[-102.25488,21.65951],[-102.25653,21.65419],[-102.25757,21.65085],[-102.25904,21.64907],[-102.25992,21.64333],[-102.26115,21.63939],[-102.26229,21.63573],[-102.26352,21.63176],[-102.26468,21.62804],[-102.26567,21.62488],[-102.26711,21.62026],[-102.26821,21.6167],[-102.26936,21.61301],[-102.27032,21.60993],[-102.27154,21.60601],[-102.27272,21.60225],[-102.27384,21.59863],[-102.27499,21.59495],[-102.27604,21.59157],[-102.27765,21.58641],[-102.27876,21.58284],[-102.27965,21.58],[-102.28123,21.57493],[-102.28218,21.57187],[-102.2833,21.56828],[-102.28423,21.56529],[-102.28529,21.5619],[-102.28649,21.55805],[-102.28767,21.55425],[-102.28878,21.55067],[-102.28994,21.54695],[-102.29102,21.54349],[-102.29207,21.54011],[-102.29314,21.53666],[-102.29498,21.53074],[-102.29673,21.52512],[-102.29793,21.52128],[-102.29995,21.51477],[-102.30111,21.51105],[-102.30217,21.50764],[-102.30324,21.5042],[-102.30482,21.49913],[-102.30621,21.49468],[-102.30739,21.49089],[-102.30873,21.48656],[-102.30962,21.48371],[-102.3108,21.47992],[-102.31183,21.47661],[-102.31369,21.47374],[-102.31564,21.47072],[-102.31788,21.46726],[-102.32025,21.46363],[-102.32273,21.45977],[-102.32479,21.45662],[-102.32661,21.45381],[-102.32881,21.45041],[-102.33078,21.44738],[-102.33287,21.44416],[-102.33494,21.44095],[-102.33728,21.43733],[-102.34008,21.433],[-102.34252,21.42924],[-102.34452,21.42616],[-102.34657,21.42298],[-102.34969,21.41817],[-102.35194,21.41469],[-102.35412,21.41133],[-102.35604,21.40837],[-102.35883,21.40407],[-102.36078,21.40106],[-102.36303,21.39757],[-102.36571,21.39343],[-102.36657,21.39066],[-102.36743,21.38789],[-102.36835,21.38493],[-102.36923,21.3821],[-102.37035,21.3785],[-102.37156,21.37459],[-102.37275,21.37076],[-102.37394,21.36694],[-102.37501,21.36351],[-102.37612,21.35993],[-102.37724,21.35629],[-102.37843,21.35259],[-102.37967,21.34859],[-102.38128,21.34341],[-102.3824,21.33982],[-102.38399,21.3347],[-102.3849,21.33175],[-102.38591,21.32854],[-102.38718,21.32439],[-102.38835,21.32063],[-102.38948,21.31698],[-102.39133,21.311],[-102.39285,21.30611],[-102.39399,21.30248],[-102.39521,21.2985],[-102.39618,21.2954],[-102.39751,21.29112],[-102.3991,21.28598],[-102.39992,21.28337],[-102.40069,21.28087],[-102.40204,21.27643],[-102.40455,21.26841],[-102.40581,21.26434],[-102.40773,21.25817],[-102.40917,21.25345],[-102.41093,21.24783],[-102.41274,21.24199],[-102.41481,21.2353],[-102.41564,21.2326],[-102.41647,21.22996],[-102.4175,21.22663],[-102.4199,21.2189],[-102.42094,21.21556],[-102.42177,21.21284],[-102.42273,21.20975],[-102.42374,21.20642],[-102.42548,21.20358],[-102.42712,21.20088],[-102.42965,21.1967],[-102.43155,21.19361],[-102.43337,21.19061],[-102.43513,21.1877],[-102.43781,21.18327],[-102.44055,21.17874],[-102.44377,21.17345],[-102.44608,21.16963],[-102.44751,21.16727],[-102.44873,21.16524],[-102.4511,21.16134],[-102.45396,21.15663],[-102.45768,21.1505],[-102.46174,21.14658],[-102.46447,21.14395],[-102.4678,21.14074],[-102.46996,21.13864],[-102.47346,21.13526],[-102.47621,21.1326],[-102.47923,21.12969],[-102.48179,21.12721],[-102.48511,21.12401],[-102.48799,21.12123],[-102.4905,21.11872],[-102.49322,21.11599],[-102.4962,21.11297],[-102.49903,21.11012],[-102.50168,21.10745],[-102.50411,21.105],[-102.50744,21.10165],[-102.51085,21.0982],[-102.51363,21.09542],[-102.51718,21.09186],[-102.5211,21.08785],[-102.52447,21.08444],[-102.52648,21.08242],[-102.52915,21.07975],[-102.53253,21.07635],[-102.53554,21.07331],[-102.53871,21.07011],[-102.54207,21.06671],[-102.54531,21.06344],[-102.54816,21.0606],[-102.55216,21.05654],[-102.55493,21.05376],[-102.55774,21.05092],[-102.56051,21.04813],[-102.56355,21.04505],[-102.56617,21.04244],[-102.56864,21.0399],[-102.57134,21.03722],[-102.57418,21.03437],[-102.57748,21.03103],[-102.58185,21.02667],[-102.58515,21.02332],[-102.58774,21.02071],[-102.59041,21.01803],[-102.59326,21.0151],[-102.59622,21.01215],[-102.59902,21.0093],[-102.60207,21.00624],[-102.60512,21.00316],[-102.60791,21.00034],[-102.61094,20.99726],[-102.61379,20.9944],[-102.61643,20.99178],[-102.6217,20.98643],[-102.62462,20.98348],[-102.6265,20.98059],[-102.62843,20.97766],[-102.63056,20.97434],[-102.63279,20.97089],[-102.63498,20.96757],[-102.63681,20.96471],[-102.63874,20.96173],[-102.64037,20.95922],[-102.64207,20.95659],[-102.64427,20.95321],[-102.64663,20.94956],[-102.64905,20.94586],[-102.65063,20.94342],[-102.65272,20.94019],[-102.6549,20.93684],[-102.65701,20.93355],[-102.65921,20.9302],[-102.66123,20.92707],[-102.66327,20.92391],[-102.66498,20.92127],[-102.66734,20.91764],[-102.66947,20.91436],[-102.6716,20.91106],[-102.67366,20.90788],[-102.67596,20.90433],[-102.67828,20.90078],[-102.68033,20.89759],[-102.6825,20.89426],[-102.68455,20.89107],[-102.6867,20.88779],[-102.68899,20.88424],[-102.69132,20.88065],[-102.69368,20.87703],[-102.69599,20.87345],[-102.69829,20.8699],[-102.70044,20.86659],[-102.70265,20.86316],[-102.7048,20.85984],[-102.70685,20.85668],[-102.70892,20.85349],[-102.71113,20.85007],[-102.71283,20.84746],[-102.71515,20.84389],[-102.71721,20.84072],[-102.71933,20.83742],[-102.72147,20.83412],[-102.72355,20.8309],[-102.72568,20.82764],[-102.72782,20.82429],[-102.73077,20.81975],[-102.73321,20.81599],[-102.73537,20.81264],[-102.73829,20.80814],[-102.74015,20.80527],[-102.74227,20.80199],[-102.7448,20.79993],[-102.74743,20.79779],[-102.7508,20.79505],[-102.75407,20.79239],[-102.75718,20.78985],[-102.76067,20.78701],[-102.76382,20.78444],[-102.7671,20.78177],[-102.77042,20.77907],[-102.77392,20.77623],[-102.77672,20.77394],[-102.78024,20.77107],[-102.78286,20.76894],[-102.78627,20.76616],[-102.78935,20.76364],[-102.79234,20.76121],[-102.79551,20.75863],[-102.79863,20.75609],[-102.80168,20.75361],[-102.80468,20.75117],[-102.80783,20.74861],[-102.8109,20.74611],[-102.81421,20.7434],[-102.81727,20.7409],[-102.8203,20.73849],[-102.8246,20.73498],[-102.82799,20.73379],[-102.8317,20.7325],[-102.83442,20.73154],[-102.83763,20.73042],[-102.84109,20.72921],[-102.84471,20.72796],[-102.84835,20.72667],[-102.85216,20.72534],[-102.85614,20.72396],[-102.86002,20.72259],[-102.8637,20.7213],[-102.86735,20.72004],[-102.87157,20.71855],[-102.87487,20.71739],[-102.87831,20.71711],[-102.88208,20.71679],[-102.88561,20.71649],[-102.88964,20.71615],[-102.89419,20.71576],[-102.89688,20.71553],[-102.90011,20.71526],[-102.90308,20.715],[-102.9084,20.71435],[-102.91238,20.71386],[-102.9156,20.71346],[-102.91941,20.71299],[-102.92191,20.71269],[-102.92563,20.71223],[-102.92915,20.7118],[-102.93251,20.71139],[-102.93661,20.71018],[-102.9411,20.70886],[-102.94708,20.7071],[-102.95166,20.70575],[-102.95551,20.70461],[-102.95882,20.70365],[-102.96266,20.70251],[-102.96578,20.70159],[-102.96891,20.70068],[-102.97198,20.69975],[-102.97295,20.69729],[-102.97428,20.6938],[-102.97529,20.69108],[-102.97664,20.68767],[-102.97784,20.68443],[-102.9792,20.68084],[-102.98157,20.67454],[-102.98251,20.67217],[-102.98375,20.6689],[-102.98501,20.6656],[-102.98616,20.66258],[-102.98873,20.66026],[-102.99212,20.65717],[-102.99444,20.6551],[-102.99857,20.65134],[-103.00084,20.64923],[-103.00357,20.64682],[-103.00644,20.64422],[-103.00937,20.64151],[-103.01209,20.63911],[-103.01475,20.63668],[-103.0188,20.63309],[-103.02128,20.63077],[-103.02396,20.6276],[-103.02586,20.62533],[-103.02775,20.62306],[-103.03092,20.6192],[-103.03402,20.61552],[-103.03873,20.6099],[-103.04241,20.6055],[-103.04572,20.60156],[-103.04965,20.59685],[-103.05297,20.59289],[-103.05686,20.58824],[-103.06043,20.58399],[-103.06383,20.57993],[-103.06575,20.57765],[-103.06831,20.57459],[-103.07044,20.57204],[-103.07575,20.56569],[-103.07832,20.56263],[-103.08059,20.55991],[-103.08316,20.55687],[-103.08373,20.55619],[-103.08366,20.55585]]}}
Línea 400.0 kV | LineString | 400.0 kV |  |  |  | CFE |  |  |  |  | OpenStreetMap | {"type":"Feature","properties":{},"geometry":{"type":"LineString","coordinates":[[-102.22067,21.76057],[-102.22045,21.75995],[-102.22072,21.75705],[-102.22194,21.75432],[-102.22322,21.75146],[-102.225,21.74743],[-102.22616,21.74485],[-102.22753,21.74177],[-102.22902,21.73843],[-102.23036,21.73542],[-102.23264,21.73035],[-102.23404,21.72718],[-102.23531,21.72432],[-102.23696,21.71904],[-102.23816,21.71522],[-102.23957,21.71073],[-102.24028,21.70846],[-102.2415,21.70457],[-102.24229,21.70205],[-102.24313,21.69937],[-102.24392,21.69681],[-102.24551,21.69173],[-102.24643,21.68879],[-102.24729,21.68603],[-102.24866,21.68162],[-102.24974,21.67816],[-102.25084,21.67467],[-102.25175,21.67176],[-102.25342,21.66638],[-102.2544,21.66326],[-102.25529,21.6604],[-102.25757,21.65856],[-102.2613,21.65556],[-102.26405,21.65335],[-102.26679,21.65115],[-102.26932,21.64913],[-102.27241,21.64667],[-102.27558,21.64412],[-102.278,21.64218],[-102.281,21.63978],[-102.28418,21.63723],[-102.28709,21.63489],[-102.29002,21.63254],[-102.29281,21.6303],[-102.29596,21.62778],[-102.29877,21.62553],[-102.30154,21.62331],[-102.30469,21.62078],[-102.30777,21.61831],[-102.31038,21.61622],[-102.31334,21.61384],[-102.31594,21.61176],[-102.31858,21.60964],[-102.3213,21.60746],[-102.32437,21.605],[-102.3273,21.60265],[-102.32989,21.60057],[-102.33273,21.59829],[-102.33573,21.59588],[-102.33822,21.59389],[-102.34099,21.59167],[-102.34364,21.58954],[-102.34634,21.58738],[-102.34881,21.58539],[-102.35214,21.58271],[-102.35478,21.58059],[-102.35782,21.57815],[-102.36063,21.57589],[-102.36348,21.57361],[-102.36694,21.57239],[-102.37112,21.57092],[-102.37428,21.56981],[-102.37755,21.56866],[-102.38045,21.56764],[-102.38504,21.56602],[-102.38956,21.56443],[-102.39317,21.56316],[-102.39802,21.56146],[-102.40262,21.55983],[-102.40673,21.55838],[-102.41165,21.55665],[-102.41496,21.55548],[-102.41774,21.5545],[-102.42127,21.55325],[-102.42322,21.55265],[-102.42613,21.55153],[-102.43084,21.54987],[-102.43551,21.54822],[-102.43942,21.54684],[-102.44425,21.54513],[-102.44662,21.54429],[-102.44962,21.54323],[-102.45404,21.54167],[-102.45681,21.54069],[-102.45947,21.53888],[-102.46234,21.53694],[-102.46579,21.53461],[-102.46822,21.53296],[-102.47101,21.53107],[-102.47395,21.52908],[-102.47714,21.52692],[-102.48075,21.52447],[-102.48353,21.52259],[-102.48651,21.52057],[-102.48995,21.51824],[-102.49361,21.51576],[-102.49693,21.51351],[-102.49962,21.51169],[-102.50279,21.50954],[-102.50575,21.50687],[-102.50866,21.50425],[-102.51148,21.50172],[-102.51466,21.49886],[-102.5175,21.49629],[-102.52006,21.49398],[-102.52277,21.49154],[-102.52501,21.48953],[-102.52744,21.48732],[-102.53007,21.48498],[-102.53268,21.48259],[-102.5355,21.48006],[-102.53865,21.47726],[-102.541,21.47515],[-102.54309,21.47326],[-102.54623,21.47043],[-102.54897,21.46796],[-102.55158,21.4656],[-102.55452,21.46295],[-102.557,21.46071],[-102.56035,21.45769],[-102.56252,21.45573],[-102.56585,21.45502],[-102.57034,21.45406],[-102.57318,21.45346],[-102.57847,21.45237],[-102.58185,21.45165],[-102.58843,21.45024],[-102.59481,21.44886],[-102.599,21.44797],[-102.60187,21.44736],[-102.60562,21.44657],[-102.60814,21.44603],[-102.61173,21.44527],[-102.61555,21.44446],[-102.61895,21.44369],[-102.62236,21.44297],[-102.62584,21.44224],[-102.62922,21.44153],[-102.63224,21.44089],[-102.63619,21.44006],[-102.63968,21.43932],[-102.64381,21.43845],[-102.6498,21.43718],[-102.65464,21.43616],[-102.65739,21.43557],[-102.66086,21.43483],[-102.66531,21.43387],[-102.66776,21.43335],[-102.67074,21.43173],[-102.67443,21.42969],[-102.6773,21.4281],[-102.68081,21.42615],[-102.68396,21.42442],[-102.68771,21.42233],[-102.69054,21.42077],[-102.69369,21.41904],[-102.69681,21.41732],[-102.7024,21.4142],[-102.7044,21.41311],[-102.70734,21.41148],[-102.71046,21.40982],[-102.71369,21.40797],[-102.71647,21.40643],[-102.71961,21.40469],[-102.72275,21.40295],[-102.72565,21.40134],[-102.72832,21.39986],[-102.73155,21.39807],[-102.73455,21.39641],[-102.73761,21.39472],[-102.74077,21.39296],[-102.74358,21.39141],[-102.74735,21.38932],[-102.75073,21.38745],[-102.75367,21.38582],[-102.75904,21.38284],[-102.7625,21.38092],[-102.76557,21.37923],[-102.76936,21.37714],[-102.77267,21.3753],[-102.77534,21.37381],[-102.77724,21.36868],[-102.77836,21.3657],[-102.7796,21.36232],[-102.78119,21.35801],[-102.7822,21.3553],[-102.78411,21.35015],[-102.78504,21.34758],[-102.78671,21.34314],[-102.78784,21.34007],[-102.7891,21.33673],[-102.79039,21.33323],[-102.79186,21.32924],[-102.79325,21.32548],[-102.79444,21.32227],[-102.79575,21.31873],[-102.79711,21.31508],[-102.79841,21.31158],[-102.79977,21.30794],[-102.80105,21.30449],[-102.8024,21.30084],[-102.80376,21.29718],[-102.80515,21.29344],[-102.80643,21.28999],[-102.80773,21.28649],[-102.80897,21.28315],[-102.81014,21.27999],[-102.81133,21.27676],[-102.81278,21.27284],[-102.8138,21.27009],[-102.81503,21.26682],[-102.81672,21.26227],[-102.81833,21.25794],[-102.81928,21.25538],[-102.82108,21.25053],[-102.82222,21.24746],[-102.82317,21.24491],[-102.82418,21.24218],[-102.82681,21.24085],[-102.8311,21.23864],[-102.83685,21.23568],[-102.84002,21.23405],[-102.84415,21.23192],[-102.84743,21.23024],[-102.85102,21.22839],[-102.85353,21.22709],[-102.85707,21.22527],[-102.86029,21.22361],[-102.86359,21.22191],[-102.86765,21.21983],[-102.86991,21.21867],[-102.87388,21.21662],[-102.87364,21.21359],[-102.87327,21.20898],[-102.87307,21.20637],[-102.87277,21.20271],[-102.87226,21.19577],[-102.87174,21.18885],[-102.87122,21.18252],[-102.87083,21.1773],[-102.87054,21.17355],[-102.87168,21.16996],[-102.87282,21.16631],[-102.87372,21.16344],[-102.87482,21.1599],[-102.87568,21.15717],[-102.87744,21.15429],[-102.88029,21.1496],[-102.88213,21.14661],[-102.88366,21.1441],[-102.88548,21.14112],[-102.88721,21.1383],[-102.88907,21.13525],[-102.89108,21.13195],[-102.89309,21.12866],[-102.89472,21.12599],[-102.89668,21.12278],[-102.8985,21.1198],[-102.90056,21.11643],[-102.90262,21.11304],[-102.9047,21.10963],[-102.90649,21.1067],[-102.9082,21.1039],[-102.91067,21.09984],[-102.91256,21.09675],[-102.91451,21.09355],[-102.91616,21.09085],[-102.91799,21.0888],[-102.91993,21.08659],[-102.92211,21.08413],[-102.92444,21.08152],[-102.92641,21.07928],[-102.92874,21.07664],[-102.93206,21.07289],[-102.93415,21.07052],[-102.93654,21.06782],[-102.93973,21.06633],[-102.94215,21.06521],[-102.94525,21.06377],[-102.9488,21.06211],[-102.95274,21.06026],[-102.95577,21.05887],[-102.95874,21.05534],[-102.9622,21.05125],[-102.96483,21.04814],[-102.9677,21.04474],[-102.97014,21.04185],[-102.97182,21.03987],[-102.9741,21.03719],[-102.97691,21.03386],[-102.97846,21.03201],[-102.98151,21.02838],[-102.98337,21.02617],[-102.98563,21.02351],[-102.98779,21.02096],[-102.9894,21.01905],[-102.99298,21.01479],[-102.99559,21.01177],[-102.99801,21.00888],[-103.00039,21.00605],[-103.00256,21.00346],[-103.00474,21.00088],[-103.00713,20.99805],[-103.00879,20.99608],[-103.01115,20.99329],[-103.0138,20.9902],[-103.01576,20.98787],[-103.01821,20.98496],[-103.02018,20.98262],[-103.02063,20.98078],[-103.02135,20.97792],[-103.02207,20.975],[-103.02277,20.97221],[-103.0234,20.96962],[-103.02442,20.96551],[-103.02511,20.9627],[-103.02593,20.95936],[-103.02697,20.95505],[-103.02763,20.95243],[-103.02865,20.94827],[-103.02954,20.94459],[-103.03034,20.94115],[-103.03113,20.93795],[-103.03346,20.93641],[-103.03605,20.93469],[-103.03903,20.93271],[-103.04173,20.93091],[-103.04473,20.92893],[-103.04783,20.92687],[-103.05087,20.92485],[-103.0539,20.92281],[-103.05693,20.92082],[-103.05974,20.91895],[-103.0628,20.91693],[-103.06586,20.9149],[-103.06891,20.91288],[-103.07191,20.91088],[-103.07505,20.9088],[-103.07823,20.90666],[-103.08104,20.90481],[-103.08385,20.90294],[-103.08673,20.90102],[-103.08961,20.89912],[-103.09195,20.89756],[-103.09516,20.89542],[-103.09806,20.8935],[-103.10123,20.89138],[-103.10406,20.8895],[-103.10693,20.88758],[-103.11004,20.88551],[-103.11335,20.88331],[-103.11666,20.8811],[-103.11955,20.87918],[-103.12261,20.87714],[-103.12567,20.8751],[-103.12879,20.87304],[-103.13193,20.87094],[-103.13476,20.86904],[-103.13741,20.8673],[-103.14014,20.86548],[-103.14322,20.86342],[-103.14636,20.86134],[-103.14948,20.85925],[-103.15259,20.85717],[-103.15556,20.85519],[-103.15896,20.85423],[-103.1628,20.85314],[-103.16615,20.8522],[-103.16995,20.85113],[-103.17452,20.84982],[-103.1779,20.84887],[-103.18138,20.84787],[-103.1854,20.84672],[-103.18861,20.84582],[-103.19217,20.84482],[-103.19566,20.84386],[-103.19975,20.84271],[-103.20307,20.84177],[-103.20624,20.84089],[-103.20999,20.83984],[-103.21311,20.83896],[-103.21732,20.83776],[-103.22106,20.83671],[-103.22473,20.83568],[-103.22829,20.83468],[-103.23221,20.83356],[-103.23612,20.83245],[-103.23996,20.83135],[-103.24296,20.83052],[-103.24669,20.83132],[-103.24998,20.83203],[-103.25055,20.83212]]}}
Línea 400.0 kV | LineString | 400.0 kV |  |  |  | CFE |  |  |  |  | OpenStreetMap | {"type":"Feature","properties":{},"geometry":{"type":"LineString","coordinates":[[-102.02847,21.23821],[-102.02982,21.23895],[-102.03262,21.24051],[-102.03526,21.24198],[-102.0388,21.24394],[-102.04216,21.24581],[-102.04545,21.24764],[-102.04842,21.2493],[-102.05189,21.25123],[-102.05289,21.25381],[-102.05437,21.25764],[-102.05647,21.26304],[-102.05795,21.26689],[-102.05944,21.27073],[-102.06141,21.27582],[-102.06305,21.28006],[-102.06501,21.28513],[-102.06616,21.2881],[-102.06808,21.29305],[-102.06989,21.29773],[-102.07167,21.30235],[-102.07299,21.30575],[-102.07389,21.30809],[-102.07458,21.30989],[-102.07697,21.31604],[-102.07878,21.32073],[-102.08047,21.32511],[-102.0817,21.32828],[-102.08289,21.33136],[-102.08269,21.33507],[-102.08244,21.33939],[-102.08221,21.34361],[-102.08201,21.34713],[-102.08179,21.35101],[-102.08152,21.35583],[-102.08129,21.35996],[-102.08101,21.36504],[-102.0806,21.37227],[-102.08037,21.37633],[-102.08017,21.37993],[-102.07983,21.38602],[-102.07962,21.38958],[-102.0793,21.39553],[-102.07888,21.403],[-102.07873,21.40562],[-102.07848,21.4102],[-102.07824,21.41443],[-102.07776,21.42304],[-102.07756,21.42661],[-102.07703,21.43606],[-102.07681,21.44],[-102.07656,21.44429],[-102.07637,21.44768],[-102.07793,21.44945],[-102.07911,21.4508],[-102.0854,21.45797],[-102.08722,21.46004],[-102.09003,21.46324],[-102.0931,21.46673],[-102.09591,21.46991],[-102.09979,21.47432],[-102.10259,21.47751],[-102.10559,21.48093],[-102.10929,21.48514],[-102.11215,21.48839],[-102.11425,21.49077],[-102.11687,21.49375],[-102.11988,21.49718],[-102.1223,21.49994],[-102.12504,21.50305],[-102.12831,21.50675],[-102.1317,21.51061],[-102.13501,21.51438],[-102.13799,21.51776],[-102.14016,21.52024],[-102.14327,21.52377],[-102.14495,21.52575],[-102.14804,21.52938],[-102.15155,21.53352],[-102.15436,21.53683],[-102.1581,21.54124],[-102.16197,21.5458],[-102.16468,21.54899],[-102.16707,21.55181],[-102.17063,21.556],[-102.17471,21.56078],[-102.17722,21.56373],[-102.18125,21.56848],[-102.18376,21.57144],[-102.18502,21.57292],[-102.18503,21.57482],[-102.18504,21.58069],[-102.18506,21.58619],[-102.18507,21.59141],[-102.18508,21.59611],[-102.1851,21.6025],[-102.18511,21.60692],[-102.18513,21.61217],[-102.18514,21.61741],[-102.18515,21.62181],[-102.18516,21.62492],[-102.18517,21.62941],[-102.18519,21.63479],[-102.1852,21.63918],[-102.18521,21.64447],[-102.18523,21.65001],[-102.18524,21.65432],[-102.18525,21.65676],[-102.18658,21.65996],[-102.18805,21.6635],[-102.1891,21.66602],[-102.19034,21.66899],[-102.19164,21.67213],[-102.19263,21.67452],[-102.19372,21.67712],[-102.19512,21.68048],[-102.19637,21.68349],[-102.19759,21.68644],[-102.19904,21.68989],[-102.20043,21.69325],[-102.20173,21.69638],[-102.20309,21.69963],[-102.20446,21.70292],[-102.2054,21.70518],[-102.20637,21.70752],[-102.20747,21.71015],[-102.20879,21.71331],[-102.21025,21.71682],[-102.21123,21.72064],[-102.21228,21.72474],[-102.21333,21.72885],[-102.21426,21.73251],[-102.21548,21.73727],[-102.21614,21.73982],[-102.21716,21.74379],[-102.21817,21.74778],[-102.21896,21.75087],[-102.21976,21.754],[-102.21929,21.75631],[-102.21884,21.75838],[-102.21936,21.76007],[-102.21971,21.76112]]}}
Línea 400.0 kV | LineString | 400.0 kV |  |  |  | CFE |  |  |  |  | OpenStreetMap | {"type":"Feature","properties":{},"geometry":{"type":"LineString","coordinates":[[-100.99022,22.33074],[-100.9911,22.33057],[-100.99351,22.33014],[-100.99641,22.32962],[-101.00022,22.33097],[-101.00496,22.33266],[-101.00905,22.33413],[-101.01309,22.33558],[-101.01719,22.33704],[-101.02122,22.33848],[-101.02591,22.34015],[-101.03159,22.34218],[-101.0365,22.34393],[-101.0389,22.34305],[-101.04386,22.34126],[-101.04859,22.33957],[-101.05257,22.33813],[-101.05642,22.33675],[-101.06039,22.33532],[-101.06372,22.3341],[-101.06834,22.33245],[-101.0723,22.33102],[-101.07612,22.32965],[-101.08292,22.3272],[-101.08649,22.32591],[-101.09086,22.32434],[-101.09538,22.3227],[-101.10022,22.32096],[-101.10719,22.31845],[-101.11264,22.31648],[-101.11693,22.31493],[-101.12145,22.3133],[-101.1258,22.31172],[-101.12955,22.31038],[-101.13379,22.30885],[-101.13792,22.30735],[-101.14189,22.30593],[-101.14603,22.30443],[-101.14998,22.30302],[-101.1543,22.30145],[-101.15847,22.29995],[-101.16351,22.29812],[-101.16719,22.29679],[-101.17357,22.29449],[-101.17566,22.29375],[-101.17704,22.29226],[-101.17949,22.28962],[-101.18339,22.28546],[-101.18476,22.28399],[-101.18897,22.27949],[-101.19404,22.27405],[-101.19567,22.2723],[-101.20068,22.26694],[-101.20298,22.26448],[-101.20771,22.25942],[-101.21128,22.25558],[-101.21325,22.25345],[-101.21607,22.25047],[-101.21998,22.24887],[-101.22464,22.24698],[-101.22921,22.2451],[-101.23396,22.24316],[-101.23782,22.24158],[-101.24204,22.23985],[-101.24615,22.23817],[-101.25017,22.23652],[-101.25432,22.23483],[-101.25894,22.23294],[-101.26285,22.23134],[-101.26665,22.22979],[-101.27096,22.22802],[-101.27541,22.22621],[-101.27979,22.22441],[-101.28429,22.22255],[-101.28884,22.22071],[-101.29359,22.21877],[-101.29803,22.21697],[-101.302,22.21534],[-101.306,22.2137],[-101.31019,22.212],[-101.31344,22.21065],[-101.31752,22.20898],[-101.32211,22.20709],[-101.32611,22.20544],[-101.32987,22.20391],[-101.33411,22.2022],[-101.33863,22.20034],[-101.34513,22.19767],[-101.34779,22.19659],[-101.3514,22.19511],[-101.3549,22.19366],[-101.35956,22.19178],[-101.36338,22.1902],[-101.36733,22.18858],[-101.37223,22.18658],[-101.37684,22.18469],[-101.38116,22.18291],[-101.38598,22.18095],[-101.39054,22.17907],[-101.39495,22.17726],[-101.39916,22.17554],[-101.40345,22.17377],[-101.40701,22.17231],[-101.41105,22.1713],[-101.41615,22.17006],[-101.42161,22.1687],[-101.42697,22.16738],[-101.43171,22.16621],[-101.43608,22.16514],[-101.44148,22.16379],[-101.44542,22.16282],[-101.44981,22.16173],[-101.45376,22.16076],[-101.45802,22.1597],[-101.46295,22.15849],[-101.46774,22.15729],[-101.47293,22.15602],[-101.47778,22.15481],[-101.48244,22.15366],[-101.48712,22.1525],[-101.49186,22.15133],[-101.49668,22.15014],[-101.50068,22.14915],[-101.50414,22.14829],[-101.50836,22.14725],[-101.51288,22.14613],[-101.51679,22.14516],[-101.5208,22.14416],[-101.52518,22.14309],[-101.53011,22.14186],[-101.53496,22.14066],[-101.53932,22.13958],[-101.54363,22.13851],[-101.54754,22.13753],[-101.5513,22.13661],[-101.55555,22.13554],[-101.55948,22.13458],[-101.56397,22.13346],[-101.56822,22.1324],[-101.57236,22.13138],[-101.57653,22.13034],[-101.5804,22.12888],[-101.58464,22.1273],[-101.58954,22.12547],[-101.59507,22.12342],[-101.60046,22.12139],[-101.60454,22.11986],[-101.60844,22.1184],[-101.61242,22.11691],[-101.61646,22.11539],[-101.62064,22.11384],[-101.62454,22.11237],[-101.62838,22.11094],[-101.63244,22.10942],[-101.63648,22.10791],[-101.64051,22.10639],[-101.64463,22.10484],[-101.64859,22.10337],[-101.65266,22.10185],[-101.65647,22.10042],[-101.6606,22.09888],[-101.66559,22.09701],[-101.66942,22.09557],[-101.67343,22.09407],[-101.67848,22.09218],[-101.68356,22.09027],[-101.68813,22.08856],[-101.6925,22.08692],[-101.6962,22.08553],[-101.69982,22.08417],[-101.70414,22.08255],[-101.70757,22.08126],[-101.71076,22.08006],[-101.71539,22.07833],[-101.7204,22.07645],[-101.72577,22.07442],[-101.73109,22.07243],[-101.73559,22.07075],[-101.73866,22.06861],[-101.74267,22.06582],[-101.74711,22.06272],[-101.7514,22.05972],[-101.75483,22.05732],[-101.75818,22.05499],[-101.76171,22.05251],[-101.76633,22.04928],[-101.77061,22.0463],[-101.77441,22.04364],[-101.77914,22.04034],[-101.78233,22.03811],[-101.78603,22.03553],[-101.79104,22.03191],[-101.79616,22.02846],[-101.80199,22.0244],[-101.80507,22.02225],[-101.8116,22.01767],[-101.81661,22.01415],[-101.81794,22.01322],[-101.82215,22.01244],[-101.82777,22.01141],[-101.83323,22.0104],[-101.83908,22.00934],[-101.84675,22.00792],[-101.85145,22.00706],[-101.85757,22.00592],[-101.86232,22.00505],[-101.86596,22.00438],[-101.8702,22.00359],[-101.8754,22.00265],[-101.88136,22.00155],[-101.88573,22.00073],[-101.89081,21.99981],[-101.89649,21.99876],[-101.90212,21.99772],[-101.9065,21.99692],[-101.91299,21.99571],[-101.91737,21.99491],[-101.9234,21.9938],[-101.92871,21.99281],[-101.93466,21.99171],[-101.9407,21.99061],[-101.94506,21.9898],[-101.95046,21.98879],[-101.95554,21.98786],[-101.96015,21.98701],[-101.96371,21.98558],[-101.96719,21.98419],[-101.97092,21.98271],[-101.97506,21.98105],[-101.97891,21.97952],[-101.98296,21.9779],[-101.9872,21.97621],[-101.99097,21.97471],[-101.99608,21.97267],[-102.00037,21.97095],[-102.00434,21.96937],[-102.00943,21.96734],[-102.01388,21.96556],[-102.0182,21.96383],[-102.02208,21.96228],[-102.02577,21.9608],[-102.02999,21.95912],[-102.03316,21.95785],[-102.03608,21.95668],[-102.03992,21.95515]]}}
Línea 400.0 kV | LineString | 400.0 kV | 2 |  |  | CFE |  |  |  |  | OpenStreetMap | {"type":"Feature","properties":{},"geometry":{"type":"LineString","coordinates":[[-102.21931,21.76123],[-102.2188,21.76034],[-102.21707,21.75839],[-102.21497,21.75878],[-102.21235,21.76198],[-102.21006,21.76474],[-102.20785,21.76744],[-102.20557,21.77019],[-102.20325,21.77299],[-102.2008,21.77598],[-102.19813,21.77922],[-102.19876,21.78292],[-102.19942,21.7867],[-102.20032,21.792],[-102.20081,21.79487],[-102.20149,21.79886],[-102.20212,21.8025],[-102.20268,21.80574],[-102.20345,21.8102],[-102.20429,21.81512],[-102.20473,21.81767],[-102.20563,21.8229],[-102.20609,21.8256],[-102.20661,21.82862],[-102.20713,21.83166],[-102.208,21.83667],[-102.20867,21.84052],[-102.20939,21.8447],[-102.21002,21.84843],[-102.21066,21.8521],[-102.21137,21.85614],[-102.21245,21.85838],[-102.21363,21.86077],[-102.21546,21.86452],[-102.21709,21.8678],[-102.21889,21.87146],[-102.22068,21.87514],[-102.22238,21.87854],[-102.22359,21.88103],[-102.22525,21.88441],[-102.22657,21.88709],[-102.22824,21.89047],[-102.22809,21.89396],[-102.22792,21.89785],[-102.22779,21.90102],[-102.22764,21.90426],[-102.22745,21.90864],[-102.2273,21.91178],[-102.22711,21.91599],[-102.22693,21.91992],[-102.22678,21.92275],[-102.22657,21.92789],[-102.22643,21.93103],[-102.2263,21.93392],[-102.22612,21.93761],[-102.22596,21.941],[-102.22771,21.94414],[-102.22944,21.94728],[-102.2314,21.95078],[-102.23311,21.95389],[-102.23455,21.95649],[-102.23487,21.95963],[-102.23516,21.96281],[-102.23549,21.96614],[-102.23576,21.96916],[-102.23616,21.97314],[-102.23645,21.97607],[-102.23695,21.98115],[-102.23727,21.98467],[-102.23779,21.98992],[-102.23928,21.99174],[-102.24155,21.99255],[-102.24212,21.99276]]}}
Línea 400.0 kV | LineString | 400.0 kV |  |  |  | CFE |  |  |  |  | OpenStreetMap | {"type":"Feature","properties":{},"geometry":{"type":"LineString","coordinates":[[-102.03992,21.95515],[-102.04336,21.95551],[-102.04764,21.95599],[-102.05254,21.95654],[-102.05789,21.95713],[-102.06289,21.95768],[-102.06774,21.95822],[-102.07266,21.95876],[-102.07712,21.95925],[-102.08102,21.95968],[-102.08522,21.96015],[-102.09049,21.96073],[-102.09542,21.96128],[-102.1003,21.96181],[-102.10777,21.96264],[-102.11247,21.96316],[-102.11901,21.96388],[-102.12428,21.96446],[-102.12876,21.96496],[-102.13291,21.96541],[-102.13855,21.96603],[-102.14405,21.96664],[-102.14971,21.96726],[-102.15596,21.96794],[-102.16101,21.9685],[-102.16656,21.96911],[-102.1727,21.96978],[-102.17632,21.97019],[-102.1801,21.9706],[-102.18546,21.97119],[-102.18822,21.97149],[-102.19471,21.9722],[-102.19927,21.9727],[-102.20249,21.97306],[-102.20676,21.9753],[-102.21249,21.9783],[-102.21676,21.98053],[-102.22174,21.98315],[-102.22604,21.9854],[-102.23144,21.98822],[-102.23571,21.99046],[-102.23886,21.99212],[-102.24152,21.99301],[-102.24197,21.99314]]}}
Línea 400.0 kV | LineString | 400.0 kV | 2 |  |  | CFE |  |  |  |  | OpenStreetMap | {"type":"Feature","properties":{},"geometry":{"type":"LineString","coordinates":[[-102.24174,21.9937],[-102.24098,21.99343],[-102.23933,21.99284],[-102.23571,21.99515],[-102.23134,21.99793],[-102.22825,21.99991],[-102.22386,22.00271],[-102.21969,22.00537],[-102.21533,22.00815],[-102.21107,22.01087],[-102.20791,22.01288],[-102.20473,22.0149],[-102.20103,22.01728],[-102.19689,22.01992],[-102.19285,22.02249],[-102.18861,22.0252],[-102.18452,22.02781],[-102.18075,22.0302],[-102.17771,22.03215],[-102.17582,22.03574],[-102.17332,22.04051],[-102.1709,22.04513],[-102.16878,22.04917],[-102.16639,22.05371],[-102.16524,22.05591],[-102.16332,22.05956],[-102.16102,22.06394],[-102.15897,22.06785],[-102.15729,22.07104],[-102.15556,22.07435],[-102.15376,22.07776],[-102.15186,22.08138],[-102.14995,22.08503],[-102.14807,22.0886],[-102.14595,22.09264],[-102.144,22.09634],[-102.14184,22.10047],[-102.13957,22.10478],[-102.13742,22.10887],[-102.13563,22.11228],[-102.13402,22.11535],[-102.13166,22.11981],[-102.12942,22.12406],[-102.12734,22.12805],[-102.1251,22.13231],[-102.12296,22.13637],[-102.12118,22.13975],[-102.11839,22.14505],[-102.11602,22.14959],[-102.11405,22.1533],[-102.11238,22.15648],[-102.11006,22.16091],[-102.10819,22.16445],[-102.10442,22.17159],[-102.10222,22.17579],[-102.09986,22.18029],[-102.09823,22.18338],[-102.09607,22.18749],[-102.09467,22.19018],[-102.09298,22.19341],[-102.09064,22.19787],[-102.0864,22.20595],[-102.08512,22.20833],[-102.08411,22.21027],[-102.08115,22.21589],[-102.07933,22.21935],[-102.07806,22.22176],[-102.07662,22.22453],[-102.07471,22.22802],[-102.07282,22.23162],[-102.07171,22.23372],[-102.07201,22.23825],[-102.07228,22.24248],[-102.07263,22.24723],[-102.07288,22.25092],[-102.07319,22.25543],[-102.0735,22.26007],[-102.07381,22.26459],[-102.07408,22.26851],[-102.07431,22.27171],[-102.07457,22.27553],[-102.0749,22.28014],[-102.07522,22.2848],[-102.07554,22.28953],[-102.07587,22.29435],[-102.0762,22.29916],[-102.07643,22.3025],[-102.07668,22.30667],[-102.077,22.31146],[-102.07732,22.3162],[-102.07765,22.32094],[-102.07799,22.32593],[-102.0783,22.33051],[-102.07863,22.3353],[-102.07896,22.34018],[-102.07916,22.34361],[-102.07835,22.34663],[-102.07713,22.35103],[-102.07605,22.35498],[-102.07467,22.35995],[-102.07345,22.36439],[-102.07224,22.36869],[-102.07098,22.37336],[-102.06977,22.37766],[-102.06884,22.38105],[-102.06786,22.38459],[-102.06666,22.38898],[-102.06539,22.39355],[-102.06406,22.39839],[-102.06281,22.4029],[-102.06155,22.40747],[-102.06027,22.41209],[-102.05906,22.41646],[-102.05802,22.42024],[-102.05686,22.4244],[-102.05557,22.42909],[-102.05436,22.43346],[-102.05317,22.43779],[-102.05182,22.4426],[-102.05054,22.44726],[-102.04928,22.45179],[-102.04798,22.45651],[-102.04685,22.4606],[-102.04564,22.46497],[-102.0443,22.46987],[-102.04307,22.47434],[-102.04184,22.47872],[-102.04053,22.48347],[-102.03928,22.48798],[-102.03799,22.49262],[-102.03693,22.49647],[-102.03588,22.50028],[-102.03462,22.50481],[-102.0333,22.50956],[-102.03222,22.51344],[-102.0309,22.51823],[-102.02971,22.52255],[-102.02843,22.52722],[-102.02715,22.5318],[-102.02603,22.53582],[-102.02558,22.54024],[-102.02512,22.54476],[-102.02464,22.54938],[-102.02417,22.55393],[-102.02368,22.55854],[-102.02319,22.56339],[-102.02277,22.56732],[-102.02314,22.57122],[-102.02359,22.57605],[-102.02402,22.58047],[-102.02436,22.58432],[-102.02478,22.58877],[-102.02504,22.5918],[-102.0237,22.59491],[-102.02176,22.59945],[-102.02001,22.60351],[-102.01873,22.60649],[-102.01836,22.61009],[-102.0179,22.61457],[-102.01742,22.61922],[-102.01694,22.62379],[-102.01648,22.62824],[-102.01601,22.6329],[-102.0155,22.63775],[-102.01508,22.64185],[-102.01472,22.64534],[-102.01433,22.64899],[-102.01387,22.65348],[-102.01339,22.65811],[-102.01289,22.66294],[-102.01247,22.66709],[-102.01198,22.67181],[-102.01146,22.67679],[-102.011,22.68117],[-102.01061,22.68499],[-102.01011,22.68981],[-102.00961,22.69466],[-102.00913,22.69926],[-102.00866,22.7038],[-102.00817,22.70856],[-102.00768,22.71325],[-102.00729,22.71699],[-102.00647,22.72024],[-102.00568,22.72338],[-102.00586,22.72629],[-102.00604,22.72918],[-102.00565,22.7329],[-102.00517,22.7376],[-102.00468,22.74236],[-102.0042,22.74702],[-102.0037,22.75165],[-102.00323,22.75634],[-102.00273,22.76104],[-102.00225,22.76577],[-102.00176,22.77049],[-102.0014,22.7742],[-102.00101,22.77786],[-102.00053,22.78258],[-102.00004,22.78723],[-101.99956,22.79186],[-101.99906,22.79673],[-101.9986,22.80117],[-101.99813,22.80563],[-101.99763,22.81049],[-101.99718,22.81478],[-101.99672,22.81905],[-101.99627,22.82358],[-101.99582,22.82794],[-101.99533,22.83261],[-101.99483,22.83739],[-101.99435,22.84214],[-101.99385,22.84687],[-101.99336,22.85162],[-101.99296,22.85535],[-101.99262,22.85877],[-101.99215,22.86329],[-101.99167,22.86795],[-101.99119,22.87257],[-101.9907,22.87719],[-101.99021,22.8821],[-101.98973,22.88661],[-101.98924,22.89126],[-101.98874,22.89621],[-101.98832,22.90029],[-101.98791,22.90423],[-101.98741,22.90908],[-101.98693,22.91368],[-101.98643,22.91851],[-101.98595,22.92311],[-101.98551,22.92735],[-101.98504,22.93196],[-101.98454,22.93669],[-101.98408,22.94108],[-101.98365,22.9452],[-101.98317,22.94987],[-101.98269,22.95457],[-101.98217,22.95943],[-101.9817,22.96383],[-101.98123,22.96843],[-101.98076,22.97305],[-101.98027,22.97781],[-101.97992,22.98133],[-101.97903,22.98472],[-101.97801,22.98873],[-101.97695,22.99283],[-101.97577,22.99743]]}}
Línea 400.0 kV | LineString | 400.0 kV | 2 |  |  | CFE |  |  |  |  | OpenStreetMap | {"type":"Feature","properties":{},"geometry":{"type":"LineString","coordinates":[[-101.42391,20.64041],[-101.42198,20.64114],[-101.42068,20.64066],[-101.41993,20.63975],[-101.41665,20.63581],[-101.41391,20.63253],[-101.41043,20.63133],[-101.40643,20.62994],[-101.40269,20.62864],[-101.39839,20.62715],[-101.39394,20.6256],[-101.38911,20.62394],[-101.38435,20.62229],[-101.37973,20.62067],[-101.37516,20.6191],[-101.37058,20.61746],[-101.36627,20.6159],[-101.36194,20.61435],[-101.35736,20.6127],[-101.35282,20.61107],[-101.34854,20.60954],[-101.34417,20.60797],[-101.33959,20.60632],[-101.33495,20.60466],[-101.33122,20.60331],[-101.32637,20.60157],[-101.32216,20.5988],[-101.3178,20.59591],[-101.31499,20.59405],[-101.3111,20.59149],[-101.30757,20.58916],[-101.30447,20.58712],[-101.30098,20.58481],[-101.29698,20.58217],[-101.29304,20.57957],[-101.28883,20.57677],[-101.28478,20.57414],[-101.28081,20.57154],[-101.27684,20.56889],[-101.27316,20.56647],[-101.26916,20.5638],[-101.26478,20.5609],[-101.26199,20.55845],[-101.25901,20.5558],[-101.25624,20.55337],[-101.25289,20.55039],[-101.24937,20.54728],[-101.2457,20.54404],[-101.24279,20.54146],[-101.24021,20.53916],[-101.23688,20.53624],[-101.2336,20.53334],[-101.23129,20.53206]]}}
Línea 400.0 kV | LineString | 400.0 kV | 2 |  |  | CFE |  |  |  |  | OpenStreetMap | {"type":"Feature","properties":{},"geometry":{"type":"LineString","coordinates":[[-101.78971,20.96316],[-101.78912,20.96303],[-101.78607,20.96238],[-101.78429,20.96068],[-101.78155,20.95807],[-101.77794,20.95464],[-101.77456,20.95143],[-101.77192,20.94891],[-101.76873,20.94588],[-101.76616,20.94341],[-101.76212,20.93958],[-101.75969,20.93727],[-101.7572,20.93491],[-101.75396,20.93181],[-101.75035,20.92836],[-101.74682,20.92501],[-101.74392,20.92225],[-101.74062,20.92003],[-101.73687,20.9175],[-101.73279,20.91476],[-101.72895,20.91217],[-101.72512,20.90959],[-101.72132,20.90702],[-101.71758,20.9045],[-101.71368,20.90187],[-101.70965,20.89915],[-101.70564,20.89645],[-101.70136,20.89357],[-101.69714,20.89074],[-101.69375,20.88847],[-101.69007,20.88599],[-101.68637,20.8835],[-101.68267,20.88101],[-101.67807,20.87791],[-101.67574,20.87634],[-101.67155,20.87258],[-101.66839,20.86975],[-101.66469,20.86644],[-101.66121,20.86332],[-101.65787,20.86033],[-101.65469,20.85748],[-101.65139,20.85452],[-101.64809,20.85156],[-101.64511,20.84889],[-101.64212,20.84621],[-101.63902,20.84343],[-101.6358,20.84054],[-101.63194,20.83709],[-101.6283,20.83382],[-101.6245,20.83042],[-101.62108,20.82735],[-101.61796,20.82455],[-101.61525,20.82212],[-101.61229,20.81947],[-101.60895,20.81647],[-101.6055,20.81339],[-101.6016,20.80988],[-101.59825,20.80688],[-101.59487,20.80385],[-101.59159,20.80091],[-101.5882,20.79787],[-101.58393,20.79404],[-101.58232,20.79259],[-101.57981,20.79084],[-101.57543,20.78777],[-101.57236,20.78563],[-101.5689,20.78321],[-101.56393,20.77973],[-101.56054,20.77737],[-101.55647,20.77452],[-101.55227,20.77159],[-101.54981,20.76986],[-101.54664,20.76764],[-101.54274,20.76491],[-101.53985,20.76289],[-101.53604,20.76022],[-101.53194,20.75736],[-101.52786,20.75451],[-101.52429,20.75201],[-101.52028,20.7492],[-101.51723,20.74707],[-101.51373,20.74462],[-101.51053,20.74238],[-101.50558,20.73892],[-101.50226,20.73659],[-101.49839,20.73389],[-101.49522,20.73167],[-101.4921,20.72949],[-101.48887,20.72723],[-101.48415,20.72392],[-101.48018,20.71842],[-101.47824,20.71572],[-101.47537,20.71174],[-101.47296,20.7084],[-101.47021,20.70457],[-101.46753,20.70088],[-101.46505,20.6974],[-101.46177,20.69285],[-101.45813,20.68779],[-101.45702,20.68625],[-101.45685,20.68602],[-101.4542,20.68234],[-101.45169,20.67886],[-101.44895,20.67504],[-101.44634,20.67143],[-101.44368,20.6683],[-101.44048,20.66446],[-101.43744,20.6608],[-101.43441,20.65716],[-101.43125,20.65336],[-101.42911,20.65079],[-101.42594,20.64698],[-101.42307,20.64354],[-101.42338,20.64185],[-101.42439,20.64146]]}}
Línea 400.0 kV | LineString | 400.0 kV |  |  |  | CFE |  |  |  |  | OpenStreetMap | {"type":"Feature","properties":{},"geometry":{"type":"LineString","coordinates":[[-102.00628,19.85113],[-102.00614,19.85199],[-102.00596,19.85376],[-102.00423,19.85818],[-102.003,19.86134],[-102.00195,19.86403],[-102.00103,19.86635],[-101.99839,19.86801],[-101.99542,19.86986],[-101.99211,19.87194],[-101.98896,19.8739],[-101.98579,19.87588],[-101.98189,19.87832],[-101.97838,19.8805],[-101.97562,19.88224],[-101.97065,19.88533],[-101.96733,19.88743],[-101.96435,19.8893],[-101.96167,19.89097],[-101.95848,19.89297],[-101.95513,19.89505],[-101.95163,19.89723],[-101.94843,19.89924],[-101.94485,19.90148],[-101.94228,19.90307],[-101.93832,19.90555],[-101.93555,19.90727],[-101.93055,19.91041],[-101.92716,19.91257],[-101.92371,19.91472],[-101.92072,19.91661],[-101.91769,19.91851],[-101.91458,19.92046],[-101.90967,19.92353],[-101.90718,19.92512],[-101.90284,19.92784],[-101.89813,19.93079],[-101.89462,19.93297],[-101.8912,19.93512],[-101.88665,19.93798],[-101.88254,19.94053],[-101.87866,19.9429],[-101.87619,19.94451],[-101.87339,19.94627],[-101.87083,19.9476],[-101.86714,19.94951],[-101.86397,19.95116],[-101.86126,19.95256],[-101.85827,19.95414],[-101.85523,19.95574],[-101.85226,19.95728],[-101.84856,19.95923],[-101.846,19.96055],[-101.84238,19.96241],[-101.83875,19.96435],[-101.83587,19.96587],[-101.83252,19.96756],[-101.82904,19.96941],[-101.82466,19.97168],[-101.82065,19.97378],[-101.81779,19.97528],[-101.8141,19.97718],[-101.81113,19.97874],[-101.80814,19.98031],[-101.80504,19.98192],[-101.80194,19.9835],[-101.79919,19.98499],[-101.79525,19.98704],[-101.7926,19.98843],[-101.789,19.99031],[-101.786,19.99187],[-101.7825,19.9937],[-101.77934,19.99535],[-101.77656,19.99679],[-101.77305,19.99862],[-101.77004,20.00016],[-101.76655,20.00199],[-101.76392,20.00337],[-101.76141,20.00467],[-101.75796,20.00647],[-101.75499,20.00803],[-101.75189,20.00965],[-101.74878,20.01125],[-101.74606,20.01268],[-101.7432,20.01416],[-101.74029,20.01568],[-101.73689,20.01745],[-101.73383,20.01904],[-101.73083,20.0206],[-101.72712,20.02254],[-101.72392,20.02419],[-101.72149,20.02547],[-101.71997,20.02865],[-101.71839,20.03193],[-101.71685,20.03516],[-101.71519,20.03858],[-101.71344,20.04222],[-101.71173,20.04578],[-101.71032,20.04869],[-101.70867,20.05213],[-101.70733,20.05491],[-101.70594,20.05779],[-101.70414,20.06155],[-101.70205,20.06589],[-101.70027,20.06959],[-101.6986,20.07305],[-101.69698,20.07641],[-101.69556,20.07936],[-101.69426,20.08206],[-101.69309,20.0845],[-101.6901,20.08678],[-101.68705,20.08911],[-101.68446,20.09109],[-101.6814,20.09342],[-101.67852,20.09564],[-101.6754,20.09801],[-101.67229,20.10038],[-101.66939,20.1026],[-101.66659,20.10474],[-101.66334,20.10723],[-101.66095,20.10903],[-101.65781,20.11147],[-101.65563,20.11312],[-101.65318,20.11501],[-101.65057,20.11698],[-101.64692,20.11978],[-101.64431,20.12176],[-101.64111,20.1242],[-101.63754,20.12691],[-101.63485,20.12896],[-101.63117,20.13177],[-101.62801,20.1342],[-101.62404,20.13724],[-101.62119,20.13942],[-101.61763,20.14212],[-101.61418,20.14472],[-101.61129,20.14696],[-101.60801,20.14947],[-101.60505,20.15172],[-101.60276,20.15481],[-101.60046,20.15792],[-101.59836,20.16077],[-101.59627,20.16358],[-101.59428,20.16627],[-101.59165,20.16982],[-101.58937,20.1729],[-101.58791,20.17486],[-101.58523,20.17849],[-101.58368,20.18058],[-101.58127,20.18385],[-101.57994,20.18565],[-101.57748,20.18898],[-101.5761,20.19085],[-101.57396,20.19373],[-101.57111,20.19759],[-101.56803,20.20175],[-101.56642,20.20395],[-101.56241,20.20559],[-101.55953,20.20677],[-101.55543,20.20846],[-101.55289,20.2095],[-101.54862,20.21125],[-101.54473,20.21285],[-101.54076,20.21448],[-101.5375,20.21583],[-101.53434,20.21712],[-101.53072,20.21861],[-101.52775,20.21982],[-101.52371,20.22149],[-101.51987,20.22306],[-101.51642,20.22447],[-101.51205,20.22626],[-101.50853,20.22772],[-101.50555,20.22894],[-101.50271,20.2301],[-101.49986,20.23128],[-101.49597,20.23285],[-101.49193,20.23452],[-101.48941,20.23705],[-101.48595,20.24048],[-101.48281,20.24362],[-101.4803,20.24612],[-101.47766,20.24875],[-101.47449,20.25191],[-101.47195,20.25444],[-101.4693,20.25706],[-101.46657,20.25978],[-101.46394,20.2624],[-101.46011,20.26621],[-101.45685,20.26946],[-101.45476,20.27154],[-101.45263,20.27366],[-101.4492,20.27708],[-101.44642,20.27985],[-101.44414,20.2821],[-101.4411,20.28508],[-101.43821,20.28795],[-101.43537,20.29079],[-101.43279,20.29335],[-101.43106,20.29506],[-101.42713,20.29898],[-101.42436,20.30173],[-101.42153,20.30453],[-101.41833,20.30773],[-101.4151,20.31095],[-101.41213,20.3139],[-101.40979,20.31622],[-101.40686,20.31869],[-101.40338,20.3216],[-101.40039,20.32415],[-101.39687,20.3271],[-101.39514,20.32854],[-101.39238,20.33086],[-101.38939,20.33338],[-101.38612,20.33612],[-101.3829,20.33882],[-101.37961,20.3416],[-101.37658,20.34415],[-101.37422,20.34613],[-101.37186,20.3481],[-101.36893,20.35048],[-101.36553,20.35324],[-101.36172,20.35631],[-101.35802,20.35933],[-101.35508,20.3617],[-101.35157,20.36456],[-101.34853,20.36703],[-101.34552,20.36947],[-101.34216,20.37219],[-101.33913,20.37466],[-101.3355,20.3776],[-101.33261,20.38083],[-101.33016,20.38357],[-101.32686,20.38552],[-101.32287,20.38787],[-101.31974,20.39008],[-101.31616,20.39261],[-101.31308,20.39479],[-101.30958,20.39726],[-101.30597,20.39981],[-101.30299,20.40191],[-101.29998,20.40401],[-101.29754,20.40574],[-101.29485,20.40834],[-101.29192,20.41117],[-101.28854,20.41441],[-101.28567,20.41717],[-101.28259,20.42015],[-101.27947,20.42316],[-101.27656,20.42593],[-101.27388,20.4285],[-101.2717,20.43061],[-101.26897,20.43322],[-101.26646,20.43561],[-101.26322,20.43876],[-101.25964,20.44222],[-101.25671,20.44498],[-101.25569,20.44838],[-101.25448,20.45256],[-101.25296,20.4575],[-101.2519,20.46102],[-101.25077,20.46471],[-101.2496,20.46856],[-101.24832,20.47279],[-101.24711,20.47677],[-101.24599,20.4805],[-101.24491,20.48404],[-101.24421,20.48636],[-101.24341,20.48895],[-101.24127,20.49082],[-101.23895,20.49283],[-101.23632,20.49509],[-101.23315,20.49782],[-101.23006,20.5005],[-101.22718,20.50299],[-101.22421,20.50556],[-101.22089,20.50841],[-101.22036,20.50924]]}}
Línea 400.0 kV | LineString | 400.0 kV |  |  |  | CFE |  |  |  |  | OpenStreetMap | {"type":"Feature","properties":{},"geometry":{"type":"LineString","coordinates":[[-101.22036,20.50924],[-101.21974,20.50939],[-101.21725,20.5115],[-101.21382,20.5144],[-101.21069,20.51702],[-101.20753,20.51969],[-101.20427,20.52242],[-101.20099,20.52519],[-101.19757,20.52807],[-101.19395,20.53112],[-101.19097,20.53364],[-101.18784,20.53634],[-101.18443,20.53923],[-101.18151,20.54172],[-101.1784,20.54437],[-101.17507,20.5472],[-101.17184,20.54993],[-101.16901,20.55235],[-101.16617,20.55477],[-101.16368,20.55691],[-101.16322,20.55922],[-101.1624,20.56336],[-101.16166,20.56693],[-101.16105,20.57004],[-101.16024,20.57386],[-101.16381,20.577],[-101.16693,20.57585],[-101.16775,20.57354],[-101.16785,20.57282]]}}
Línea 400.0 kV | LineString | 400.0 kV | 1 |  |  | CFE |  |  |  |  | OpenStreetMap | {"type":"Feature","properties":{},"geometry":{"type":"LineString","coordinates":[[-101.22909,20.53015],[-101.22812,20.52986],[-101.22709,20.52767]]}}
Línea 400.0 kV | LineString | 400.0 kV | 2 |  |  | CFE |  |  |  |  | OpenStreetMap | {"type":"Feature","properties":{},"geometry":{"type":"LineString","coordinates":[[-101.22982,20.53009],[-101.229,20.52963]]}}
Línea 400.0 kV | LineString | 400.0 kV | 2 |  |  | CFE |  |  |  |  | OpenStreetMap | {"type":"Feature","properties":{},"geometry":{"type":"LineString","coordinates":[[-101.22709,20.52767],[-101.22552,20.52336],[-101.22376,20.51857],[-101.22193,20.51349],[-101.22036,20.50924]]}}
Línea 400.0 kV | LineString | 400.0 kV |  |  |  | CFE |  |  |  |  | OpenStreetMap | {"type":"Feature","properties":{},"geometry":{"type":"LineString","coordinates":[[-101.229,20.52963],[-101.22931,20.52841],[-101.23169,20.52753],[-101.23558,20.52612],[-101.24051,20.52429],[-101.24574,20.52237],[-101.25076,20.52052],[-101.25564,20.51872],[-101.25885,20.51757],[-101.26248,20.51627],[-101.26649,20.51486],[-101.27175,20.51301],[-101.27656,20.51135],[-101.28216,20.50941],[-101.28675,20.50779],[-101.29203,20.50596],[-101.2971,20.50418],[-101.30197,20.50248],[-101.30799,20.50037],[-101.31296,20.49864],[-101.31817,20.49683],[-101.32353,20.49496],[-101.32882,20.49311],[-101.33318,20.49159],[-101.33855,20.48971],[-101.34347,20.48799],[-101.3485,20.48624],[-101.3533,20.48455],[-101.3582,20.48283],[-101.36285,20.48121],[-101.36803,20.47939],[-101.37317,20.4776],[-101.37807,20.47588],[-101.38333,20.47406],[-101.38814,20.47237],[-101.39329,20.47058],[-101.3985,20.46875],[-101.40383,20.46688],[-101.40957,20.46488],[-101.41401,20.46332],[-101.41815,20.46186],[-101.42246,20.46034],[-101.42718,20.45872],[-101.43138,20.45725],[-101.43603,20.45563],[-101.44028,20.45486],[-101.44432,20.45414],[-101.45047,20.45305],[-101.45473,20.45229],[-101.4595,20.45144],[-101.46575,20.45032],[-101.47283,20.44907],[-101.47694,20.44834],[-101.4819,20.44744],[-101.48669,20.44659],[-101.49212,20.44563],[-101.49688,20.44478],[-101.50166,20.44394],[-101.50781,20.44283],[-101.51443,20.44164],[-101.52131,20.44041],[-101.52968,20.4389],[-101.53458,20.43801],[-101.5382,20.43739],[-101.54209,20.43668],[-101.54907,20.43545],[-101.5531,20.43473],[-101.55803,20.43384],[-101.56319,20.43293],[-101.5683,20.432],[-101.57356,20.43107],[-101.57883,20.43011],[-101.58403,20.42918],[-101.58913,20.42826],[-101.59426,20.42734],[-101.59951,20.4264],[-101.6048,20.42545],[-101.60997,20.42452],[-101.61504,20.42361],[-101.6203,20.42266],[-101.62544,20.42174],[-101.63056,20.42082],[-101.63572,20.4199],[-101.64085,20.41896],[-101.64604,20.41803],[-101.65116,20.41711],[-101.65634,20.41618],[-101.66111,20.41532],[-101.66665,20.41432],[-101.67193,20.41338],[-101.67679,20.4125],[-101.68193,20.41158],[-101.68741,20.41058],[-101.6928,20.40961],[-101.69785,20.40871],[-101.70313,20.40774],[-101.70857,20.40677],[-101.71444,20.4057],[-101.71953,20.40478],[-101.72434,20.40391],[-101.73014,20.40288],[-101.73545,20.40189],[-101.74196,20.40073],[-101.74643,20.39991],[-101.75252,20.39881],[-101.75707,20.39798],[-101.76244,20.397],[-101.76872,20.39586],[-101.77324,20.39504],[-101.77792,20.39421],[-101.78144,20.39355],[-101.7874,20.39363],[-101.79309,20.39374],[-101.79934,20.39405],[-101.80453,20.39435],[-101.80837,20.39455],[-101.81474,20.3949],[-101.81791,20.39505],[-101.82206,20.3954],[-101.82651,20.39571],[-101.83272,20.39621],[-101.83829,20.39664],[-101.84545,20.3972],[-101.85026,20.39757],[-101.85496,20.39794],[-101.85924,20.39806],[-101.86494,20.39821],[-101.8696,20.3984],[-101.87394,20.39851],[-101.87954,20.39867],[-101.88472,20.3988],[-101.88885,20.39892],[-101.89244,20.39905],[-101.89771,20.39931],[-101.90282,20.39958],[-101.90817,20.39987],[-101.9134,20.40015],[-101.91858,20.40041],[-101.92371,20.40069],[-101.92909,20.40096],[-101.93416,20.40122],[-101.93936,20.40151],[-101.94467,20.40178],[-101.94979,20.40207],[-101.9551,20.40234],[-101.96109,20.40266],[-101.96877,20.40307],[-101.97369,20.40332],[-101.97828,20.40356],[-101.98206,20.40378],[-101.98661,20.404],[-101.99155,20.40426],[-101.99657,20.40452],[-102.00154,20.40479],[-102.00675,20.40504],[-102.01205,20.40532],[-102.01735,20.4056],[-102.02277,20.40588],[-102.02758,20.40613],[-102.03298,20.40642],[-102.03744,20.40664],[-102.0419,20.40688],[-102.04659,20.40714],[-102.05215,20.40742],[-102.05719,20.40768],[-102.06258,20.40796],[-102.06772,20.40822],[-102.07168,20.40843],[-102.07701,20.40871],[-102.08217,20.40898],[-102.08812,20.40929],[-102.0931,20.40955],[-102.09835,20.40982],[-102.10361,20.41009],[-102.10837,20.41034],[-102.11313,20.41059],[-102.11818,20.41086],[-102.12315,20.41112],[-102.12888,20.41142],[-102.13407,20.41169],[-102.13783,20.41191],[-102.14277,20.41214],[-102.14829,20.41197],[-102.15315,20.41182],[-102.15812,20.41164],[-102.16358,20.41146],[-102.16883,20.41128],[-102.17275,20.41116],[-102.17857,20.41096],[-102.18353,20.41079],[-102.1884,20.41062],[-102.19374,20.41044],[-102.19904,20.41026],[-102.20474,20.41008],[-102.20998,20.40989],[-102.21477,20.40974],[-102.21987,20.40958],[-102.22464,20.4094],[-102.23008,20.40922],[-102.2352,20.40904],[-102.24083,20.40885],[-102.2458,20.4087],[-102.25079,20.40852],[-102.25637,20.40834],[-102.26184,20.40816],[-102.26576,20.40804],[-102.27149,20.40783],[-102.27679,20.40765],[-102.28154,20.40749],[-102.28692,20.40731],[-102.29221,20.40714],[-102.29843,20.40691],[-102.30303,20.40675],[-102.30857,20.40657],[-102.31379,20.40639],[-102.31974,20.40619],[-102.32454,20.40605],[-102.33007,20.40585],[-102.33517,20.40568],[-102.34242,20.40545],[-102.34731,20.40528],[-102.35268,20.4051],[-102.35784,20.40492],[-102.3633,20.40474],[-102.36878,20.40455],[-102.37429,20.40436],[-102.37965,20.40418],[-102.38495,20.40399],[-102.38996,20.40383],[-102.39496,20.40366],[-102.40035,20.40346],[-102.40579,20.40328],[-102.41128,20.4031],[-102.41658,20.40291],[-102.422,20.40274],[-102.42747,20.40254],[-102.43297,20.40235],[-102.43857,20.40216],[-102.44416,20.40196],[-102.44969,20.40177],[-102.45507,20.40159],[-102.46036,20.40142],[-102.46583,20.40122],[-102.47124,20.40103],[-102.47672,20.40084],[-102.48213,20.40067],[-102.48742,20.40049],[-102.49301,20.40027],[-102.49838,20.40009],[-102.50392,20.3999],[-102.50893,20.39973],[-102.51434,20.39954],[-102.51973,20.39934],[-102.52524,20.39916],[-102.53048,20.39898],[-102.53609,20.39879],[-102.54155,20.39859],[-102.54701,20.3984],[-102.55252,20.3982],[-102.55737,20.39805],[-102.56278,20.39785],[-102.56825,20.39766],[-102.5737,20.39747],[-102.57884,20.39729],[-102.58448,20.3971],[-102.5898,20.39689],[-102.59316,20.39679],[-102.5989,20.39659],[-102.60313,20.39644],[-102.60898,20.39737],[-102.61455,20.39826],[-102.61977,20.3991],[-102.62537,20.39999],[-102.63068,20.40083],[-102.63629,20.40172],[-102.6416,20.40256],[-102.64642,20.40333],[-102.6512,20.40409],[-102.65724,20.40503],[-102.66365,20.40606],[-102.6697,20.40703],[-102.67506,20.4079],[-102.68018,20.40871],[-102.68572,20.40959],[-102.691,20.41045],[-102.69663,20.41133],[-102.70186,20.41216],[-102.70747,20.41305],[-102.71273,20.4139],[-102.71811,20.41475],[-102.72347,20.41559],[-102.72879,20.41643],[-102.73428,20.41731],[-102.73969,20.41816],[-102.74511,20.41903],[-102.75046,20.41989],[-102.75593,20.42075],[-102.76132,20.4216],[-102.76675,20.42246],[-102.77172,20.42326],[-102.77713,20.42412],[-102.78339,20.4251],[-102.78941,20.42606],[-102.79601,20.42709],[-102.80084,20.42786],[-102.80669,20.42879],[-102.81158,20.42956],[-102.81726,20.43046],[-102.82137,20.43111],[-102.82725,20.43204],[-102.83321,20.43298],[-102.83821,20.43377],[-102.84416,20.43471],[-102.84911,20.43549],[-102.85439,20.43633],[-102.85999,20.43721],[-102.86531,20.43806],[-102.87077,20.43891],[-102.87619,20.43978],[-102.88188,20.44067],[-102.88735,20.44153],[-102.89266,20.44237],[-102.89796,20.44321],[-102.90349,20.44408],[-102.90885,20.44493],[-102.91443,20.44581],[-102.91951,20.44661],[-102.92501,20.44748],[-102.93031,20.44831],[-102.93598,20.4492],[-102.94121,20.45003],[-102.9469,20.45092],[-102.95205,20.45173],[-102.956,20.45236],[-102.96169,20.45325],[-102.96695,20.45408],[-102.97531,20.4554],[-102.98033,20.45619],[-102.98493,20.45692],[-102.98923,20.45757],[-102.99676,20.45877],[-103.00328,20.45977],[-103.00911,20.46069],[-103.01212,20.46117],[-103.01681,20.46192],[-103.02544,20.46327],[-103.03202,20.46427],[-103.03912,20.46538],[-103.04334,20.46604],[-103.04892,20.46689],[-103.05423,20.46774],[-103.0585,20.4684],[-103.06429,20.4693],[-103.0701,20.47023],[-103.07566,20.47109],[-103.07988,20.47176],[-103.08518,20.47186],[-103.09049,20.47197],[-103.09813,20.47212],[-103.102,20.4722],[-103.10554,20.47227],[-103.11111,20.47238],[-103.1168,20.47248],[-103.12194,20.47258],[-103.12775,20.4727],[-103.13304,20.4728],[-103.13783,20.4729],[-103.14251,20.47299],[-103.14806,20.47312],[-103.15418,20.47322],[-103.15737,20.47328],[-103.16571,20.47343],[-103.17137,20.47353],[-103.17743,20.47366],[-103.18321,20.47375],[-103.1886,20.47386],[-103.1942,20.47398],[-103.19962,20.47409],[-103.20533,20.47418],[-103.21073,20.4743],[-103.21333,20.47435],[-103.21555,20.47566],[-103.22017,20.47447],[-103.22182,20.47449],[-103.22598,20.47428],[-103.22872,20.47416],[-103.22915,20.47399]]}}
Línea 400.0 kV | LineString | 400.0 kV | 1 |  |  | CFE |  |  |  |  | OpenStreetMap | {"type":"Feature","properties":{},"geometry":{"type":"LineString","coordinates":[[-101.15772,20.58284],[-101.15722,20.58301],[-101.15384,20.58348],[-101.15134,20.58383],[-101.14941,20.5827],[-101.14678,20.58116],[-101.14362,20.57931],[-101.14121,20.57789],[-101.13955,20.57691],[-101.13613,20.5749],[-101.1336,20.57341],[-101.13022,20.57308],[-101.12695,20.57276],[-101.12395,20.57247],[-101.12004,20.57207],[-101.11624,20.57171],[-101.1124,20.57133],[-101.10862,20.57096],[-101.10473,20.57058],[-101.1013,20.57025],[-101.0984,20.56995],[-101.09546,20.56968],[-101.09178,20.56932],[-101.08802,20.56894],[-101.08429,20.56856],[-101.08063,20.56822],[-101.07693,20.56786],[-101.07308,20.56748],[-101.06942,20.56712],[-101.06632,20.56682],[-101.06467,20.56451],[-101.06296,20.56212],[-101.0611,20.55948],[-101.05902,20.55656],[-101.05681,20.55345],[-101.05482,20.55068],[-101.05276,20.54776],[-101.05063,20.54478],[-101.04867,20.54203],[-101.04656,20.53905],[-101.04448,20.53613],[-101.04242,20.53322],[-101.0403,20.53024],[-101.03831,20.52745],[-101.03622,20.5245],[-101.03414,20.52158],[-101.03207,20.51866],[-101.03067,20.51671],[-101.02876,20.51399],[-101.02666,20.51106],[-101.02464,20.50822],[-101.02263,20.50536],[-101.02038,20.50222],[-101.01835,20.49934],[-101.01636,20.49655],[-101.01435,20.49372],[-101.0127,20.49213],[-101.01035,20.49075],[-101.00777,20.48922],[-101.00508,20.48763],[-101.00211,20.48588],[-100.99874,20.4839],[-100.99561,20.48202],[-100.99232,20.48009],[-100.98909,20.47817],[-100.98592,20.4763],[-100.98265,20.47434],[-100.9799,20.47271],[-100.97716,20.47109],[-100.97393,20.46918],[-100.9711,20.4675],[-100.96842,20.46593],[-100.96531,20.46408],[-100.96243,20.4624],[-100.95861,20.46197],[-100.95492,20.46151],[-100.95111,20.46105],[-100.94798,20.46069],[-100.94372,20.46018],[-100.94047,20.45981],[-100.93677,20.45934],[-100.93212,20.45883],[-100.92897,20.45844],[-100.92536,20.45799],[-100.92156,20.45754],[-100.91852,20.45717],[-100.91291,20.45652],[-100.90967,20.45615],[-100.90511,20.4556],[-100.90149,20.45516],[-100.89846,20.45481],[-100.89371,20.45422],[-100.89047,20.45385],[-100.88666,20.4534],[-100.88346,20.45301],[-100.87937,20.45254],[-100.87642,20.45217],[-100.87258,20.45171],[-100.86852,20.45125],[-100.86499,20.4508],[-100.86006,20.45022],[-100.85699,20.44987],[-100.85368,20.44951],[-100.8497,20.44752],[-100.84655,20.446],[-100.84245,20.44405],[-100.83981,20.44277],[-100.8359,20.44087],[-100.83232,20.43912],[-100.82941,20.43772],[-100.82495,20.43555],[-100.82239,20.43431],[-100.81893,20.43263],[-100.81551,20.43097],[-100.81218,20.42935],[-100.80903,20.42782],[-100.80557,20.42613],[-100.80189,20.42691],[-100.79833,20.42767],[-100.79437,20.42851],[-100.79009,20.42942],[-100.7866,20.43015],[-100.78343,20.4315],[-100.77961,20.43307],[-100.7761,20.43457],[-100.77237,20.43613],[-100.76696,20.4384],[-100.76471,20.43935],[-100.75841,20.44199],[-100.75449,20.44364],[-100.75081,20.44519],[-100.74852,20.44615],[-100.74651,20.44699],[-100.74415,20.44825],[-100.7377,20.4517],[-100.73421,20.45356],[-100.72829,20.4567],[-100.72554,20.45817],[-100.7198,20.46123],[-100.71631,20.4631],[-100.71369,20.46449],[-100.71022,20.46634],[-100.70682,20.46816],[-100.70356,20.4699],[-100.70048,20.47154],[-100.69757,20.47309],[-100.69425,20.47487],[-100.69165,20.47624],[-100.69132,20.47674]]}}
Línea 400.0 kV | LineString | 400.0 kV | 1 |  |  | CFE |  |  |  |  | OpenStreetMap | {"type":"Feature","properties":{},"geometry":{"type":"LineString","coordinates":[[-101.15772,20.58284],[-101.15712,20.58347],[-101.15456,20.58383],[-101.15142,20.5843],[-101.14832,20.58344],[-101.14474,20.58244],[-101.1424,20.58177],[-101.13975,20.58104],[-101.13718,20.58031],[-101.13341,20.57926],[-101.1297,20.57822],[-101.12538,20.57902],[-101.1206,20.57989],[-101.11628,20.58069],[-101.11203,20.58148],[-101.10817,20.58218],[-101.10396,20.58297],[-101.09989,20.5828],[-101.09586,20.58264],[-101.09184,20.58248],[-101.08755,20.58231],[-101.08328,20.58214],[-101.07902,20.58197],[-101.07478,20.5818],[-101.07038,20.58163],[-101.06665,20.58148],[-101.06272,20.58132],[-101.05876,20.58118],[-101.05472,20.58101],[-101.05048,20.58084],[-101.0462,20.58067],[-101.04117,20.58046],[-101.03787,20.58034],[-101.03361,20.58017],[-101.02915,20.58],[-101.02459,20.57981],[-101.02015,20.57963],[-101.01566,20.57945],[-101.01161,20.57929],[-101.00719,20.57912],[-101.00271,20.57894],[-100.99831,20.57876],[-100.99393,20.57858],[-100.98965,20.57841],[-100.98513,20.57821],[-100.98136,20.57807],[-100.97641,20.57786],[-100.97208,20.57769],[-100.9678,20.57704],[-100.96348,20.5764],[-100.95911,20.57575],[-100.95469,20.57507],[-100.95021,20.57442],[-100.94561,20.57373],[-100.94119,20.57306],[-100.93677,20.5724],[-100.93262,20.57178],[-100.9282,20.57112],[-100.92383,20.57048],[-100.91948,20.56983],[-100.91517,20.56917],[-100.91091,20.56853],[-100.9065,20.56788],[-100.90226,20.56725],[-100.89786,20.56659],[-100.89352,20.56594],[-100.88916,20.56528],[-100.88475,20.56464],[-100.88045,20.56398],[-100.87614,20.56333],[-100.87179,20.56268],[-100.86733,20.56199],[-100.86287,20.56136],[-100.85853,20.56069],[-100.85416,20.56004],[-100.85111,20.55958],[-100.85028,20.55946],[-100.84981,20.55939],[-100.84579,20.55878],[-100.84561,20.55875],[-100.8412,20.55814],[-100.8372,20.55644],[-100.83341,20.55485],[-100.82993,20.55338],[-100.82478,20.55285],[-100.81974,20.55234],[-100.81506,20.55185],[-100.81076,20.5514],[-100.80667,20.55098],[-100.80247,20.55055],[-100.79809,20.5501],[-100.79406,20.54969],[-100.78947,20.54921],[-100.78513,20.54876],[-100.78037,20.54827],[-100.7761,20.54783],[-100.77178,20.54738],[-100.76724,20.54692],[-100.76266,20.54645],[-100.75863,20.54603],[-100.75481,20.54472],[-100.75074,20.54333],[-100.74803,20.54242],[-100.74586,20.54168],[-100.74222,20.54041],[-100.73796,20.53894],[-100.73369,20.53748],[-100.73124,20.53665],[-100.72904,20.53585],[-100.72477,20.5344],[-100.72051,20.53294],[-100.71626,20.53149],[-100.712,20.53004],[-100.70823,20.52876],[-100.7079,20.52819]]}}
Línea 400.0 kV | LineString | 400.0 kV | 1 |  |  | CFE |  |  |  |  | OpenStreetMap | {"type":"Feature","properties":{},"geometry":{"type":"LineString","coordinates":[[-100.69132,20.47674],[-100.69068,20.47676],[-100.6891,20.47761],[-100.68597,20.47726],[-100.68196,20.47679],[-100.67857,20.47639],[-100.67451,20.47589],[-100.67107,20.47548],[-100.66798,20.4751],[-100.66524,20.47477],[-100.6609,20.47426],[-100.65693,20.47381],[-100.65316,20.47336],[-100.64909,20.47287],[-100.64638,20.47257],[-100.64266,20.47212],[-100.63922,20.47171],[-100.63591,20.47131],[-100.63176,20.47138],[-100.62747,20.47145],[-100.62412,20.47152],[-100.62041,20.47157],[-100.61657,20.47163],[-100.61227,20.47171],[-100.60813,20.47178],[-100.60413,20.47125],[-100.60052,20.47078],[-100.59785,20.47043],[-100.59391,20.4699],[-100.5903,20.46941],[-100.5862,20.46887],[-100.58034,20.4681],[-100.57695,20.46764],[-100.57324,20.46715],[-100.56952,20.46665],[-100.56588,20.46616],[-100.56225,20.46569],[-100.55877,20.46522],[-100.55557,20.46482],[-100.54929,20.46396],[-100.54568,20.46449],[-100.54206,20.46504],[-100.53836,20.46559],[-100.53456,20.46617],[-100.52974,20.46689],[-100.52426,20.46771],[-100.52203,20.46804],[-100.519,20.46848],[-100.51628,20.46889],[-100.51184,20.4739],[-100.51124,20.47393]]}}
Línea 400.0 kV | LineString | 400.0 kV | 2 |  |  | CFE |  |  |  |  | OpenStreetMap | {"type":"Feature","properties":{},"geometry":{"type":"LineString","coordinates":[[-100.71576,20.52098],[-100.71526,20.52105],[-100.71244,20.52146],[-100.71012,20.5249],[-100.7079,20.52819]]}}
Línea 400.0 kV | LineString | 400.0 kV | 2 |  |  | CFE |  |  |  |  | OpenStreetMap | {"type":"Feature","properties":{},"geometry":{"type":"LineString","coordinates":[[-100.71512,20.52018],[-100.71205,20.52061],[-100.71024,20.51933],[-100.70841,20.51804],[-100.70666,20.51383],[-100.70484,20.50943],[-100.70322,20.50519],[-100.70147,20.50131],[-100.69995,20.49724],[-100.69803,20.49299],[-100.6962,20.48858],[-100.69455,20.48461],[-100.69287,20.48053],[-100.69132,20.47674]]}}
Línea 400.0 kV | LineString | 400.0 kV |  |  |  | CFE |  |  |  |  | OpenStreetMap | {"type":"Feature","properties":{},"geometry":{"type":"LineString","coordinates":[[-100.7079,20.52819],[-100.70719,20.5284],[-100.70346,20.52712],[-100.69912,20.52563],[-100.69496,20.52421],[-100.69069,20.52275],[-100.68643,20.52131],[-100.6821,20.51983],[-100.67793,20.51842],[-100.67366,20.51696],[-100.66941,20.51551],[-100.66518,20.51406],[-100.66092,20.51261],[-100.6566,20.51116],[-100.65222,20.50968],[-100.648,20.50822],[-100.64376,20.50679],[-100.6394,20.50531],[-100.63512,20.50385],[-100.63093,20.50241],[-100.62672,20.501],[-100.62249,20.501],[-100.61788,20.50105],[-100.61344,20.50107],[-100.609,20.50109],[-100.60429,20.50111],[-100.60026,20.50116],[-100.59653,20.50117],[-100.59191,20.5012],[-100.58742,20.50123],[-100.583,20.50125],[-100.57849,20.50127],[-100.57422,20.50128],[-100.56958,20.50131],[-100.56489,20.50133],[-100.56149,20.50134],[-100.5561,20.50138],[-100.55021,20.50139],[-100.54542,20.50142],[-100.54121,20.50144],[-100.53669,20.50146],[-100.53202,20.50149],[-100.52798,20.50152],[-100.52303,20.50098],[-100.51787,20.5004],[-100.517,20.50031],[-100.5133,20.4999],[-100.50881,20.4994],[-100.50459,20.49894],[-100.50008,20.49844],[-100.49618,20.49802],[-100.49292,20.49781],[-100.49012,20.4991],[-100.48855,20.50192],[-100.48726,20.50421],[-100.4856,20.50718],[-100.48362,20.51067],[-100.48466,20.5131],[-100.4858,20.5157],[-100.48696,20.5184],[-100.48711,20.51905]]}}
Línea 400.0 kV | LineString | 400.0 kV |  |  |  | CFE |  |  |  |  | OpenStreetMap | {"type":"Feature","properties":{},"geometry":{"type":"LineString","coordinates":[[-100.48545,20.51967],[-100.48505,20.5191],[-100.48365,20.51581],[-100.48258,20.51325],[-100.48114,20.5099],[-100.47961,20.50638],[-100.47832,20.50344],[-100.47659,20.50076],[-100.47493,20.4982],[-100.47332,20.49572],[-100.46915,20.49502],[-100.46579,20.49465],[-100.4619,20.49422],[-100.45715,20.49369],[-100.4529,20.49322],[-100.44918,20.49281],[-100.44536,20.49239],[-100.43799,20.49157],[-100.43394,20.49113],[-100.42892,20.49058],[-100.42492,20.49014],[-100.42152,20.48976],[-100.41557,20.4891],[-100.4112,20.48861],[-100.40683,20.48813],[-100.40267,20.48765],[-100.39906,20.48725],[-100.39366,20.48665],[-100.39085,20.48634],[-100.38644,20.48588],[-100.38243,20.48542],[-100.37856,20.48498],[-100.3742,20.4845],[-100.36915,20.48394],[-100.36547,20.48353],[-100.36079,20.483],[-100.35653,20.48253],[-100.35231,20.48205],[-100.34753,20.48155],[-100.34275,20.48102],[-100.33646,20.48031],[-100.32737,20.47928],[-100.32377,20.47888],[-100.3169,20.4781],[-100.31043,20.47742],[-100.30593,20.4769],[-100.30041,20.47628],[-100.29562,20.47577],[-100.2921,20.47538],[-100.28813,20.47493],[-100.28372,20.47443],[-100.28105,20.4725]]}}
Línea 400.0 kV | LineString | 400.0 kV |  |  |  | CFE |  |  |  |  | OpenStreetMap | {"type":"Feature","properties":{},"geometry":{"type":"LineString","coordinates":[[-106.34928,23.18793],[-106.35035,23.189],[-106.35077,23.1892]]}}
Línea 400.0 kV | LineString | 400.0 kV |  |  |  | CFE |  |  |  |  | OpenStreetMap | {"type":"Feature","properties":{},"geometry":{"type":"LineString","coordinates":[[-106.34928,23.18793],[-106.35078,23.18885],[-106.35096,23.189]]}}
Línea 400.0 kV | LineString | 400.0 kV | 1 |  |  | CFE |  |  |  |  | OpenStreetMap | {"type":"Feature","properties":{},"geometry":{"type":"LineString","coordinates":[[-98.83779,19.54463],[-98.8368,19.54448],[-98.83475,19.54241],[-98.83246,19.54321],[-98.83034,19.54444],[-98.82799,19.54586],[-98.8275,19.54848],[-98.82891,19.55039],[-98.83133,19.55362],[-98.8308,19.55635],[-98.83005,19.56035],[-98.82953,19.56334],[-98.82888,19.56702],[-98.82807,19.57123],[-98.82738,19.57499],[-98.82628,19.58096],[-98.82565,19.58458],[-98.82492,19.58849],[-98.82419,19.59242],[-98.82635,19.59622],[-98.8284,19.59998],[-98.83087,19.60455],[-98.83286,19.6081],[-98.83428,19.61076],[-98.83644,19.61471],[-98.83909,19.61955],[-98.8411,19.62321],[-98.84307,19.6268],[-98.84472,19.62983],[-98.84722,19.63451],[-98.84976,19.6391],[-98.85283,19.64471],[-98.85616,19.65081],[-98.85794,19.65405],[-98.85982,19.65749],[-98.86129,19.66015],[-98.86182,19.66112]]}}
Línea 400.0 kV | LineString | 400.0 kV | 1 |  |  | CFE |  |  |  |  | OpenStreetMap | {"type":"Feature","properties":{},"geometry":{"type":"LineString","coordinates":[[-105.91664,28.44632],[-105.91575,28.44683],[-105.91456,28.44743],[-105.91342,28.44828],[-105.91203,28.44901],[-105.90755,28.45134],[-105.90342,28.45349],[-105.8988,28.45588],[-105.89454,28.4581],[-105.89014,28.45819],[-105.88568,28.4583],[-105.88116,28.45841],[-105.87657,28.45853],[-105.87202,28.45865],[-105.86755,28.45877],[-105.863,28.45889],[-105.85845,28.45901],[-105.85393,28.45913],[-105.84912,28.45925],[-105.84454,28.45937],[-105.84268,28.45942],[-105.83886,28.45951],[-105.83561,28.45959],[-105.83204,28.45968],[-105.82553,28.45985],[-105.82055,28.45998],[-105.81631,28.46009],[-105.81171,28.4602],[-105.80747,28.46031],[-105.80315,28.46041],[-105.79937,28.46286],[-105.79514,28.46566],[-105.79141,28.4681],[-105.7859,28.46749],[-105.78294,28.46719],[-105.77757,28.46661],[-105.77269,28.46609],[-105.76535,28.46532],[-105.76069,28.46482],[-105.75647,28.46435],[-105.75315,28.46399],[-105.74936,28.46359],[-105.7438,28.463],[-105.73776,28.46235],[-105.73357,28.4619],[-105.72932,28.46145],[-105.72582,28.46435],[-105.72212,28.46741],[-105.71895,28.47007],[-105.71563,28.47281],[-105.71202,28.4758],[-105.70845,28.47875],[-105.70476,28.4818],[-105.70113,28.48479],[-105.69758,28.48773],[-105.69399,28.49071],[-105.69042,28.49366],[-105.68686,28.49661],[-105.68325,28.49959],[-105.67957,28.50264],[-105.6758,28.50575],[-105.67231,28.50864],[-105.66851,28.51178],[-105.6648,28.51486],[-105.66132,28.51771],[-105.65788,28.52052],[-105.65374,28.52029],[-105.64926,28.52002],[-105.64476,28.51974],[-105.64016,28.51946],[-105.63592,28.5192],[-105.63179,28.51895],[-105.62736,28.51868],[-105.62219,28.51836],[-105.61665,28.51802],[-105.61207,28.51774],[-105.60768,28.51746],[-105.60311,28.51719],[-105.59862,28.51692],[-105.59447,28.51665],[-105.59006,28.51638],[-105.58588,28.51612],[-105.58097,28.51582],[-105.5764,28.51553],[-105.57159,28.51523],[-105.56679,28.51493],[-105.56167,28.51462],[-105.55718,28.51434],[-105.55343,28.51411],[-105.54872,28.51382],[-105.54401,28.51353],[-105.53952,28.51326],[-105.53436,28.51294],[-105.52951,28.51264],[-105.52512,28.51237],[-105.52042,28.51207],[-105.51579,28.51179],[-105.51109,28.51149],[-105.50664,28.51122],[-105.50197,28.51093],[-105.49737,28.51065],[-105.49277,28.51036],[-105.48824,28.51008],[-105.48364,28.5098],[-105.47923,28.50953],[-105.47489,28.50926],[-105.47032,28.50898],[-105.46579,28.50869],[-105.46113,28.5084],[-105.45625,28.5081],[-105.45162,28.50781],[-105.44676,28.5075],[-105.4422,28.50722],[-105.43389,28.5067],[-105.42707,28.50627],[-105.42324,28.50603],[-105.42071,28.50586],[-105.41553,28.50554],[-105.40987,28.50518],[-105.40521,28.50489],[-105.40001,28.50456],[-105.39552,28.50428],[-105.39095,28.504],[-105.38626,28.5037],[-105.38147,28.5034],[-105.37689,28.50311],[-105.37236,28.50283],[-105.36829,28.50257],[-105.36335,28.50226],[-105.35866,28.50197],[-105.35383,28.50167],[-105.34958,28.5014],[-105.34526,28.50111],[-105.34042,28.50081],[-105.33619,28.50054],[-105.33182,28.50026],[-105.3279,28.50001],[-105.324,28.49979],[-105.31984,28.49955],[-105.31495,28.49924],[-105.30985,28.49892],[-105.30491,28.4986],[-105.30033,28.49831],[-105.29574,28.49802],[-105.29194,28.49617],[-105.2884,28.49449],[-105.28483,28.49277],[-105.28103,28.49097],[-105.27744,28.48924],[-105.27364,28.48741],[-105.26887,28.48511],[-105.26519,28.48335],[-105.26165,28.48165],[-105.25789,28.47984],[-105.25416,28.47805],[-105.25028,28.47617],[-105.24624,28.47422],[-105.24213,28.47225],[-105.2377,28.47014],[-105.23354,28.46812],[-105.22901,28.46594],[-105.22465,28.46384],[-105.22062,28.46191],[-105.21632,28.45983],[-105.2124,28.45795],[-105.20846,28.45605],[-105.20455,28.45417],[-105.20054,28.45225],[-105.19643,28.45027],[-105.19242,28.44834],[-105.18832,28.44639],[-105.18413,28.44435],[-105.17999,28.44234],[-105.17591,28.44039],[-105.17149,28.43823],[-105.16734,28.43627],[-105.16327,28.43432],[-105.15918,28.4323],[-105.1551,28.43038],[-105.15076,28.4283],[-105.14657,28.42629],[-105.14238,28.42426],[-105.13818,28.42226],[-105.13427,28.42036],[-105.13041,28.41848],[-105.12668,28.41669],[-105.12254,28.41465],[-105.1188,28.41291],[-105.11607,28.41155],[-105.11226,28.40973],[-105.10739,28.4074],[-105.10328,28.40542],[-105.09907,28.40338],[-105.09507,28.40144],[-105.09025,28.39912],[-105.08608,28.39709],[-105.08374,28.39598],[-105.07859,28.39347],[-105.07473,28.39162],[-105.07097,28.3898],[-105.0668,28.38776],[-105.06273,28.38582],[-105.05866,28.38387],[-105.0547,28.38193],[-105.05096,28.38013],[-105.04715,28.37831],[-105.04338,28.37649],[-105.03956,28.37462],[-105.03562,28.37276],[-105.03174,28.37085],[-105.02775,28.36893],[-105.02369,28.36698],[-105.01954,28.36496],[-105.01561,28.36306],[-105.01178,28.36121],[-105.00786,28.3593],[-105.00394,28.35743],[-105.00007,28.35554],[-104.99605,28.35362],[-104.99213,28.35172],[-104.98811,28.34976],[-104.98414,28.34783],[-104.98006,28.34587],[-104.97621,28.34398],[-104.9721,28.34202],[-104.96791,28.33996],[-104.96358,28.33791],[-104.95975,28.33603],[-104.95647,28.33443],[-104.9526,28.3326],[-104.948,28.33036],[-104.94425,28.32854],[-104.94005,28.32653],[-104.93561,28.32435],[-104.93087,28.32208],[-104.92702,28.3202],[-104.92296,28.31824],[-104.91919,28.31641],[-104.91496,28.31445],[-104.91106,28.31246],[-104.90698,28.31046],[-104.90291,28.30851],[-104.8989,28.30656],[-104.89501,28.30468],[-104.89117,28.30283],[-104.887,28.30081],[-104.88311,28.2989],[-104.87908,28.29696],[-104.87469,28.29483],[-104.87064,28.29287],[-104.86663,28.29093],[-104.86281,28.28903],[-104.8582,28.28858],[-104.85375,28.28813],[-104.84914,28.28764],[-104.84476,28.28719],[-104.84014,28.28671],[-104.83578,28.28624],[-104.83056,28.28572],[-104.82569,28.28522],[-104.8171,28.28431],[-104.81563,28.28416],[-104.80837,28.2834],[-104.80289,28.28285],[-104.79765,28.28231],[-104.79426,28.28194],[-104.79081,28.28159],[-104.7873,28.28065],[-104.78313,28.27953],[-104.77945,28.27855],[-104.77577,28.27757],[-104.77172,28.27648],[-104.76772,28.27539],[-104.76288,28.27412],[-104.7586,28.27299],[-104.75449,28.27188],[-104.75096,28.27093],[-104.74712,28.2699],[-104.74308,28.26881],[-104.73873,28.26765],[-104.73432,28.26649],[-104.72984,28.26529],[-104.7249,28.26401],[-104.72047,28.2628],[-104.71575,28.26152],[-104.71119,28.2603],[-104.70688,28.25916],[-104.70246,28.25796],[-104.69844,28.25688],[-104.69449,28.25584],[-104.69066,28.25479],[-104.68689,28.2538],[-104.68296,28.25277],[-104.67908,28.25173],[-104.67547,28.25073],[-104.67134,28.24989],[-104.66745,28.24912],[-104.66309,28.24823],[-104.65894,28.24735],[-104.65506,28.2466],[-104.65107,28.24579],[-104.64738,28.24507],[-104.64355,28.24423],[-104.63975,28.2435],[-104.63592,28.24272],[-104.63225,28.24202],[-104.62834,28.24122],[-104.62451,28.24039],[-104.62059,28.23963],[-104.61677,28.23884],[-104.61293,28.23805],[-104.6087,28.23715],[-104.60435,28.23632],[-104.59944,28.23529],[-104.59434,28.23428],[-104.59212,28.23382],[-104.58967,28.23331],[-104.58546,28.23246],[-104.5815,28.23162],[-104.57734,28.23081],[-104.57247,28.22981],[-104.56687,28.22866],[-104.5616,28.22758],[-104.55702,28.22664],[-104.55264,28.22574],[-104.54786,28.22483],[-104.54326,28.22386],[-104.53911,28.22303],[-104.53533,28.22225],[-104.53171,28.22151],[-104.52786,28.22066],[-104.52384,28.21991],[-104.52024,28.21918],[-104.51593,28.21826],[-104.51204,28.21749],[-104.50738,28.21652],[-104.50385,28.21583],[-104.50002,28.215],[-104.49627,28.21429],[-104.49231,28.21345],[-104.48847,28.21266],[-104.48452,28.21189],[-104.48068,28.21106],[-104.47712,28.21039],[-104.47351,28.20962],[-104.46971,28.20885],[-104.46601,28.20805],[-104.462,28.20729],[-104.45856,28.20661],[-104.45494,28.20586],[-104.4509,28.20502],[-104.44656,28.20412],[-104.44292,28.20339],[-104.43931,28.20266],[-104.43544,28.20184],[-104.43159,28.20104],[-104.42783,28.20029],[-104.42368,28.19944],[-104.41992,28.19867],[-104.41582,28.19783],[-104.41203,28.19705],[-104.40818,28.19626],[-104.40432,28.19545],[-104.40053,28.19469],[-104.39682,28.19392],[-104.39294,28.19313],[-104.38915,28.19237],[-104.38539,28.19159],[-104.3816,28.19081],[-104.37783,28.19003],[-104.37407,28.18925],[-104.37028,28.18847],[-104.36643,28.18768],[-104.36349,28.18536],[-104.36026,28.18281],[-104.35703,28.18026],[-104.35403,28.17789],[-104.35116,28.17564],[-104.34816,28.17327],[-104.34521,28.17094],[-104.34224,28.1686],[-104.33939,28.16635],[-104.33616,28.1638],[-104.33323,28.16148],[-104.33046,28.15929],[-104.32738,28.15686],[-104.32446,28.15456],[-104.32145,28.15218],[-104.31864,28.14996],[-104.31572,28.14766],[-104.31216,28.14484],[-104.30942,28.14267],[-104.30644,28.14033],[-104.30357,28.13806],[-104.30045,28.13559],[-104.29787,28.13356],[-104.29525,28.13149],[-104.29238,28.12922],[-104.28889,28.12834],[-104.28526,28.12742],[-104.28144,28.12646],[-104.27811,28.12562],[-104.27508,28.12485],[-104.27189,28.12405],[-104.26788,28.12303],[-104.2643,28.12213],[-104.26063,28.1212],[-104.25691,28.12027],[-104.25316,28.11932],[-104.24941,28.11837],[-104.24562,28.11741],[-104.24195,28.11649],[-104.23818,28.11554],[-104.23446,28.1146],[-104.23072,28.11366],[-104.22696,28.11269],[-104.2232,28.11175],[-104.21954,28.11082],[-104.21581,28.10988],[-104.21204,28.10893],[-104.20834,28.10799],[-104.20459,28.10704],[-104.2009,28.1061],[-104.1971,28.10516],[-104.19351,28.10425],[-104.18973,28.10329],[-104.18598,28.10232],[-104.18224,28.1014],[-104.17865,28.1005],[-104.17486,28.09952],[-104.17116,28.09858],[-104.16741,28.09762],[-104.1636,28.09665],[-104.15951,28.09563],[-104.15512,28.09452],[-104.15101,28.09349],[-104.14726,28.09252],[-104.14358,28.09158],[-104.13977,28.09061],[-104.13599,28.08965],[-104.13219,28.08869],[-104.12833,28.0877],[-104.12469,28.08679],[-104.12096,28.08583],[-104.11718,28.08487],[-104.11345,28.08394],[-104.10965,28.08297],[-104.10587,28.08202],[-104.10216,28.08106],[-104.09844,28.08012],[-104.09473,28.07917],[-104.09105,28.07823],[-104.08737,28.0773],[-104.08372,28.07692],[-104.08038,28.07658],[-104.07681,28.07617],[-104.07285,28.07575],[-104.06911,28.07535],[-104.0653,28.07494],[-104.0614,28.07453],[-104.0575,28.07413],[-104.0536,28.07372],[-104.04987,28.07329],[-104.04594,28.07293],[-104.04207,28.07248],[-104.03819,28.07204],[-104.03445,28.07164],[-104.03074,28.07128],[-104.02702,28.07086],[-104.02322,28.07048],[-104.01939,28.07005],[-104.01551,28.0696],[-104.01155,28.06924],[-104.00768,28.06872],[-104.00389,28.06833],[-104.00013,28.06795],[-103.99628,28.06748],[-103.99247,28.0671],[-103.98864,28.06671],[-103.98477,28.06626],[-103.981,28.06593],[-103.97725,28.06551],[-103.9735,28.06508],[-103.96954,28.06469],[-103.96519,28.0642],[-103.9613,28.06376],[-103.95747,28.06335],[-103.95352,28.06295],[-103.94941,28.06249],[-103.9466,28.06218],[-103.94318,28.06182],[-103.93953,28.06144],[-103.9358,28.06101],[-103.93209,28.0606],[-103.92831,28.06019],[-103.92455,28.05979],[-103.92086,28.0594],[-103.91709,28.059],[-103.91344,28.05861],[-103.90966,28.0582],[-103.90582,28.05778],[-103.90198,28.05737],[-103.89833,28.05697],[-103.89462,28.05657],[-103.89098,28.05617],[-103.88747,28.0558],[-103.88369,28.05539],[-103.879,28.05487],[-103.87573,28.05451],[-103.87154,28.05406],[-103.86755,28.05363],[-103.86354,28.05319],[-103.85998,28.05281],[-103.85608,28.0524],[-103.85172,28.0519],[-103.84767,28.05144],[-103.84402,28.05008],[-103.84052,28.04876],[-103.83721,28.04843],[-103.83382,28.04807],[-103.83298,28.04801]]}}
Línea 400.0 kV | LineString | 400.0 kV | 2 |  |  | CFE |  |  |  |  | OpenStreetMap | {"type":"Feature","properties":{},"geometry":{"type":"LineString","coordinates":[[-106.45004,30.17078],[-106.44951,30.16879],[-106.44872,30.16556],[-106.44758,30.16091],[-106.44646,30.15646],[-106.44536,30.15205],[-106.44444,30.14833],[-106.44341,30.14425],[-106.44203,30.14143],[-106.44061,30.13855],[-106.43862,30.13451],[-106.43652,30.13028],[-106.43455,30.12627],[-106.43233,30.12177],[-106.43028,30.11761],[-106.42826,30.11349],[-106.42624,30.10937],[-106.42423,30.10525],[-106.42212,30.10102],[-106.4199,30.09652],[-106.41758,30.09177],[-106.4159,30.08837],[-106.41417,30.08482],[-106.41193,30.08014],[-106.40979,30.07589],[-106.40771,30.07165],[-106.40558,30.06734],[-106.40356,30.06321],[-106.40149,30.05906],[-106.3994,30.05471],[-106.39726,30.05037],[-106.39513,30.04603],[-106.39305,30.04182],[-106.39085,30.03734],[-106.38889,30.03336],[-106.38715,30.02981],[-106.38545,30.02624],[-106.38499,30.02305],[-106.38448,30.01929],[-106.38391,30.01495],[-106.38331,30.01055],[-106.38271,30.00609],[-106.38209,30.00133],[-106.38151,29.99713],[-106.38095,29.99281],[-106.38042,29.98912],[-106.37992,29.98528],[-106.3792,29.9799],[-106.3786,29.97552],[-106.37801,29.97101],[-106.37739,29.96636],[-106.37684,29.96203],[-106.37631,29.95817],[-106.37581,29.95428],[-106.37527,29.95046],[-106.37474,29.94629],[-106.3743,29.94294],[-106.37368,29.93842],[-106.37314,29.93419],[-106.37255,29.92989],[-106.37197,29.92549],[-106.37135,29.92116],[-106.37072,29.91666],[-106.37014,29.9121],[-106.36943,29.90713],[-106.36883,29.90223],[-106.36822,29.89788],[-106.36766,29.8936],[-106.36706,29.889],[-106.36653,29.88463],[-106.36585,29.87974],[-106.36527,29.8758],[-106.36476,29.87187],[-106.36415,29.86737],[-106.36354,29.86282],[-106.36288,29.85797],[-106.36222,29.85323],[-106.36165,29.84852],[-106.361,29.84378],[-106.36035,29.83911],[-106.35969,29.8341],[-106.35909,29.8296],[-106.35845,29.82488],[-106.35786,29.82047],[-106.35729,29.81626],[-106.35667,29.81171],[-106.35609,29.80716],[-106.35546,29.80257],[-106.35481,29.79774],[-106.35418,29.79316],[-106.35359,29.78879],[-106.35301,29.78439],[-106.3524,29.77986],[-106.35182,29.77532],[-106.35118,29.77071],[-106.35062,29.76619],[-106.34995,29.76161],[-106.34936,29.75704],[-106.34875,29.7524],[-106.34812,29.74761],[-106.34745,29.74251],[-106.34689,29.73826],[-106.34627,29.73397],[-106.3457,29.72935],[-106.34509,29.72482],[-106.34446,29.72018],[-106.34385,29.7156],[-106.34324,29.71096],[-106.34262,29.70645],[-106.342,29.70183],[-106.34143,29.69743],[-106.34065,29.69386],[-106.34012,29.68988],[-106.33963,29.68605],[-106.33902,29.68166],[-106.3384,29.67713],[-106.33781,29.67256],[-106.33719,29.66803],[-106.33658,29.66341],[-106.336,29.65888],[-106.33537,29.65432],[-106.33481,29.64978],[-106.33418,29.64548],[-106.33371,29.64197],[-106.33358,29.63834],[-106.33313,29.63493],[-106.33256,29.63069],[-106.33189,29.62607],[-106.33131,29.6215],[-106.33073,29.61698],[-106.33014,29.61271],[-106.32954,29.60838],[-106.32894,29.60372],[-106.32832,29.59917],[-106.32772,29.59452],[-106.32709,29.58986],[-106.32649,29.58524],[-106.32587,29.58084],[-106.32529,29.57645],[-106.32472,29.57184],[-106.32411,29.56746],[-106.32355,29.56315],[-106.32293,29.55825],[-106.32227,29.55338],[-106.32162,29.54875],[-106.32102,29.54409],[-106.32039,29.53914],[-106.31976,29.53452],[-106.31916,29.52996],[-106.31853,29.52517],[-106.318,29.52131],[-106.31651,29.51759],[-106.31498,29.51375],[-106.31344,29.50991],[-106.31158,29.50511],[-106.31029,29.50202],[-106.30861,29.49777],[-106.30656,29.49265],[-106.30499,29.48867],[-106.30323,29.48428],[-106.30156,29.48012],[-106.30001,29.47623],[-106.29817,29.47156],[-106.29644,29.46716],[-106.29478,29.46312],[-106.29305,29.45873],[-106.29135,29.45442],[-106.28969,29.45025],[-106.28792,29.44583],[-106.2862,29.44149],[-106.28452,29.43731],[-106.28278,29.43291],[-106.28105,29.42851],[-106.27939,29.42438],[-106.27775,29.42021],[-106.27614,29.41613],[-106.27451,29.41203],[-106.27277,29.40769],[-106.27103,29.40332],[-106.26934,29.39902],[-106.26761,29.39472],[-106.26587,29.39035],[-106.26419,29.38608],[-106.26251,29.38186],[-106.26086,29.37771],[-106.25966,29.37455],[-106.25941,29.37138],[-106.25908,29.36706],[-106.25879,29.3629],[-106.25852,29.35875],[-106.25819,29.35478],[-106.25788,29.35051],[-106.25756,29.34583],[-106.25723,29.34154],[-106.25691,29.33714],[-106.25658,29.33249],[-106.25625,29.32799],[-106.25591,29.32349],[-106.25557,29.3189],[-106.25525,29.31432],[-106.25492,29.30973],[-106.25455,29.30495],[-106.25422,29.30048],[-106.25388,29.29587],[-106.25356,29.29126],[-106.25323,29.28672],[-106.25292,29.28211],[-106.25257,29.27757],[-106.25224,29.27291],[-106.25194,29.2689],[-106.25164,29.26488],[-106.25132,29.26028],[-106.25097,29.25564],[-106.25091,29.25031],[-106.25063,29.24656],[-106.25033,29.24241],[-106.25003,29.23803],[-106.24969,29.23344],[-106.24939,29.22914],[-106.24908,29.22483],[-106.24878,29.2204],[-106.24844,29.21574],[-106.24817,29.21179],[-106.24789,29.20771],[-106.24758,29.20343],[-106.24723,29.19885],[-106.24695,29.19427],[-106.2466,29.18963],[-106.2463,29.18532],[-106.24598,29.18097],[-106.24567,29.1764],[-106.24535,29.17179],[-106.24501,29.16716],[-106.24468,29.16258],[-106.24435,29.15797],[-106.24413,29.15451],[-106.24213,29.15203],[-106.23911,29.1483],[-106.23644,29.14504],[-106.23359,29.14148],[-106.23094,29.13819],[-106.22818,29.13477],[-106.22538,29.13128],[-106.22227,29.12746],[-106.2203,29.12372],[-106.21782,29.11905],[-106.21621,29.11612],[-106.21418,29.11224],[-106.21433,29.10867],[-106.21444,29.10476],[-106.21455,29.10154],[-106.2146,29.09845],[-106.21289,29.09509],[-106.21064,29.09089],[-106.2086,29.08696],[-106.20647,29.0829],[-106.20411,29.07839],[-106.20185,29.07411],[-106.19947,29.06956],[-106.19721,29.06522],[-106.19601,29.06298],[-106.19427,29.05966],[-106.19174,29.05484],[-106.18978,29.05107],[-106.18779,29.04729],[-106.18568,29.04327],[-106.1834,29.03897],[-106.18117,29.03462],[-106.17884,29.03021],[-106.17669,29.02613],[-106.17507,29.02313],[-106.17273,29.01857],[-106.17076,29.01483],[-106.16866,29.01083],[-106.16656,29.00681],[-106.1644,29.00275],[-106.1622,28.99849],[-106.16003,28.99435],[-106.15765,28.98982],[-106.1559,28.98644],[-106.15331,28.98154],[-106.15247,28.97997],[-106.14973,28.97469],[-106.14794,28.97128],[-106.14649,28.9685],[-106.14412,28.96401],[-106.14185,28.95958],[-106.14065,28.95738],[-106.13923,28.95527],[-106.13828,28.95367],[-106.1363,28.94904],[-106.13413,28.94492],[-106.13171,28.94032],[-106.12957,28.93623],[-106.12747,28.93215],[-106.12559,28.92859],[-106.12346,28.92466],[-106.12123,28.92016],[-106.1192,28.9164],[-106.11718,28.91263],[-106.1153,28.90889],[-106.11365,28.90594],[-106.11165,28.90449],[-106.10771,28.90165],[-106.1032,28.89848],[-106.09934,28.89575],[-106.09502,28.89278],[-106.09102,28.88982],[-106.087,28.88702],[-106.08288,28.88412],[-106.07906,28.88138],[-106.07519,28.87862],[-106.07159,28.87607],[-106.06786,28.87343],[-106.0641,28.87075],[-106.06016,28.86799],[-106.05629,28.8652],[-106.05245,28.86245],[-106.0485,28.85967],[-106.04459,28.85694],[-106.04052,28.85405],[-106.03643,28.85116],[-106.03227,28.84821],[-106.02854,28.84553],[-106.02486,28.84288],[-106.02073,28.84],[-106.01744,28.83765],[-106.01406,28.83524],[-106.01148,28.83341],[-106.00761,28.83065],[-106.00375,28.82792],[-105.99948,28.82482],[-105.99595,28.8223],[-105.99268,28.81998],[-105.98973,28.81789],[-105.98754,28.81542],[-105.9848,28.8122],[-105.98186,28.80879],[-105.97894,28.80539],[-105.9759,28.80185],[-105.97298,28.7984],[-105.96974,28.79466],[-105.96669,28.79111],[-105.96356,28.78748],[-105.96095,28.78448],[-105.95829,28.78137],[-105.95555,28.77817],[-105.95292,28.77504],[-105.94904,28.77056],[-105.94607,28.76708],[-105.94353,28.76417],[-105.94075,28.76093],[-105.93762,28.75728],[-105.93444,28.75354],[-105.93161,28.75025],[-105.92886,28.74707],[-105.92652,28.7443],[-105.92427,28.7417],[-105.92366,28.73795],[-105.92311,28.7342],[-105.92256,28.73016],[-105.92179,28.72551],[-105.92112,28.72099],[-105.92045,28.71644],[-105.91976,28.71171],[-105.9191,28.70749],[-105.91855,28.70366],[-105.91797,28.69986],[-105.91741,28.69599],[-105.91679,28.69182],[-105.91612,28.68746],[-105.91544,28.68279],[-105.91474,28.67817],[-105.91407,28.67363],[-105.91347,28.66914],[-105.91271,28.66451],[-105.91202,28.65989],[-105.91134,28.6553],[-105.91071,28.65119],[-105.91016,28.6472],[-105.90951,28.64266],[-105.90887,28.63868],[-105.90829,28.6348],[-105.90774,28.63108],[-105.90712,28.6272],[-105.90638,28.62186],[-105.90601,28.6195],[-105.90528,28.61569],[-105.90382,28.608],[-105.90376,28.60688],[-105.90367,28.60389],[-105.90325,28.60105],[-105.9025,28.59566],[-105.90204,28.59278],[-105.90154,28.58938],[-105.90119,28.58697],[-105.90042,28.58177],[-105.89992,28.57811],[-105.8993,28.57401],[-105.89867,28.56991],[-105.89816,28.56631],[-105.89816,28.56389],[-105.89823,28.55998],[-105.89841,28.55649],[-105.89838,28.5539],[-105.89855,28.54794],[-105.89857,28.54603],[-105.89871,28.54323],[-105.89873,28.53845],[-105.89885,28.53437],[-105.89899,28.52911],[-105.89908,28.52433],[-105.8992,28.51928],[-105.8993,28.51459],[-105.89949,28.50706],[-105.89968,28.50273],[-105.89968,28.49899],[-105.89978,28.49484],[-105.89988,28.49024],[-105.9,28.48566],[-105.9001,28.48164],[-105.90016,28.47815],[-105.90034,28.4747],[-105.9014,28.4714],[-105.90257,28.4675],[-105.90388,28.46309],[-105.90526,28.45856],[-105.90637,28.45508],[-105.90706,28.45283],[-105.91014,28.45124],[-105.91298,28.44978]]}}
Línea 400.0 kV | LineString | 400.0 kV | 2 |  |  | CFE |  |  |  |  | OpenStreetMap | {"type":"Feature","properties":{},"geometry":{"type":"LineString","coordinates":[[-100.29885,25.76648],[-100.29887,25.76697],[-100.29934,25.76813],[-100.29977,25.76919],[-100.30021,25.77025],[-100.30062,25.77127],[-100.30103,25.77227],[-100.30146,25.77334],[-100.30186,25.77434],[-100.30228,25.77536],[-100.30299,25.77594],[-100.30373,25.77653],[-100.30454,25.77732],[-100.30551,25.77801],[-100.3063,25.77866],[-100.30699,25.77923],[-100.30762,25.77974],[-100.30894,25.78083],[-100.30995,25.78166],[-100.31081,25.78236],[-100.31164,25.78304],[-100.3125,25.78375],[-100.3134,25.78449],[-100.31424,25.78519],[-100.31518,25.78596],[-100.31606,25.78668],[-100.31695,25.78742],[-100.31783,25.78814],[-100.31878,25.78892],[-100.31962,25.78959],[-100.32051,25.79034],[-100.32139,25.79106],[-100.32225,25.79177],[-100.32323,25.79258],[-100.32422,25.79338],[-100.32513,25.79411],[-100.326,25.79483],[-100.3269,25.79556],[-100.32778,25.79632],[-100.33042,25.79848],[-100.33309,25.80066],[-100.33568,25.80278],[-100.33878,25.80533],[-100.34167,25.80772],[-100.34319,25.81086],[-100.34455,25.81369],[-100.34614,25.81699],[-100.34749,25.81982],[-100.34898,25.82288],[-100.35057,25.82617],[-100.35216,25.82946],[-100.35389,25.83304],[-100.3556,25.8366],[-100.35715,25.83984],[-100.35883,25.84329],[-100.36046,25.84666],[-100.36206,25.84999],[-100.36362,25.85322],[-100.36528,25.85668],[-100.36718,25.86072],[-100.36578,25.86328],[-100.36607,25.86384]]}}
Línea 400.0 kV | LineString | 400.0 kV |  |  |  | CFE |  |  |  |  | OpenStreetMap | {"type":"Feature","properties":{},"geometry":{"type":"LineString","coordinates":[[-100.36613,25.86516],[-100.36631,25.86589]]}}
Línea 400.0 kV | LineString | 400.0 kV |  |  |  | CFE |  |  |  |  | OpenStreetMap | {"type":"Feature","properties":{},"geometry":{"type":"LineString","coordinates":[[-100.09879,25.72101],[-100.09925,25.72139],[-100.09976,25.72181],[-100.10022,25.72221],[-100.10046,25.72268]]}}
Línea 400.0 kV | LineString | 400.0 kV |  |  |  | CFE |  |  |  |  | OpenStreetMap | {"type":"Feature","properties":{},"geometry":{"type":"LineString","coordinates":[[-100.10073,25.72257],[-100.1005,25.7221],[-100.1003,25.72156],[-100.10014,25.72105],[-100.09994,25.72053]]}}
Línea 400.0 kV | LineString | 400.0 kV | 2 |  |  | CFE |  |  |  |  | OpenStreetMap | {"type":"Feature","properties":{},"geometry":{"type":"LineString","coordinates":[[-100.31999,25.64316],[-100.31971,25.64297],[-100.31816,25.64196],[-100.31667,25.641],[-100.31547,25.64026],[-100.31348,25.63898],[-100.31203,25.63827],[-100.31121,25.63774],[-100.30932,25.63654],[-100.30834,25.63575],[-100.30746,25.63503],[-100.30637,25.63455],[-100.30479,25.63361],[-100.30345,25.63283],[-100.30213,25.63194],[-100.30092,25.63117],[-100.29983,25.63049],[-100.29864,25.62973],[-100.29665,25.62846],[-100.29559,25.62769],[-100.29358,25.62642],[-100.29157,25.62517],[-100.28957,25.62388],[-100.28749,25.62255],[-100.28557,25.62127],[-100.28343,25.61991],[-100.28131,25.61854],[-100.27973,25.61754],[-100.27786,25.61634],[-100.2757,25.61495],[-100.27458,25.61426],[-100.27441,25.61342],[-100.27403,25.6134]]}}
Línea 400.0 kV | LineString | 400.0 kV | 1 |  |  | CFE |  |  |  |  | OpenStreetMap | {"type":"Feature","properties":{},"geometry":{"type":"LineString","coordinates":[[-100.55422,25.71072],[-100.55456,25.71026],[-100.55544,25.70965],[-100.55532,25.70671],[-100.55514,25.70252],[-100.55504,25.69928],[-100.55328,25.69704],[-100.55179,25.69511],[-100.54804,25.69361],[-100.54566,25.69252],[-100.54103,25.69074],[-100.53667,25.68897],[-100.53269,25.68741],[-100.53001,25.6863],[-100.5269,25.68505],[-100.52196,25.68308],[-100.51939,25.682],[-100.51734,25.6812],[-100.5134,25.6796],[-100.51122,25.67873],[-100.50803,25.67745],[-100.5064,25.67685],[-100.50209,25.67506],[-100.49843,25.67362],[-100.49418,25.67191],[-100.49145,25.67081],[-100.48807,25.66945],[-100.48374,25.66769],[-100.48068,25.66646],[-100.47666,25.66536],[-100.47328,25.66442],[-100.47119,25.66385],[-100.46678,25.66265],[-100.46428,25.66196],[-100.46228,25.66141],[-100.45931,25.65883],[-100.45613,25.65603],[-100.45423,25.65432],[-100.4532,25.6534],[-100.45124,25.65273],[-100.44576,25.65256],[-100.44406,25.65168],[-100.4407,25.65104],[-100.43812,25.64988],[-100.43561,25.64871],[-100.43331,25.64765],[-100.43216,25.64715],[-100.42924,25.64851],[-100.42555,25.65025],[-100.42339,25.65175],[-100.42286,25.65328],[-100.42262,25.65478],[-100.42296,25.65606],[-100.42323,25.65715],[-100.4236,25.6586],[-100.42363,25.65979]]}}
Línea 400.0 kV | LineString | 400.0 kV | 2 |  |  | CFE |  |  |  |  | OpenStreetMap | {"type":"Feature","properties":{},"geometry":{"type":"LineString","coordinates":[[-100.34376,25.91196],[-100.3424,25.91263],[-100.34135,25.91315],[-100.33727,25.91517],[-100.33373,25.91692],[-100.33149,25.91802],[-100.32984,25.92178],[-100.32828,25.92531],[-100.32565,25.92819],[-100.32592,25.93166],[-100.32622,25.93549],[-100.32654,25.93956],[-100.32677,25.94256],[-100.32701,25.9457],[-100.32729,25.94924],[-100.32762,25.95347],[-100.32801,25.95838],[-100.32694,25.96111],[-100.32588,25.96379],[-100.32453,25.96726],[-100.32145,25.9685],[-100.31964,25.96923],[-100.31831,25.96972],[-100.31444,25.96985],[-100.31016,25.96997],[-100.30651,25.97009],[-100.30324,25.97018],[-100.30145,25.97215],[-100.29913,25.9748],[-100.29701,25.97712],[-100.29605,25.98049],[-100.29325,25.98372],[-100.28922,25.98429],[-100.28517,25.98482],[-100.28073,25.98541],[-100.27702,25.98591],[-100.27284,25.98647],[-100.26854,25.98704],[-100.26344,25.98771],[-100.25915,25.9883],[-100.25562,25.98877],[-100.25274,25.98916],[-100.24756,25.98986],[-100.24283,25.99048],[-100.23818,25.99111],[-100.23304,25.99179],[-100.22784,25.99248],[-100.2228,25.99316],[-100.21943,25.99359],[-100.2171,25.99391],[-100.2134,25.99441],[-100.20999,25.99485],[-100.20588,25.9954],[-100.20066,25.99611],[-100.19609,25.99671],[-100.19137,25.99734],[-100.1865,25.99798],[-100.18193,25.99859],[-100.17769,25.99846],[-100.1731,25.99831],[-100.16825,25.99815],[-100.16335,25.998],[-100.15855,25.99785],[-100.15335,25.99769],[-100.14821,25.99752],[-100.14456,25.99742],[-100.14194,25.99576],[-100.13789,25.9932],[-100.13383,25.99064],[-100.13032,25.98842],[-100.12636,25.9859],[-100.12205,25.98318],[-100.11747,25.98026],[-100.1142,25.9782],[-100.11098,25.97616],[-100.10729,25.97383],[-100.10362,25.97149],[-100.0996,25.96893],[-100.09569,25.96647],[-100.09157,25.96385],[-100.08744,25.96124],[-100.08304,25.95844],[-100.07937,25.95611],[-100.07574,25.9538],[-100.07189,25.95134],[-100.06725,25.94843],[-100.06308,25.94576],[-100.05879,25.94303]]}}
Línea 400.0 kV | LineString | 400.0 kV | 1 |  |  | CFE |  |  |  |  | OpenStreetMap | {"type":"Feature","properties":{},"geometry":{"type":"LineString","coordinates":[[-100.3663,25.86509],[-100.36674,25.86589],[-100.36795,25.86839],[-100.37021,25.86884],[-100.37207,25.86763],[-100.37568,25.86527],[-100.37875,25.86327],[-100.382,25.86118],[-100.38502,25.85919],[-100.38799,25.85725],[-100.39116,25.85518],[-100.39471,25.85287],[-100.3979,25.85078],[-100.4011,25.84868],[-100.40418,25.84665],[-100.40745,25.84455],[-100.41055,25.8425],[-100.41366,25.8405],[-100.41669,25.83852],[-100.41931,25.8368],[-100.4221,25.83498],[-100.42563,25.83268],[-100.42886,25.83057],[-100.43201,25.82851],[-100.43508,25.8265],[-100.4384,25.82433],[-100.44148,25.82231],[-100.44478,25.82016],[-100.44742,25.81844],[-100.45037,25.81649],[-100.4532,25.81466],[-100.45689,25.81223],[-100.4604,25.80994],[-100.46429,25.80739],[-100.46753,25.80528],[-100.47102,25.803],[-100.47441,25.80078],[-100.47716,25.79898],[-100.47951,25.79744],[-100.48217,25.7957],[-100.48557,25.79348],[-100.48898,25.79126],[-100.49189,25.78935],[-100.49416,25.78692],[-100.49692,25.78395],[-100.49968,25.78098],[-100.50288,25.77754],[-100.50594,25.77425],[-100.50822,25.77181],[-100.51006,25.7698],[-100.51356,25.76608],[-100.51709,25.76228],[-100.51907,25.76014],[-100.5217,25.75729],[-100.52488,25.75388],[-100.52902,25.75295],[-100.53165,25.75235],[-100.53523,25.74973],[-100.53872,25.74717],[-100.54015,25.74612],[-100.54241,25.74446],[-100.54576,25.74197],[-100.5465,25.73713],[-100.54718,25.73248],[-100.54788,25.72777],[-100.54844,25.72399],[-100.54911,25.71953],[-100.5498,25.71488],[-100.55039,25.71095],[-100.55093,25.71032]]}}
Línea 400.0 kV | LineString | 400.0 kV | 2 |  |  | CFE |  |  |  |  | OpenStreetMap | {"type":"Feature","properties":{},"geometry":{"type":"LineString","coordinates":[[-107.54857,24.88041],[-107.54687,24.88279],[-107.54508,24.88527],[-107.5454,24.88808],[-107.54589,24.89226],[-107.54634,24.89631],[-107.54681,24.90018],[-107.54714,24.90342],[-107.54527,24.90486],[-107.54249,24.907],[-107.53991,24.90899],[-107.53941,24.91236],[-107.53879,24.91652],[-107.5382,24.92053],[-107.53776,24.92335],[-107.53578,24.92626],[-107.5332,24.92996],[-107.53146,24.93249],[-107.52964,24.93513],[-107.53041,24.93944],[-107.53128,24.94414],[-107.53213,24.94896],[-107.53286,24.95308],[-107.53369,24.95771],[-107.53438,24.96167],[-107.53516,24.96592],[-107.53586,24.96992],[-107.53646,24.97328],[-107.53686,24.97567],[-107.53854,24.97728],[-107.54252,24.98113],[-107.54594,24.98442],[-107.54889,24.98727],[-107.55241,24.99066],[-107.55583,24.99398],[-107.55983,24.99786],[-107.56365,25.00149],[-107.5642,25.00202],[-107.56659,25.00434],[-107.5699,25.00754],[-107.57303,25.01057],[-107.57614,25.01359],[-107.57934,25.01664],[-107.58412,25.02129],[-107.58559,25.02324],[-107.58979,25.02881],[-107.5931,25.03319],[-107.59635,25.03753],[-107.59753,25.03908],[-107.60138,25.0442],[-107.60303,25.04649],[-107.60496,25.049],[-107.60769,25.05262],[-107.61009,25.0558],[-107.61447,25.06161],[-107.61727,25.06533],[-107.62193,25.07158],[-107.62685,25.07804],[-107.62912,25.08107],[-107.63205,25.08499],[-107.63504,25.08893],[-107.63767,25.09248],[-107.64147,25.09759],[-107.64506,25.10227],[-107.64759,25.10564],[-107.65014,25.10902],[-107.6533,25.11321],[-107.65625,25.11714],[-107.6594,25.12132],[-107.6623,25.12517],[-107.66527,25.1291],[-107.66831,25.13315],[-107.6713,25.13712],[-107.67411,25.14084],[-107.67628,25.14372],[-107.6788,25.1463],[-107.68193,25.14954],[-107.68594,25.15373],[-107.68866,25.1566],[-107.69098,25.15887],[-107.693,25.16094],[-107.69636,25.16445],[-107.69908,25.16724],[-107.70201,25.17024],[-107.70539,25.17372],[-107.70919,25.17766],[-107.71259,25.18115],[-107.71624,25.18494],[-107.71895,25.18774],[-107.72294,25.19187],[-107.72512,25.19404],[-107.72914,25.19816],[-107.7322,25.20134],[-107.73548,25.20471],[-107.73866,25.20797],[-107.74172,25.21112],[-107.74485,25.21434],[-107.74778,25.21736],[-107.75086,25.22053],[-107.75415,25.22391],[-107.75726,25.22711],[-107.76041,25.23035],[-107.76387,25.23391],[-107.76677,25.23692],[-107.76985,25.24007],[-107.77342,25.24374],[-107.7764,25.2468],[-107.77984,25.25036],[-107.78297,25.25356],[-107.78599,25.25667],[-107.78884,25.2596],[-107.79244,25.2633],[-107.79598,25.26694],[-107.79924,25.27028],[-107.80263,25.27377],[-107.8062,25.27745],[-107.80929,25.2806],[-107.81234,25.28374],[-107.81621,25.28779],[-107.81871,25.29037],[-107.82162,25.2933],[-107.8251,25.29687],[-107.82888,25.30073],[-107.83232,25.30426],[-107.83566,25.30771],[-107.83887,25.311],[-107.84195,25.31416],[-107.84541,25.31771],[-107.84879,25.32117],[-107.85201,25.32448],[-107.85571,25.32827],[-107.85919,25.33185],[-107.86263,25.33539],[-107.86529,25.33812],[-107.86692,25.3417],[-107.86903,25.34639],[-107.871,25.35072],[-107.87304,25.35526],[-107.87511,25.35984],[-107.87709,25.36424],[-107.87913,25.36876],[-107.88116,25.37328],[-107.88299,25.37733],[-107.88487,25.38149],[-107.88608,25.38416],[-107.88688,25.38595],[-107.88894,25.39052],[-107.8909,25.39487],[-107.89286,25.39923],[-107.8948,25.40353],[-107.89692,25.40824],[-107.89873,25.41226],[-107.90135,25.41486],[-107.90406,25.41755],[-107.90698,25.42044],[-107.91064,25.42408],[-107.91395,25.42735],[-107.91753,25.43089],[-107.92085,25.43418],[-107.92436,25.43766],[-107.92799,25.44126],[-107.9315,25.44473],[-107.93461,25.44782],[-107.93786,25.45104],[-107.94108,25.45423],[-107.94458,25.45769],[-107.94802,25.46109],[-107.95117,25.46421],[-107.9544,25.4674],[-107.95749,25.47047],[-107.96085,25.4738],[-107.96492,25.47783],[-107.96811,25.481],[-107.97153,25.48438],[-107.97505,25.48787],[-107.97859,25.49137],[-107.98208,25.49483],[-107.98589,25.49859],[-107.98927,25.50195],[-107.99298,25.50561],[-107.99634,25.50892],[-107.99916,25.5117],[-108.00187,25.51545],[-108.00465,25.51929],[-108.00771,25.52352],[-108.01058,25.52749],[-108.01304,25.53089],[-108.01591,25.53485],[-108.01897,25.53905],[-108.02166,25.54279],[-108.02532,25.54545],[-108.029,25.54814],[-108.03282,25.55096],[-108.03666,25.55374],[-108.04031,25.55639],[-108.04426,25.55928],[-108.04793,25.56195],[-108.05202,25.56495],[-108.05513,25.56719],[-108.05908,25.5702],[-108.06218,25.57255],[-108.064,25.57429],[-108.06622,25.5765],[-108.06843,25.57863],[-108.07163,25.58174],[-108.07519,25.58522],[-108.07885,25.58879],[-108.08209,25.59195],[-108.08567,25.59547],[-108.08908,25.59879],[-108.09248,25.60212],[-108.09614,25.60568],[-108.09975,25.6092],[-108.10334,25.6127],[-108.10696,25.61625],[-108.11063,25.61983],[-108.11365,25.62277],[-108.11623,25.62529],[-108.11969,25.62867],[-108.12327,25.63217],[-108.12664,25.63546],[-108.13026,25.63898],[-108.13398,25.6426],[-108.13768,25.64621],[-108.14124,25.64968],[-108.14464,25.65299],[-108.14835,25.65663],[-108.15196,25.66015],[-108.15547,25.66356],[-108.15849,25.66651],[-108.16157,25.66951],[-108.1652,25.67305],[-108.16889,25.67664],[-108.17251,25.68017],[-108.17622,25.68378],[-108.17992,25.68738],[-108.18339,25.69077],[-108.18716,25.69443],[-108.19065,25.69783],[-108.194,25.70109],[-108.19772,25.70471],[-108.20266,25.70952],[-108.20645,25.71321],[-108.20948,25.71616],[-108.21312,25.7197],[-108.21679,25.72328],[-108.22051,25.7269],[-108.22392,25.73023],[-108.22749,25.7337],[-108.23086,25.73697],[-108.23359,25.73963],[-108.23621,25.74218],[-108.23963,25.74552],[-108.24329,25.74908],[-108.24688,25.75257],[-108.25049,25.75608],[-108.25414,25.75961],[-108.25756,25.76297],[-108.26121,25.76651],[-108.26452,25.76973],[-108.26726,25.77239],[-108.27152,25.7733],[-108.27663,25.77438],[-108.2816,25.77544],[-108.2867,25.77652],[-108.29133,25.77751],[-108.29623,25.77856],[-108.30126,25.77962],[-108.30588,25.7806],[-108.30947,25.78134],[-108.31258,25.78398],[-108.3165,25.78727],[-108.32042,25.79058],[-108.32441,25.79393],[-108.32833,25.79723],[-108.33147,25.79987],[-108.33542,25.80117],[-108.34052,25.80284],[-108.3454,25.80444],[-108.35015,25.806],[-108.35461,25.80746],[-108.35957,25.80909],[-108.36466,25.81075],[-108.3694,25.81232],[-108.3742,25.81388],[-108.37895,25.81544],[-108.38371,25.81699],[-108.3879,25.81836],[-108.39229,25.81916],[-108.39742,25.82009],[-108.40232,25.82097],[-108.40723,25.82187],[-108.41202,25.82274],[-108.41708,25.82366],[-108.4221,25.82457],[-108.42708,25.82548],[-108.43201,25.82639],[-108.43693,25.82728],[-108.44164,25.82813],[-108.44572,25.82888],[-108.4498,25.82961],[-108.45464,25.83049],[-108.45998,25.83147],[-108.46526,25.83242],[-108.47028,25.83336],[-108.47556,25.83433],[-108.48048,25.83522],[-108.48571,25.83616],[-108.4909,25.83711],[-108.49595,25.83803],[-108.49994,25.83876],[-108.50406,25.83952],[-108.50739,25.84011],[-108.51271,25.84107],[-108.51795,25.84203],[-108.52309,25.84297],[-108.5282,25.8439],[-108.53328,25.84483],[-108.53854,25.84577],[-108.54382,25.84673],[-108.54865,25.84762],[-108.55367,25.84852],[-108.55779,25.84926],[-108.56125,25.85155],[-108.56518,25.85418],[-108.56905,25.85673],[-108.57354,25.85968],[-108.57758,25.86235],[-108.58377,25.86642],[-108.5882,25.86935],[-108.58955,25.87023],[-108.59205,25.87189],[-108.59653,25.87486],[-108.60088,25.87774],[-108.60445,25.8801],[-108.60796,25.88242],[-108.61202,25.88509],[-108.6163,25.88792],[-108.62058,25.89074],[-108.62468,25.89345],[-108.62871,25.89611],[-108.63247,25.89859],[-108.63631,25.90113],[-108.64074,25.90404],[-108.64486,25.90676],[-108.64846,25.90913],[-108.65184,25.91134],[-108.65606,25.91413],[-108.66039,25.91698],[-108.66455,25.91976],[-108.66878,25.92253],[-108.67309,25.92535],[-108.67741,25.92823],[-108.68157,25.93098],[-108.68518,25.93334],[-108.68954,25.93622],[-108.69398,25.93917],[-108.69732,25.94133],[-108.7006,25.94349],[-108.7047,25.9462],[-108.70884,25.94891],[-108.71278,25.95151],[-108.717,25.95429],[-108.721,25.95692],[-108.72521,25.9597],[-108.72927,25.96236],[-108.73313,25.96492],[-108.73719,25.96757],[-108.74055,25.96982],[-108.7436,25.97285],[-108.74713,25.97641],[-108.75039,25.97969],[-108.75373,25.98307],[-108.75721,25.98655],[-108.76072,25.99008],[-108.76407,25.99341],[-108.76764,25.997],[-108.77093,26.0003],[-108.77392,26.00332],[-108.7766,26.006],[-108.77972,26.00915],[-108.7833,26.01272],[-108.78557,26.01501],[-108.78808,26.0155],[-108.79169,26.01624],[-108.79225,26.01759],[-108.79389,26.02152],[-108.79518,26.02463],[-108.79719,26.02663],[-108.79965,26.02912],[-108.8023,26.03178],[-108.80517,26.03464],[-108.80734,26.03683],[-108.81057,26.04008],[-108.81063,26.0431],[-108.81066,26.04498],[-108.81387,26.0475],[-108.81849,26.04794],[-108.82296,26.04834],[-108.82666,26.05145],[-108.82983,26.05413],[-108.83311,26.05686],[-108.83647,26.05969],[-108.84007,26.06272],[-108.84231,26.06458],[-108.84539,26.06446],[-108.84817,26.06432],[-108.85168,26.06252],[-108.85577,26.0604],[-108.85985,26.05828],[-108.86456,26.05587],[-108.86914,26.05348],[-108.87371,26.05112],[-108.87884,26.04846],[-108.88351,26.04605],[-108.88807,26.0437],[-108.89272,26.04128],[-108.89756,26.03877],[-108.90106,26.03696],[-108.90433,26.03526],[-108.90872,26.03299],[-108.91355,26.03048],[-108.91816,26.02808],[-108.92307,26.02556],[-108.92758,26.02321],[-108.93217,26.02088],[-108.93706,26.01834],[-108.94113,26.01625],[-108.94561,26.0139],[-108.94996,26.01164],[-108.95346,26.00982],[-108.95768,26.00763],[-108.96205,26.00537],[-108.96669,26.00294],[-108.97096,26.00073],[-108.9756,25.99833],[-108.98013,25.99599],[-108.9847,25.99362],[-108.98887,25.99146],[-108.99269,25.98947],[-108.99728,25.98708],[-109.00165,25.9848],[-109.00484,25.98428],[-109.00976,25.98346],[-109.01362,25.98281],[-109.01717,25.98107],[-109.01921,25.97918]]}}
Línea 400.0 kV | LineString | 400.0 kV | 1 |  |  | CFE |  |  |  |  | OpenStreetMap | {"type":"Feature","properties":{},"geometry":{"type":"LineString","coordinates":[[-103.30954,25.45486],[-103.30897,25.45559],[-103.30766,25.45682]]}}
Línea 400.0 kV | LineString | 400.0 kV | 1 |  |  | Comisión Federal de Electricidad |  |  |  |  | OpenStreetMap | {"type":"Feature","properties":{},"geometry":{"type":"LineString","coordinates":[[-96.3892,18.25311],[-96.38853,18.25269],[-96.38528,18.25185],[-96.38112,18.25079],[-96.37783,18.24995],[-96.37457,18.24874],[-96.37117,18.24629],[-96.3679,18.24397],[-96.36462,18.24161],[-96.36124,18.23926],[-96.3576,18.23666],[-96.35601,18.23553],[-96.35432,18.2343],[-96.35216,18.23274],[-96.3509,18.23185],[-96.3493,18.2307],[-96.34746,18.22943],[-96.34556,18.22806],[-96.3438,18.22681],[-96.34237,18.22581],[-96.34046,18.22444],[-96.33688,18.22189],[-96.33498,18.22049],[-96.33349,18.21945],[-96.3315,18.21805],[-96.33002,18.21697],[-96.32838,18.21579],[-96.3264,18.21439],[-96.3245,18.21307],[-96.32279,18.21183],[-96.32093,18.21049],[-96.31921,18.20936],[-96.31797,18.20846],[-96.31609,18.20707],[-96.31415,18.20568],[-96.31265,18.20464],[-96.31052,18.20308],[-96.30863,18.2017],[-96.30667,18.20028],[-96.30484,18.19902],[-96.30351,18.19811],[-96.30167,18.19681],[-96.29982,18.19549],[-96.2981,18.19418],[-96.29622,18.19288],[-96.29468,18.19185],[-96.29344,18.19091],[-96.29133,18.18942],[-96.28969,18.18831],[-96.28775,18.18686],[-96.2861,18.18568],[-96.28421,18.18431],[-96.28272,18.18323],[-96.28067,18.18176],[-96.27884,18.18047],[-96.27701,18.17916],[-96.27535,18.17795],[-96.27358,18.17668],[-96.27237,18.17588],[-96.27075,18.17473],[-96.2691,18.17358],[-96.26732,18.1723],[-96.26607,18.17141],[-96.26391,18.16982],[-96.26229,18.16863],[-96.26083,18.16766],[-96.25953,18.16669],[-96.25752,18.16527],[-96.25607,18.16417],[-96.25387,18.16265],[-96.25211,18.16138],[-96.25047,18.16022],[-96.24873,18.159],[-96.24729,18.15792],[-96.24609,18.15704],[-96.24458,18.15603],[-96.24288,18.15486],[-96.24166,18.15392],[-96.24069,18.15306],[-96.23883,18.15156],[-96.23726,18.1502],[-96.23559,18.14883],[-96.2339,18.14743],[-96.23226,18.14609],[-96.23057,18.14472],[-96.22877,18.1432],[-96.22713,18.14188],[-96.22559,18.14063],[-96.22408,18.13932],[-96.22275,18.1382],[-96.22162,18.13728],[-96.21932,18.13545],[-96.21756,18.13393],[-96.21584,18.1325],[-96.21419,18.1311],[-96.2126,18.12984],[-96.21101,18.1285],[-96.2095,18.1273],[-96.20788,18.12593],[-96.2063,18.12461],[-96.20486,18.12334],[-96.20306,18.12184],[-96.19936,18.11884],[-96.19768,18.11745],[-96.19631,18.11634],[-96.19475,18.11501],[-96.1931,18.11368],[-96.19167,18.11245],[-96.1898,18.11091],[-96.18815,18.10957],[-96.18667,18.10831],[-96.18512,18.10706],[-96.18327,18.10548],[-96.18168,18.10412],[-96.17964,18.10252],[-96.17818,18.10132],[-96.1768,18.10011],[-96.17419,18.09798],[-96.17232,18.09576],[-96.17031,18.09347],[-96.16736,18.09107],[-96.16427,18.08848],[-96.16352,18.08784],[-96.16047,18.08532],[-96.15786,18.08317],[-96.15504,18.08082],[-96.15214,18.07852],[-96.14742,18.07741],[-96.14214,18.07614],[-96.14149,18.07636],[-96.14107,18.0769]]}}
Línea 400.0 kV | LineString | 400.0 kV | 1 |  |  | Comisión Federal de Electricidad |  |  |  |  | OpenStreetMap | {"type":"Feature","properties":{},"geometry":{"type":"LineString","coordinates":[[-96.38905,18.25332],[-96.38815,18.25314],[-96.38488,18.25252],[-96.38117,18.25185],[-96.37807,18.25128],[-96.37584,18.25022],[-96.37439,18.24941],[-96.37149,18.24743],[-96.36728,18.24444],[-96.3638,18.24197],[-96.36106,18.24003],[-96.35817,18.23798],[-96.35455,18.23538],[-96.3517,18.23334],[-96.34968,18.23193],[-96.34739,18.2303],[-96.34506,18.22863],[-96.34295,18.22714],[-96.34067,18.22552],[-96.33861,18.22406],[-96.33581,18.22206],[-96.33301,18.22004],[-96.33027,18.21808],[-96.32759,18.2162],[-96.32563,18.21482],[-96.32391,18.2136],[-96.3215,18.21186],[-96.31908,18.21014],[-96.31713,18.20879],[-96.31503,18.20731],[-96.313,18.20577],[-96.31014,18.20377],[-96.30784,18.20219],[-96.30513,18.20019],[-96.30297,18.19867],[-96.30099,18.19724],[-96.29842,18.19544],[-96.2963,18.19391],[-96.294,18.19224],[-96.29126,18.19034],[-96.28921,18.18884],[-96.28737,18.1876],[-96.2854,18.18608],[-96.28296,18.18434],[-96.28044,18.18259],[-96.27822,18.18099],[-96.27586,18.17928],[-96.2729,18.1772],[-96.27129,18.17606],[-96.26959,18.17488],[-96.26739,18.17328],[-96.26448,18.17126],[-96.26199,18.16948],[-96.25952,18.16768],[-96.25735,18.1661],[-96.25508,18.16447],[-96.25298,18.16298],[-96.25028,18.16106],[-96.2478,18.15931],[-96.24537,18.15753],[-96.24281,18.15574],[-96.24064,18.15416],[-96.23859,18.15272],[-96.23646,18.15087],[-96.2345,18.14931],[-96.2325,18.14759],[-96.23049,18.14596],[-96.22874,18.14454],[-96.2267,18.14287],[-96.22447,18.14097],[-96.22247,18.13923],[-96.22069,18.1378],[-96.21847,18.13604],[-96.21578,18.1337],[-96.21377,18.13207],[-96.21111,18.1298],[-96.20888,18.12803],[-96.20731,18.12666],[-96.20485,18.12458],[-96.20315,18.12319],[-96.20126,18.12161],[-96.19873,18.11952],[-96.19655,18.1177],[-96.19447,18.11601],[-96.19272,18.11457],[-96.19071,18.11292],[-96.18734,18.11003],[-96.18403,18.10723],[-96.18139,18.10505],[-96.17857,18.10268],[-96.17386,18.09876],[-96.17149,18.09622],[-96.16946,18.09404],[-96.16716,18.09212],[-96.16405,18.08956],[-96.16304,18.08873],[-96.15711,18.08379],[-96.15148,18.0791],[-96.14661,18.078],[-96.14142,18.07678],[-96.14107,18.0769]]}}
Línea 400.0 kV | LineString | 400.0 kV |  |  |  | CFE |  |  |  |  | OpenStreetMap | {"type":"Feature","properties":{},"geometry":{"type":"LineString","coordinates":[[-93.58566,17.17833],[-93.58522,17.17841],[-93.58217,17.17901]]}}
Línea 400.0 kV | LineString | 400.0 kV | 2 |  |  | Comisión Federal de Electricidad |  |  |  |  | OpenStreetMap | {"type":"Feature","properties":{},"geometry":{"type":"LineString","coordinates":[[-96.39051,18.25242],[-96.39005,18.25209],[-96.38754,18.25019],[-96.38434,18.24766],[-96.38137,18.24538],[-96.37825,18.24292],[-96.37555,18.24079],[-96.37234,18.2383],[-96.36942,18.23597],[-96.36623,18.23351],[-96.36316,18.23111],[-96.36019,18.22871],[-96.35693,18.22629],[-96.35331,18.22339],[-96.35012,18.22102],[-96.3471,18.21861],[-96.34481,18.21686]]}}
Línea 400.0 kV | LineString | 400.0 kV | 1 |  |  | Comisión Federal de Electricidad |  |  |  |  | OpenStreetMap | {"type":"Feature","properties":{},"geometry":{"type":"LineString","coordinates":[[-93.5872,17.17808],[-93.58786,17.17795],[-93.58899,17.17657],[-93.58983,17.17398],[-93.58858,17.17224],[-93.58493,17.17215],[-93.58133,17.17199],[-93.57188,17.17171],[-93.56438,17.17149],[-93.55898,17.17135],[-93.55711,17.17096],[-93.54952,17.16953],[-93.54522,17.16879],[-93.54058,17.16791],[-93.53734,17.16729],[-93.53231,17.16634],[-93.52963,17.16587],[-93.52686,17.1654],[-93.5238,17.16479],[-93.52159,17.16437],[-93.51896,17.1633],[-93.51233,17.16052],[-93.50927,17.15901],[-93.50644,17.15764],[-93.50304,17.15606],[-93.49293,17.15121],[-93.49087,17.1502],[-93.4859,17.14783],[-93.48137,17.14566],[-93.47574,17.14297],[-93.46651,17.13852],[-93.46197,17.13634],[-93.45885,17.13484],[-93.45397,17.1301],[-93.44839,17.12486],[-93.44389,17.12053],[-93.44,17.11678],[-93.43903,17.11165],[-93.43734,17.10358],[-93.43512,17.10143],[-93.42965,17.09613],[-93.42314,17.08569],[-93.42175,17.08348],[-93.41715,17.07613],[-93.41535,17.07321],[-93.40988,17.06436],[-93.40762,17.06275],[-93.40516,17.06094],[-93.39953,17.0568],[-93.39598,17.05419],[-93.39253,17.05164],[-93.38769,17.04806],[-93.38625,17.047],[-93.38101,17.0431],[-93.37865,17.04141],[-93.37701,17.04019],[-93.37119,17.03585],[-93.36728,17.033],[-93.36421,17.03065],[-93.35686,17.02526],[-93.35291,17.0224],[-93.34925,17.01962],[-93.34516,17.01659],[-93.34217,17.01438],[-93.33865,17.01132],[-93.3365,17.00956],[-93.32844,17.0042],[-93.3224,16.99976],[-93.31858,16.99866],[-93.31574,16.9978],[-93.30714,16.99534],[-93.30376,16.99436],[-93.29787,16.99258],[-93.29526,16.9918],[-93.29199,16.99083],[-93.28517,16.98886],[-93.28269,16.98658],[-93.27702,16.98142],[-93.27455,16.97916],[-93.27152,16.97636],[-93.26795,16.973],[-93.26334,16.96885],[-93.25916,16.96494],[-93.25361,16.95968],[-93.25195,16.95815],[-93.25043,16.9567],[-93.24699,16.95352],[-93.24245,16.94985],[-93.23901,16.94705],[-93.234,16.94303],[-93.22997,16.93968],[-93.22714,16.93741],[-93.22289,16.93401],[-93.22006,16.93183],[-93.21732,16.93001],[-93.21522,16.92842],[-93.21078,16.92692],[-93.20565,16.92755],[-93.19559,16.93262],[-93.19274,16.93437],[-93.18736,16.93788],[-93.18325,16.9405],[-93.17811,16.94381],[-93.17611,16.94366],[-93.1721,16.94337],[-93.16778,16.94305],[-93.16279,16.94265],[-93.15833,16.94236],[-93.15497,16.94213],[-93.15269,16.94197],[-93.15012,16.94153],[-93.14582,16.9408],[-93.14171,16.94011],[-93.13785,16.93945],[-93.13436,16.93885],[-93.13141,16.93836],[-93.12854,16.93788],[-93.12432,16.93719],[-93.12014,16.93649],[-93.11717,16.93649],[-93.11478,16.93656],[-93.11233,16.93661],[-93.11095,16.93663],[-93.10612,16.93674],[-93.10468,16.93678]]}}
Línea 400.0 kV | LineString | 400.0 kV |  |  |  | CFE |  |  |  |  | OpenStreetMap | {"type":"Feature","properties":{},"geometry":{"type":"LineString","coordinates":[[-94.39694,18.02977],[-94.39602,18.02999],[-94.3935,18.02977],[-94.38888,18.02937],[-94.38396,18.02893],[-94.37941,18.02849],[-94.37642,18.02829],[-94.37298,18.02681],[-94.3698,18.02543],[-94.36473,18.02335],[-94.35896,18.02093],[-94.35285,18.01835],[-94.34588,18.01542],[-94.34187,18.01368],[-94.3392,18.01257],[-94.33582,18.01115],[-94.33249,18.00919],[-94.32695,18.00478],[-94.32344,18.00203],[-94.31991,17.99918],[-94.3164,17.99645],[-94.31365,17.99424],[-94.30949,17.99097],[-94.30635,17.98852],[-94.30145,17.9846],[-94.29864,17.98238],[-94.29468,17.97927],[-94.29241,17.97743],[-94.28719,17.97331],[-94.28425,17.97099],[-94.28112,17.96851],[-94.27712,17.96531],[-94.27403,17.96289],[-94.27109,17.96052],[-94.26467,17.95612],[-94.26307,17.95495],[-94.25523,17.94917],[-94.25005,17.94547],[-94.24598,17.94259],[-94.2424,17.94004],[-94.23888,17.93749],[-94.23587,17.93536],[-94.23245,17.93292],[-94.22945,17.93078],[-94.22673,17.92884],[-94.22347,17.92646],[-94.22086,17.92459],[-94.21513,17.9205],[-94.21024,17.917],[-94.20661,17.9145],[-94.2029,17.91194],[-94.19872,17.90905],[-94.19486,17.90639],[-94.19043,17.90329],[-94.1867,17.90072],[-94.18288,17.89807],[-94.18023,17.89624],[-94.17688,17.89394],[-94.17453,17.89233],[-94.17125,17.89005],[-94.16778,17.88766],[-94.16466,17.8855],[-94.16041,17.88257],[-94.15799,17.8809],[-94.15482,17.87871],[-94.15203,17.87678],[-94.14844,17.8743],[-94.14533,17.87216],[-94.1417,17.86964],[-94.13857,17.86592],[-94.13616,17.86304],[-94.13369,17.86009],[-94.13038,17.85615],[-94.12761,17.85285],[-94.12505,17.8498],[-94.12304,17.84739],[-94.11998,17.84374],[-94.11707,17.84026],[-94.11652,17.8362],[-94.11596,17.83194],[-94.11539,17.82767],[-94.11485,17.82366],[-94.11424,17.81906],[-94.11374,17.81528],[-94.11322,17.8114],[-94.11274,17.80784],[-94.11219,17.8036],[-94.11159,17.79908],[-94.11117,17.79593],[-94.11075,17.79273],[-94.11019,17.78849],[-94.10964,17.78437],[-94.10912,17.78042],[-94.10853,17.77596],[-94.10757,17.77109],[-94.10678,17.76709],[-94.10592,17.76269],[-94.10526,17.75937],[-94.10444,17.75514],[-94.10367,17.75114],[-94.10285,17.74689],[-94.10107,17.74323],[-94.09908,17.73909],[-94.09734,17.73539],[-94.09564,17.73185],[-94.09434,17.72913],[-94.09219,17.7246],[-94.09041,17.72091],[-94.08849,17.71689],[-94.08723,17.71413],[-94.08504,17.70964],[-94.08316,17.70573],[-94.0813,17.70175],[-94.07681,17.69934],[-94.07284,17.69722],[-94.06858,17.69493],[-94.06511,17.69311],[-94.06136,17.69107],[-94.05786,17.68924],[-94.05447,17.68745],[-94.05048,17.68527],[-94.04822,17.68405],[-94.045,17.68232],[-94.04071,17.68003],[-94.03651,17.67779],[-94.03281,17.67575],[-94.03007,17.67432],[-94.02632,17.67233],[-94.0205,17.66916],[-94.01608,17.66684],[-94.01215,17.66473],[-94.00787,17.66245],[-94.00391,17.66032],[-93.99961,17.65798],[-93.99574,17.65591],[-93.99251,17.65417],[-93.98903,17.65232],[-93.98529,17.65029],[-93.98066,17.64783],[-93.97826,17.64651],[-93.97488,17.64472],[-93.97224,17.64329],[-93.96994,17.6416],[-93.9657,17.63851],[-93.96225,17.63607],[-93.95973,17.63426],[-93.95542,17.631],[-93.95187,17.62841],[-93.94829,17.62579],[-93.94474,17.62322],[-93.94103,17.62052],[-93.93795,17.61826],[-93.93467,17.61587],[-93.93146,17.61351],[-93.92792,17.61092],[-93.92351,17.60772],[-93.91948,17.60467],[-93.91657,17.60266],[-93.9099,17.59774],[-93.90577,17.59477],[-93.90158,17.59162],[-93.89682,17.58822],[-93.89588,17.58476],[-93.8948,17.58071],[-93.8935,17.57594],[-93.89251,17.57228],[-93.89091,17.56647],[-93.88995,17.56283],[-93.88876,17.55852],[-93.88764,17.55437],[-93.88637,17.54967],[-93.88544,17.54634],[-93.8846,17.54315],[-93.88339,17.53874],[-93.88228,17.53467],[-93.88072,17.52894],[-93.87931,17.5237],[-93.876,17.52081],[-93.87275,17.518],[-93.8703,17.51587],[-93.86781,17.51372],[-93.86525,17.51141],[-93.86314,17.50956],[-93.85932,17.50627],[-93.8563,17.50361],[-93.85253,17.50024],[-93.84896,17.49715],[-93.84577,17.49439],[-93.84126,17.49212],[-93.83573,17.4893],[-93.83213,17.48747],[-93.82743,17.48508],[-93.82094,17.48181],[-93.81832,17.48047],[-93.81564,17.47912],[-93.81333,17.47793],[-93.80941,17.47596],[-93.80377,17.47311],[-93.79824,17.47027],[-93.79705,17.46715],[-93.79553,17.46309],[-93.7941,17.45937],[-93.7926,17.45545],[-93.78985,17.44836],[-93.78856,17.44502],[-93.78728,17.44174],[-93.78583,17.4379],[-93.7838,17.43267],[-93.78258,17.42958],[-93.78153,17.42692],[-93.7809,17.42532],[-93.77957,17.42174],[-93.77877,17.41961],[-93.77689,17.41836],[-93.77493,17.41706],[-93.77127,17.41463],[-93.76279,17.40902],[-93.75685,17.4051],[-93.75223,17.40205],[-93.74437,17.39682],[-93.7405,17.39423],[-93.73677,17.39175],[-93.73107,17.39372],[-93.72681,17.39517],[-93.72447,17.396],[-93.71958,17.39764],[-93.71695,17.39857],[-93.71362,17.39976],[-93.71073,17.40076],[-93.7064,17.40226],[-93.70334,17.40327],[-93.70095,17.40411],[-93.69792,17.40369],[-93.69397,17.40314],[-93.69026,17.40261],[-93.68632,17.40207],[-93.67937,17.40109],[-93.675,17.40048],[-93.67006,17.39981],[-93.66683,17.39933],[-93.66351,17.39889],[-93.65925,17.39829],[-93.65506,17.39639],[-93.65264,17.39527],[-93.65026,17.3942],[-93.64962,17.39391],[-93.6437,17.39121],[-93.63852,17.38886],[-93.63323,17.38647],[-93.6279,17.38407],[-93.62482,17.38267],[-93.6201,17.38053],[-93.61725,17.37923],[-93.61171,17.37671],[-93.60933,17.37561],[-93.6034,17.37293],[-93.60064,17.37125],[-93.59683,17.3685],[-93.59466,17.36666],[-93.59081,17.36408],[-93.58881,17.3626],[-93.58502,17.35983],[-93.58175,17.35746],[-93.57855,17.3551],[-93.57588,17.35315],[-93.57373,17.35158],[-93.57088,17.3495],[-93.56689,17.34658],[-93.56402,17.34447],[-93.56427,17.33923],[-93.56445,17.33474],[-93.56461,17.33019],[-93.56481,17.32626],[-93.56511,17.31834],[-93.56544,17.30946],[-93.56556,17.30703],[-93.56589,17.29971],[-93.56597,17.29773],[-93.56633,17.29011],[-93.56668,17.28147],[-93.56681,17.27715],[-93.567,17.27267],[-93.56717,17.26856],[-93.56733,17.2641],[-93.5676,17.26024],[-93.56769,17.2576],[-93.56784,17.2527],[-93.57098,17.24686],[-93.57365,17.24223],[-93.57606,17.23744],[-93.57994,17.2303],[-93.58105,17.22826],[-93.58271,17.22501],[-93.58322,17.21921],[-93.58352,17.21237],[-93.58582,17.20665],[-93.58687,17.20279],[-93.58863,17.19614],[-93.59002,17.19099],[-93.59177,17.18462],[-93.59261,17.18153],[-93.5925,17.17997]]}}
Línea 400.0 kV | LineString | 400.0 kV |  |  |  | CFE |  |  |  |  | OpenStreetMap | {"type":"Feature","properties":{},"geometry":{"type":"LineString","coordinates":[[-93.09493,16.93901],[-93.09451,16.93903]]}}
Línea 400.0 kV | LineString | 400.0 kV |  |  |  | CFE |  |  |  |  | OpenStreetMap | {"type":"Feature","properties":{},"geometry":{"type":"LineString","coordinates":[[-93.59559,17.17661],[-93.59476,17.17728],[-93.59295,17.17757],[-93.5923,17.17767]]}}
Línea 400.0 kV | LineString | 400.0 kV | 1 |  |  | CFE |  |  |  |  | OpenStreetMap | {"type":"Feature","properties":{},"geometry":{"type":"LineString","coordinates":[[-93.58569,17.17853],[-93.58506,17.1787],[-93.58457,17.17982],[-93.58413,17.18232],[-93.58293,17.18803],[-93.58158,17.19199],[-93.57846,17.19987],[-93.57552,17.20786],[-93.57401,17.21194],[-93.5727,17.21496],[-93.57028,17.22121],[-93.56754,17.22828],[-93.56672,17.23031],[-93.56546,17.23362],[-93.56374,17.23809],[-93.56205,17.24248],[-93.56084,17.24554],[-93.55966,17.24884],[-93.55869,17.25136],[-93.55875,17.25567],[-93.55881,17.26085],[-93.55883,17.2669],[-93.55887,17.27297],[-93.559,17.27696],[-93.55908,17.282],[-93.55909,17.28681],[-93.55911,17.29032],[-93.55924,17.2958],[-93.5593,17.2997],[-93.55935,17.30529],[-93.55943,17.30919],[-93.55944,17.31355],[-93.55948,17.31737],[-93.55958,17.32143],[-93.55961,17.32496],[-93.55962,17.32781],[-93.55965,17.33158],[-93.55971,17.33479],[-93.55978,17.33774],[-93.55981,17.34341],[-93.55984,17.34795],[-93.56229,17.34943],[-93.5639,17.35039],[-93.56802,17.35287],[-93.57192,17.35523],[-93.57675,17.35813],[-93.58026,17.36013],[-93.58409,17.36254],[-93.58834,17.36512],[-93.59305,17.36792],[-93.59596,17.36968],[-93.6011,17.37276],[-93.60512,17.37517],[-93.60916,17.37761],[-93.61607,17.38087],[-93.62133,17.38337],[-93.62459,17.38488],[-93.62883,17.38689],[-93.63527,17.38996],[-93.64303,17.3936],[-93.64612,17.39508],[-93.64875,17.39632],[-93.6528,17.39823],[-93.65808,17.39941],[-93.6639,17.40062],[-93.6668,17.40128],[-93.67189,17.4024],[-93.67514,17.40311],[-93.67777,17.40369],[-93.68416,17.40405],[-93.68927,17.40432],[-93.69477,17.40461],[-93.70072,17.40493],[-93.70532,17.40347],[-93.71016,17.4019],[-93.71609,17.40004],[-93.72089,17.39852],[-93.72392,17.39748],[-93.72769,17.3963],[-93.73153,17.39506],[-93.73699,17.39326],[-93.73972,17.39504],[-93.74576,17.39903],[-93.75369,17.40423],[-93.75946,17.40805],[-93.76435,17.4114],[-93.77044,17.41559],[-93.77762,17.42052],[-93.7792,17.42445],[-93.78052,17.42777],[-93.78152,17.43046],[-93.78395,17.43649],[-93.78569,17.44096],[-93.78749,17.44548],[-93.78936,17.45013],[-93.79093,17.45412],[-93.793,17.45934],[-93.79479,17.4638],[-93.79656,17.4685],[-93.79762,17.47123],[-93.80039,17.47262],[-93.80796,17.47646],[-93.81288,17.47897],[-93.81553,17.48031],[-93.81807,17.48161],[-93.82387,17.48455],[-93.82794,17.48661],[-93.83223,17.4888],[-93.83614,17.49079],[-93.83794,17.4917],[-93.8437,17.49465],[-93.84712,17.49767],[-93.84991,17.50006],[-93.8524,17.50221],[-93.85612,17.50556],[-93.85871,17.50779],[-93.86291,17.51151],[-93.86598,17.51418],[-93.86875,17.51659],[-93.87179,17.51928],[-93.87456,17.5217],[-93.87809,17.5248],[-93.87943,17.52984],[-93.88077,17.5347],[-93.88193,17.53901],[-93.88287,17.54259],[-93.88399,17.54693],[-93.88522,17.55129],[-93.88631,17.55544],[-93.88785,17.56114],[-93.889,17.56537],[-93.89009,17.56951],[-93.89169,17.57545],[-93.89271,17.57918],[-93.89407,17.58434],[-93.89556,17.58987],[-93.89861,17.59289],[-93.90168,17.5959],[-93.90493,17.59908],[-93.90692,17.60107],[-93.90916,17.60325],[-93.91409,17.608],[-93.91784,17.61163],[-93.92014,17.61401],[-93.92139,17.61522],[-93.92666,17.62035],[-93.92964,17.62328],[-93.93288,17.62479],[-93.93912,17.62748],[-93.94363,17.62988],[-93.94829,17.63209],[-93.95294,17.6343],[-93.9579,17.63663],[-93.96088,17.63815],[-93.96363,17.63971],[-93.9685,17.64267],[-93.97289,17.64533],[-93.97753,17.64813],[-93.9823,17.65102],[-93.98674,17.65371],[-93.99123,17.65643],[-93.99624,17.65946],[-94.0008,17.66225],[-94.00444,17.66447],[-94.00849,17.66691],[-94.01346,17.66993],[-94.0169,17.67202],[-94.0207,17.67437],[-94.02429,17.67652],[-94.02747,17.67839],[-94.03083,17.68042],[-94.03364,17.68216],[-94.03872,17.6852],[-94.04045,17.68623],[-94.04432,17.68866],[-94.04762,17.6907],[-94.05241,17.6937],[-94.05582,17.69581],[-94.05924,17.69791],[-94.06421,17.70101],[-94.06862,17.70372],[-94.07293,17.70639],[-94.07775,17.70937],[-94.08148,17.7117],[-94.08618,17.7146],[-94.08761,17.71761],[-94.08926,17.72108],[-94.09079,17.72429],[-94.093,17.72893],[-94.09513,17.73339],[-94.09752,17.73841],[-94.09943,17.7424],[-94.1013,17.74628],[-94.10208,17.75095],[-94.10271,17.75465],[-94.10365,17.76003],[-94.10442,17.76462],[-94.10526,17.76948],[-94.10603,17.77374],[-94.10693,17.77897],[-94.10784,17.78417],[-94.10867,17.78904],[-94.10949,17.79375],[-94.11049,17.79948],[-94.11107,17.8028],[-94.1114,17.80677],[-94.11181,17.81172],[-94.11225,17.81675],[-94.1127,17.82208],[-94.11309,17.82682],[-94.1135,17.83162],[-94.11395,17.83682],[-94.1144,17.84217],[-94.11483,17.8473],[-94.11527,17.85269],[-94.11922,17.8554],[-94.12354,17.85838],[-94.12769,17.86125],[-94.13172,17.86404],[-94.13558,17.8667],[-94.1396,17.86947],[-94.14292,17.87179],[-94.14728,17.87478],[-94.15166,17.87781],[-94.15554,17.88049],[-94.15929,17.88307],[-94.16483,17.88687],[-94.16793,17.88901],[-94.171,17.89115],[-94.17489,17.89383],[-94.17826,17.89618],[-94.18187,17.89868],[-94.18617,17.90166],[-94.1899,17.90425],[-94.19239,17.90602],[-94.19761,17.90964],[-94.2022,17.91282],[-94.2047,17.91455],[-94.20839,17.91711],[-94.21343,17.92062],[-94.21827,17.92409],[-94.22319,17.92758],[-94.22806,17.93108],[-94.23228,17.93405],[-94.23674,17.93728],[-94.24021,17.93975],[-94.2452,17.94337],[-94.24988,17.94667],[-94.25425,17.94981],[-94.25729,17.95195],[-94.26051,17.95422],[-94.26265,17.95579],[-94.26492,17.95738],[-94.27044,17.96139],[-94.27201,17.96262],[-94.27691,17.96649],[-94.28112,17.96986],[-94.2845,17.97256],[-94.28844,17.97567],[-94.29169,17.97829],[-94.29748,17.9828],[-94.29995,17.98476],[-94.3033,17.98741],[-94.30887,17.99181],[-94.31377,17.99574],[-94.31788,17.99894],[-94.3209,18.0014],[-94.32497,18.00469],[-94.32638,18.00583],[-94.32619,18.00645],[-94.32546,18.00705]]}}
Línea 400.0 kV | LineString | 400.0 kV |  |  |  | CFE |  |  |  |  | OpenStreetMap | {"type":"Feature","properties":{},"geometry":{"type":"LineString","coordinates":[[-93.59239,17.178],[-93.59251,17.1779],[-93.59348,17.17816]]}}
Línea 400.0 kV | LineString | 400.0 kV | 2 |  |  | CFE |  |  |  |  | OpenStreetMap | {"type":"Feature","properties":{},"geometry":{"type":"LineString","coordinates":[[-94.69198,18.0275],[-94.69262,18.02604],[-94.69443,18.02361],[-94.69592,18.02143]]}}
Línea 400.0 kV | LineString | 400.0 kV |  |  |  | CFE |  |  |  |  | OpenStreetMap | {"type":"Feature","properties":{},"geometry":{"type":"LineString","coordinates":[[-93.59636,17.17735],[-93.59604,17.17756],[-93.59468,17.17813],[-93.59321,17.17896],[-93.59268,17.1792]]}}
Línea 400.0 kV | LineString | 400.0 kV |  |  |  | CFE |  |  |  |  | OpenStreetMap | {"type":"Feature","properties":{},"geometry":{"type":"LineString","coordinates":[[-93.59189,17.17694],[-93.59158,17.1764],[-93.59138,17.17575],[-93.58885,17.17594],[-93.58661,17.17714],[-93.58632,17.17769]]}}
Línea 400.0 kV | LineString | 400.0 kV | 2 |  |  | CFE |  |  |  |  | OpenStreetMap | {"type":"Feature","properties":{},"geometry":{"type":"LineString","coordinates":[[-96.34481,18.21686],[-96.34524,18.21624],[-96.34592,18.21532],[-96.34881,18.21586],[-96.3499,18.21603],[-96.35166,18.21634],[-96.35244,18.21722]]}}
Línea 400.0 kV | LineString | 400.0 kV |  |  |  | CFE |  |  |  |  | OpenStreetMap | {"type":"Feature","properties":{},"geometry":{"type":"LineString","coordinates":[[-90.36245,19.64025],[-90.36368,19.63784],[-90.36506,19.63516],[-90.36621,19.63292],[-90.36802,19.62935],[-90.36952,19.62648],[-90.37134,19.62295],[-90.37281,19.62005],[-90.3737,19.61832],[-90.37551,19.61493],[-90.37753,19.61094],[-90.37936,19.60746],[-90.38056,19.60515],[-90.38245,19.60148],[-90.38425,19.59798],[-90.38596,19.59466],[-90.38755,19.59157],[-90.3892,19.58843],[-90.39078,19.58535],[-90.3935,19.58352],[-90.39592,19.58186],[-90.39898,19.57982],[-90.40175,19.578],[-90.40482,19.57592],[-90.40716,19.57436],[-90.40982,19.57261],[-90.41251,19.57076],[-90.41511,19.56905],[-90.41788,19.56716],[-90.42046,19.56545],[-90.42373,19.56326],[-90.42676,19.56121],[-90.4295,19.55941],[-90.43295,19.55705],[-90.43586,19.55514],[-90.43813,19.55154],[-90.43945,19.54944],[-90.4407,19.54741],[-90.44216,19.54519],[-90.44389,19.54238],[-90.44577,19.53945],[-90.44778,19.53625],[-90.44963,19.53331],[-90.45149,19.53037],[-90.45352,19.5271],[-90.45572,19.5236],[-90.45745,19.52088],[-90.45918,19.51816],[-90.46095,19.51536],[-90.46277,19.51251],[-90.4647,19.5094],[-90.46664,19.50634],[-90.46869,19.50313],[-90.47056,19.50018],[-90.47256,19.49704],[-90.47435,19.49414],[-90.47631,19.49103],[-90.47821,19.488],[-90.47998,19.48522],[-90.48221,19.4817],[-90.48366,19.47937],[-90.48488,19.4775],[-90.4869,19.4758],[-90.48995,19.47321],[-90.49234,19.47115],[-90.49451,19.46931],[-90.49897,19.46557],[-90.50207,19.46285],[-90.50562,19.45998],[-90.50837,19.45759],[-90.51117,19.45522],[-90.51347,19.45329],[-90.51576,19.45133],[-90.51921,19.44842],[-90.52262,19.44552],[-90.52567,19.44295],[-90.52936,19.43981],[-90.53145,19.43808],[-90.53445,19.43547],[-90.53711,19.43325],[-90.53885,19.43174],[-90.54136,19.42871],[-90.54372,19.42593],[-90.54631,19.42283],[-90.54876,19.4199],[-90.55114,19.41707],[-90.55327,19.41452],[-90.55545,19.4119],[-90.55757,19.40937],[-90.56001,19.40649],[-90.56189,19.40427],[-90.56439,19.40123],[-90.56679,19.39836],[-90.56882,19.39598],[-90.57183,19.39238],[-90.57443,19.38923],[-90.57605,19.38734],[-90.5787,19.38413],[-90.58129,19.38222],[-90.58414,19.38012],[-90.58693,19.37806],[-90.59018,19.37567],[-90.59235,19.37407],[-90.59458,19.37242],[-90.5973,19.37042],[-90.59992,19.36849],[-90.6025,19.36659],[-90.60491,19.36481],[-90.60753,19.36289],[-90.61008,19.361],[-90.61262,19.35912],[-90.61509,19.35729],[-90.6178,19.35531],[-90.62056,19.35326],[-90.62338,19.3512],[-90.62621,19.3491],[-90.62909,19.34698],[-90.632,19.34481],[-90.63485,19.34272],[-90.63742,19.34084],[-90.64033,19.33867],[-90.6434,19.33642],[-90.64637,19.33419],[-90.64988,19.33161],[-90.65278,19.32948],[-90.65536,19.32757],[-90.659,19.32489],[-90.66271,19.32214],[-90.66506,19.3204],[-90.6681,19.31811],[-90.67102,19.31596],[-90.67404,19.31373],[-90.67661,19.31184],[-90.6789,19.31013],[-90.6813,19.30835],[-90.68386,19.30646],[-90.68659,19.30444],[-90.68906,19.30258],[-90.69165,19.3007],[-90.69444,19.29867],[-90.69659,19.29709],[-90.69901,19.29526],[-90.70168,19.29327],[-90.70444,19.29127],[-90.70784,19.28875],[-90.71162,19.28594],[-90.71367,19.28436],[-90.71658,19.28228],[-90.72036,19.2795],[-90.7236,19.27707],[-90.727,19.27454],[-90.7306,19.27186],[-90.73276,19.27027],[-90.73553,19.26823],[-90.73545,19.26512],[-90.73538,19.26183],[-90.7353,19.2582],[-90.73525,19.25471],[-90.73516,19.25142],[-90.73509,19.24787],[-90.73502,19.24456],[-90.73493,19.24076],[-90.73482,19.23691],[-90.73477,19.23382],[-90.73473,19.23089],[-90.73466,19.22793],[-90.73459,19.2247],[-90.73453,19.22164],[-90.73447,19.21857],[-90.73445,19.21552],[-90.73435,19.21247],[-90.73426,19.20935],[-90.73421,19.20683],[-90.73416,19.20418],[-90.73409,19.20116],[-90.73402,19.19778],[-90.73395,19.19468],[-90.73386,19.19125],[-90.73217,19.18809],[-90.73097,19.18561],[-90.72941,19.18273],[-90.72917,19.17873],[-90.72903,19.17546],[-90.73114,19.17423],[-90.73349,19.17284],[-90.73384,19.16932],[-90.73413,19.16611],[-90.73443,19.16259],[-90.73489,19.15785],[-90.73514,19.15514],[-90.73545,19.15185],[-90.73568,19.14944],[-90.736,19.14621],[-90.73632,19.14256],[-90.73668,19.1384],[-90.73693,19.13562],[-90.73713,19.13338],[-90.73737,19.13056],[-90.73641,19.12727],[-90.73544,19.12405],[-90.73438,19.12056],[-90.7332,19.11665],[-90.73204,19.11273],[-90.73062,19.1081],[-90.72967,19.10492],[-90.72977,19.1004],[-90.72987,19.09689],[-90.72994,19.09293],[-90.73004,19.08922],[-90.73011,19.08577],[-90.73018,19.0822],[-90.73027,19.07887],[-90.73034,19.07561],[-90.7304,19.07262],[-90.73048,19.06951],[-90.73056,19.0664],[-90.73062,19.06335],[-90.73071,19.06015],[-90.73077,19.05708],[-90.73197,19.05429],[-90.73318,19.05143],[-90.73439,19.0486],[-90.73559,19.04575],[-90.73684,19.04285],[-90.74052,19.03412]]}}
Línea 400.0 kV | LineString | 400.0 kV | 2 |  |  | CFE |  |  |  |  | OpenStreetMap | {"type":"Feature","properties":{},"geometry":{"type":"LineString","coordinates":[[-99.34267,19.30741],[-99.34221,19.3075],[-99.34218,19.30735],[-99.34168,19.30472],[-99.34126,19.30296],[-99.34027,19.29891],[-99.33916,19.29428],[-99.33838,19.29112],[-99.33781,19.28908],[-99.33626,19.28277],[-99.33542,19.27924],[-99.3344,19.27511],[-99.33339,19.27099],[-99.33198,19.26534],[-99.33098,19.26119],[-99.33005,19.25741],[-99.32926,19.25444],[-99.32726,19.25149],[-99.32583,19.24939],[-99.32138,19.24291],[-99.31982,19.24064],[-99.31605,19.2351],[-99.31536,19.23407],[-99.31259,19.23002],[-99.31068,19.22722],[-99.3093,19.22519],[-99.3066,19.22126],[-99.30411,19.21748],[-99.30181,19.21427],[-99.29951,19.21093],[-99.29606,19.20944],[-99.29289,19.20809],[-99.29027,19.20698],[-99.28083,19.20294],[-99.27715,19.20135],[-99.27493,19.20038],[-99.27232,19.19928],[-99.26628,19.19666],[-99.26316,19.19532],[-99.25838,19.19329],[-99.25405,19.19144],[-99.25009,19.18974],[-99.24643,19.18817],[-99.24334,19.18686],[-99.23868,19.18484],[-99.23339,19.1826],[-99.2308,19.18204],[-99.22641,19.18107],[-99.22205,19.18012],[-99.21911,19.17946],[-99.21502,19.17863],[-99.21343,19.1783],[-99.2095,19.17742],[-99.20676,19.17681],[-99.20315,19.17598],[-99.19876,19.175],[-99.19378,19.17393],[-99.18961,19.17301],[-99.18577,19.17215],[-99.18049,19.17031],[-99.17688,19.16903],[-99.17377,19.16796],[-99.17001,19.16661],[-99.16738,19.16571],[-99.16272,19.16408],[-99.16027,19.16323],[-99.15844,19.15968],[-99.15871,19.1585]]}}
Línea 400.0 kV | LineString | 400.0 kV |  |  |  | CFE |  |  |  |  | OpenStreetMap | {"type":"Feature","properties":{},"geometry":{"type":"LineString","coordinates":[[-104.28885,19.04771],[-104.28511,19.05085],[-104.28458,19.05125],[-104.28026,19.05423],[-104.27883,19.05515],[-104.27553,19.05748],[-104.27478,19.05915],[-104.27309,19.06305],[-104.27185,19.0659],[-104.26981,19.07065],[-104.26818,19.07462],[-104.26831,19.07685],[-104.26878,19.08184],[-104.26792,19.0862],[-104.26669,19.09231],[-104.26516,19.09987],[-104.26466,19.10233],[-104.26422,19.10447],[-104.26301,19.11039],[-104.26205,19.1152],[-104.26113,19.11976],[-104.26028,19.12393],[-104.25952,19.12786],[-104.25837,19.13351],[-104.2578,19.13633],[-104.25716,19.13941],[-104.25637,19.14327],[-104.25563,19.14698],[-104.25449,19.1527],[-104.25365,19.1568],[-104.25238,19.16309],[-104.25195,19.16528],[-104.25014,19.17414],[-104.24922,19.1788],[-104.2485,19.18233],[-104.24761,19.18667],[-104.2471,19.18926],[-104.24394,19.19515],[-104.24036,19.19819],[-104.23718,19.20104],[-104.23317,19.20448],[-104.22911,19.20802],[-104.22289,19.21346],[-104.21664,19.2188],[-104.21175,19.2231],[-104.20797,19.22641],[-104.20533,19.2287],[-104.202,19.23196],[-104.19858,19.23544],[-104.19427,19.23979],[-104.19064,19.2434],[-104.18841,19.24568],[-104.1841,19.24998],[-104.1802,19.25389],[-104.1775,19.25661],[-104.17396,19.2602],[-104.16997,19.26421],[-104.16634,19.26788],[-104.16426,19.26995],[-104.1615,19.27277],[-104.15814,19.27611],[-104.15628,19.27802],[-104.15148,19.28279],[-104.14708,19.2873],[-104.14287,19.29149],[-104.13896,19.29541],[-104.1368,19.29752],[-104.13267,19.30169],[-104.12784,19.30652],[-104.12476,19.30962],[-104.1215,19.31288],[-104.11914,19.31528],[-104.11697,19.31835],[-104.11443,19.32189],[-104.11168,19.32581],[-104.10928,19.32917],[-104.10579,19.33418],[-104.1043,19.33632],[-104.10114,19.34073],[-104.09926,19.34335],[-104.09357,19.35145],[-104.09296,19.35229],[-104.08979,19.35679],[-104.08614,19.36195],[-104.08271,19.36683],[-104.07796,19.37338],[-104.07474,19.37779],[-104.0723,19.38113],[-104.06838,19.38656],[-104.06654,19.38908],[-104.06401,19.39257],[-104.0624,19.39478],[-104.05963,19.39859],[-104.05622,19.40328],[-104.05454,19.4056],[-104.05157,19.40967],[-104.04968,19.41227],[-104.04923,19.41615],[-104.0488,19.4197],[-104.04812,19.42544],[-104.04772,19.429],[-104.04741,19.43166],[-104.04672,19.43767],[-104.04586,19.44505],[-104.04519,19.45083],[-104.04466,19.45544],[-104.04407,19.46038],[-104.04359,19.46462],[-104.04286,19.47083],[-104.04219,19.47657],[-104.04174,19.48053],[-104.03904,19.48351],[-104.03679,19.48596],[-104.03465,19.48832],[-104.03165,19.49159],[-104.0259,19.49795],[-104.02045,19.50387],[-104.01747,19.50716],[-104.01413,19.51081],[-104.01153,19.51363],[-104.01068,19.51595],[-104.00904,19.52045],[-104.00762,19.52436],[-104.00641,19.52769],[-104.00459,19.53267],[-104.00258,19.53818],[-104.00111,19.54221],[-103.99972,19.54603],[-103.99806,19.55054],[-103.9963,19.55539],[-103.99228,19.5596],[-103.9869,19.56541],[-103.98414,19.5683],[-103.9795,19.57321],[-103.97644,19.57648],[-103.97339,19.57973],[-103.97038,19.58289],[-103.96507,19.58857],[-103.96237,19.593],[-103.95906,19.59854],[-103.95562,19.60416],[-103.9514,19.6111],[-103.94704,19.61828],[-103.9453,19.62114],[-103.94283,19.62516],[-103.93878,19.63184],[-103.93625,19.63599],[-103.93306,19.64124],[-103.93069,19.64518],[-103.92817,19.6493],[-103.92521,19.65417],[-103.9218,19.65979],[-103.91847,19.66526],[-103.91594,19.66943],[-103.91316,19.67402],[-103.91049,19.67838],[-103.908,19.68248],[-103.9058,19.68611],[-103.90286,19.69093],[-103.9004,19.69499],[-103.89778,19.69929],[-103.89462,19.7045],[-103.89233,19.70824],[-103.89028,19.71162],[-103.88759,19.71608],[-103.88512,19.72013],[-103.88277,19.72397],[-103.87924,19.72974],[-103.875,19.73675],[-103.87171,19.74218],[-103.86942,19.74722],[-103.86654,19.75358],[-103.86355,19.76016],[-103.86114,19.76547],[-103.85897,19.77025],[-103.85686,19.7749],[-103.85512,19.77873],[-103.85258,19.7843],[-103.85068,19.78851],[-103.84787,19.79465],[-103.84537,19.80015],[-103.84208,19.8074],[-103.84053,19.81082],[-103.83938,19.81342],[-103.83796,19.8165],[-103.83445,19.82424],[-103.8323,19.82897],[-103.82838,19.83761],[-103.82637,19.84206],[-103.82403,19.8472],[-103.82214,19.85136],[-103.81882,19.85863],[-103.8176,19.86132],[-103.81436,19.87053],[-103.81337,19.87337],[-103.8113,19.87922],[-103.81038,19.88179],[-103.80868,19.88668],[-103.80732,19.89052],[-103.80602,19.89423],[-103.8044,19.89882],[-103.80286,19.90319],[-103.80115,19.90802],[-103.79943,19.91292],[-103.79764,19.91798],[-103.79602,19.92263],[-103.79346,19.92633],[-103.79061,19.93048],[-103.78813,19.93403],[-103.78588,19.93728],[-103.78304,19.94146],[-103.77987,19.94604],[-103.77695,19.95028],[-103.77428,19.95413],[-103.77205,19.95943],[-103.76988,19.96464],[-103.76773,19.96978],[-103.76561,19.97475],[-103.7632,19.98055],[-103.76128,19.98514],[-103.75903,19.9905],[-103.75681,19.99581],[-103.75498,20.00016],[-103.75297,20.00492],[-103.75106,20.00945],[-103.74897,20.01445],[-103.7465,20.02045],[-103.74385,20.02675],[-103.7413,20.03288],[-103.73939,20.03742],[-103.73757,20.04173],[-103.73538,20.04696],[-103.73307,20.05248],[-103.73111,20.05704],[-103.72961,20.06063],[-103.72639,20.0683],[-103.72465,20.07248],[-103.72373,20.0773],[-103.72271,20.08278],[-103.72154,20.08911],[-103.72064,20.09378],[-103.71981,20.09827],[-103.71915,20.10182],[-103.71848,20.10533],[-103.7176,20.11003],[-103.71677,20.11442],[-103.71577,20.11988],[-103.71472,20.12537],[-103.7138,20.13024],[-103.71298,20.13465],[-103.7121,20.1393],[-103.71123,20.14399],[-103.70979,20.15157],[-103.70883,20.15672],[-103.70783,20.16198],[-103.70716,20.16561],[-103.70579,20.17286],[-103.70483,20.178],[-103.70424,20.18126],[-103.70324,20.18636],[-103.70175,20.19434],[-103.7011,20.19791],[-103.70021,20.20019],[-103.69887,20.20387],[-103.69635,20.21065],[-103.69501,20.21431],[-103.69283,20.22017],[-103.69104,20.22495],[-103.68946,20.22924],[-103.68714,20.23543],[-103.6859,20.23886],[-103.68376,20.24457],[-103.68283,20.24701],[-103.68153,20.25057],[-103.67933,20.25646],[-103.67662,20.26381],[-103.67553,20.26677],[-103.67413,20.27053],[-103.67059,20.27408],[-103.66745,20.27722],[-103.66391,20.28078],[-103.65977,20.28493],[-103.65594,20.28878],[-103.65325,20.29148],[-103.6494,20.29534],[-103.64567,20.29908],[-103.64205,20.30271],[-103.63841,20.30636],[-103.63482,20.30996],[-103.63095,20.31384],[-103.62704,20.31775],[-103.6234,20.32139],[-103.61967,20.32515],[-103.61601,20.32882],[-103.6122,20.33264],[-103.6107,20.33784],[-103.60925,20.34285],[-103.60787,20.3476],[-103.60649,20.3524],[-103.60509,20.35719],[-103.60374,20.36192],[-103.60235,20.36672],[-103.60099,20.3715],[-103.59951,20.37659],[-103.59812,20.38136],[-103.59522,20.3837],[-103.59226,20.38609],[-103.58811,20.38945],[-103.58376,20.39293],[-103.58008,20.3959],[-103.57442,20.40048],[-103.57048,20.40364],[-103.56685,20.40656],[-103.56299,20.40969],[-103.56143,20.41093],[-103.56106,20.41445],[-103.56151,20.41509]]}}
Línea 400.0 kV | LineString | 400.0 kV | 1 |  |  | CFE |  |  |  |  | OpenStreetMap | {"type":"Feature","properties":{},"geometry":{"type":"LineString","coordinates":[[-102.13873,21.8315],[-102.13848,21.83235],[-102.14041,21.83369],[-102.14018,21.8359],[-102.1398,21.8399],[-102.13943,21.84384],[-102.13907,21.84777],[-102.1387,21.85174],[-102.13831,21.85585],[-102.13797,21.85944],[-102.1357,21.86266],[-102.13321,21.86616],[-102.13092,21.8694],[-102.12855,21.87277],[-102.12622,21.87606],[-102.12379,21.87948],[-102.12182,21.88227],[-102.11922,21.88595],[-102.11707,21.88898],[-102.11454,21.89255],[-102.11264,21.89524],[-102.10977,21.8976],[-102.10654,21.90027],[-102.10335,21.90289],[-102.10012,21.90557],[-102.09688,21.90822],[-102.09355,21.91097],[-102.09045,21.91352],[-102.08773,21.91576],[-102.08471,21.91825],[-102.08173,21.92069],[-102.07877,21.92314],[-102.07598,21.92544],[-102.07255,21.92827],[-102.06867,21.93146],[-102.06623,21.93347],[-102.06327,21.93591],[-102.06042,21.93826],[-102.05785,21.94038],[-102.0547,21.94297],[-102.0514,21.94568],[-102.04837,21.94821],[-102.04522,21.95078],[-102.04243,21.95308],[-102.03992,21.95515]]}}
Línea 400.0 kV | LineString | 400.0 kV | 1 |  |  | CFE |  |  |  |  | OpenStreetMap | {"type":"Feature","properties":{},"geometry":{"type":"LineString","coordinates":[[-100.14074,19.28459],[-100.14013,19.28497],[-100.13683,19.28763],[-100.13347,19.29088],[-100.12984,19.29321],[-100.12596,19.29576],[-100.12275,19.29646],[-100.11625,19.29787],[-100.11327,19.29851],[-100.10876,19.29952],[-100.10469,19.30045],[-100.10097,19.30122],[-100.0985,19.30178],[-100.09299,19.30298],[-100.08759,19.30416],[-100.07772,19.30633],[-100.07449,19.30704],[-100.06883,19.30827],[-100.06583,19.30893],[-100.06229,19.31187],[-100.05833,19.31515],[-100.05438,19.31846],[-100.05054,19.32161],[-100.04689,19.32463],[-100.04405,19.327],[-100.04181,19.32883],[-100.03726,19.33265],[-100.03401,19.33534],[-100.03044,19.33825],[-100.02746,19.34076],[-100.02402,19.3436],[-100.02041,19.3466],[-100.01743,19.34905],[-100.01394,19.35194],[-100.01075,19.35458],[-100.00713,19.35768],[-100.00364,19.36048],[-100.00047,19.36312],[-99.99618,19.36351],[-99.99163,19.36393],[-99.98742,19.36428],[-99.98384,19.36463],[-99.97954,19.36503],[-99.97533,19.36542],[-99.97096,19.36582],[-99.96669,19.36619],[-99.96379,19.36646],[-99.95962,19.36688],[-99.9564,19.36715],[-99.95258,19.36748],[-99.9472,19.368],[-99.94279,19.36839],[-99.93539,19.36906],[-99.93097,19.36946],[-99.92713,19.36979],[-99.9229,19.37019],[-99.91797,19.37064],[-99.9142,19.37097],[-99.91039,19.37135],[-99.90631,19.37169],[-99.90226,19.37205],[-99.899,19.37238],[-99.89457,19.37278],[-99.88932,19.37323],[-99.88378,19.37374],[-99.88034,19.37407],[-99.87605,19.37446],[-99.87154,19.37488],[-99.86672,19.3753],[-99.86075,19.37593],[-99.85695,19.37624],[-99.85206,19.3766],[-99.84715,19.37707],[-99.84275,19.37744],[-99.83856,19.37782],[-99.83267,19.37835],[-99.82944,19.37862],[-99.8256,19.37899],[-99.82163,19.37934],[-99.81746,19.37972],[-99.81226,19.3802],[-99.80863,19.38052],[-99.80212,19.3811],[-99.79832,19.38144],[-99.79397,19.38185],[-99.78968,19.38224],[-99.78521,19.38264],[-99.78112,19.38299],[-99.77741,19.38332],[-99.77354,19.38366],[-99.76825,19.38416],[-99.7636,19.38462],[-99.75947,19.38494],[-99.7552,19.38534],[-99.75092,19.38571],[-99.74623,19.38614],[-99.74181,19.38654],[-99.73752,19.38692],[-99.73329,19.3873],[-99.72895,19.38769],[-99.72472,19.38807],[-99.72041,19.38844],[-99.71572,19.38888],[-99.71133,19.38928],[-99.7074,19.38963],[-99.70317,19.38998],[-99.69892,19.39037],[-99.69465,19.39076],[-99.69013,19.39117],[-99.68571,19.39157],[-99.68148,19.39194],[-99.67698,19.39237],[-99.67216,19.3928],[-99.66787,19.39321],[-99.66359,19.39359],[-99.65921,19.39398],[-99.65486,19.39435],[-99.65059,19.39476],[-99.64578,19.39523],[-99.64216,19.39555],[-99.63792,19.3959],[-99.6335,19.39634],[-99.629,19.39675],[-99.62481,19.39716],[-99.62057,19.39753],[-99.61614,19.39793],[-99.61177,19.39833],[-99.60775,19.3987],[-99.60373,19.39906],[-99.59952,19.39945],[-99.59569,19.39979],[-99.5913,19.40019],[-99.58682,19.40059],[-99.58297,19.40095],[-99.57871,19.40133],[-99.57454,19.40169],[-99.57025,19.40209],[-99.56666,19.40241],[-99.5632,19.40273],[-99.55959,19.40305],[-99.55575,19.40336],[-99.55172,19.40459],[-99.54771,19.40578],[-99.54402,19.40686],[-99.53998,19.40806],[-99.53588,19.40927],[-99.53183,19.41048],[-99.52771,19.41169],[-99.52381,19.41287],[-99.51968,19.41408],[-99.51515,19.41543],[-99.51134,19.41654],[-99.50735,19.41772],[-99.50371,19.4188],[-99.49939,19.42011],[-99.49559,19.42121],[-99.49136,19.42183],[-99.48748,19.42242],[-99.4824,19.42319],[-99.47785,19.42387],[-99.47425,19.42441],[-99.46805,19.42536],[-99.45671,19.42597],[-99.45102,19.4263],[-99.44457,19.42661],[-99.44281,19.42672],[-99.43839,19.42698],[-99.43623,19.42709],[-99.43021,19.42744],[-99.42493,19.42761],[-99.42015,19.42752],[-99.41632,19.42741],[-99.41079,19.42632],[-99.4076,19.42579],[-99.40108,19.42461],[-99.39893,19.42423],[-99.39286,19.42313],[-99.38354,19.42144],[-99.37831,19.42049],[-99.36644,19.42284],[-99.36327,19.42345],[-99.35764,19.42455],[-99.3519,19.42566],[-99.34983,19.42609],[-99.34278,19.42752],[-99.33698,19.42855],[-99.33366,19.43085],[-99.33231,19.43178],[-99.32756,19.43502],[-99.32344,19.43782],[-99.32003,19.44017],[-99.3188,19.44233],[-99.31756,19.44444],[-99.31402,19.45134],[-99.31174,19.45559],[-99.31065,19.45741],[-99.30952,19.45972],[-99.30808,19.46249],[-99.30471,19.46619],[-99.30356,19.46744],[-99.30255,19.46855],[-99.29691,19.47208],[-99.29559,19.47291],[-99.29219,19.4751],[-99.29113,19.47583],[-99.28547,19.47984],[-99.28437,19.48067],[-99.28395,19.48104]]}}
Línea 400.0 kV | LineString | 400.0 kV | 1 |  |  | CFE |  |  |  |  | OpenStreetMap | {"type":"Feature","properties":{},"geometry":{"type":"LineString","coordinates":[[-100.14089,19.28483],[-100.14035,19.28529],[-100.13721,19.28812],[-100.13439,19.29122],[-100.13037,19.29379],[-100.12621,19.29653],[-100.12279,19.29734],[-100.11757,19.29842],[-100.11324,19.29934],[-100.1083,19.30041],[-100.10556,19.30102],[-100.10327,19.30151],[-100.09947,19.30235],[-100.09242,19.30389],[-100.08755,19.30486],[-100.08393,19.30574],[-100.0783,19.30697],[-100.07531,19.30762],[-100.06857,19.30908],[-100.06643,19.30955],[-100.06376,19.31177],[-100.06207,19.31315],[-100.05883,19.31588],[-100.05691,19.31747],[-100.0543,19.31961],[-100.05119,19.32216],[-100.04862,19.32433],[-100.0465,19.32608],[-100.04364,19.32847],[-100.03895,19.33236],[-100.03619,19.33463],[-100.03342,19.33694],[-100.03058,19.33929],[-100.02753,19.34182],[-100.02435,19.34445],[-100.02098,19.34725],[-100.01802,19.3497],[-100.0139,19.35312],[-100.01082,19.3557],[-100.00775,19.35821],[-100.00482,19.36063],[-100.00209,19.36291],[-100.00073,19.36406],[-99.9988,19.36423],[-99.99561,19.36454],[-99.99161,19.36489],[-99.98786,19.36523],[-99.98364,19.36562],[-99.97929,19.36603],[-99.97539,19.36638],[-99.9712,19.36676],[-99.96736,19.36712],[-99.96406,19.36741],[-99.95889,19.36789],[-99.95447,19.3683],[-99.94852,19.36884],[-99.94639,19.36904],[-99.94315,19.36933],[-99.93652,19.36994],[-99.93172,19.37039],[-99.92648,19.37085],[-99.92178,19.37127],[-99.91607,19.3718],[-99.91128,19.37224],[-99.90632,19.3727],[-99.90148,19.37314],[-99.89603,19.37364],[-99.89082,19.37411],[-99.88676,19.37449],[-99.88209,19.37491],[-99.87762,19.37532],[-99.87198,19.37585],[-99.86626,19.37633],[-99.86054,19.37688],[-99.85656,19.3772],[-99.85142,19.37767],[-99.84694,19.37809],[-99.84259,19.37847],[-99.83786,19.37889],[-99.83251,19.37938],[-99.82935,19.37967],[-99.8259,19.37998],[-99.82195,19.38034],[-99.81764,19.38073],[-99.81266,19.3812],[-99.81046,19.3814],[-99.80706,19.3817],[-99.80031,19.38233],[-99.79507,19.38278],[-99.7909,19.38315],[-99.78613,19.38362],[-99.78256,19.38392],[-99.77818,19.38432],[-99.77396,19.38469],[-99.76979,19.38506],[-99.76552,19.38543],[-99.76254,19.38573],[-99.76168,19.38675],[-99.76189,19.38726]]}}
Línea 400.0 kV | LineString | 400.0 kV |  |  |  | CFE |  |  |  |  | OpenStreetMap | {"type":"Feature","properties":{},"geometry":{"type":"LineString","coordinates":[[-100.1053,19.23001],[-100.10517,19.2295],[-100.10451,19.22912],[-100.10059,19.22974],[-100.09665,19.2303],[-100.09148,19.23134],[-100.08522,19.23239],[-100.08262,19.23284],[-100.0778,19.23367],[-100.07427,19.23426],[-100.07147,19.23573],[-100.06732,19.2379],[-100.06544,19.2391],[-100.06442,19.23995],[-100.06151,19.24203],[-100.05855,19.24411],[-100.05564,19.24567],[-100.05315,19.24707],[-100.04974,19.2488],[-100.0477,19.24987],[-100.04527,19.25071],[-100.04243,19.25172],[-100.03866,19.25292],[-100.03551,19.25412],[-100.03152,19.2555],[-100.02835,19.25662],[-100.02566,19.25756],[-100.02169,19.25771],[-100.01825,19.25784],[-100.01415,19.25799],[-100.01036,19.25812],[-100.00822,19.25821],[-100.00405,19.25836],[-100.00096,19.25848],[-99.99781,19.25966],[-99.99491,19.26076],[-99.9889,19.26303],[-99.98557,19.26428],[-99.98304,19.26522],[-99.97873,19.26536],[-99.9751,19.26545],[-99.97165,19.26502],[-99.96721,19.26447],[-99.96421,19.26457],[-99.96194,19.26465],[-99.9578,19.26479],[-99.95409,19.26794],[-99.95158,19.27011],[-99.94919,19.27207],[-99.94685,19.27398],[-99.94432,19.27571],[-99.94175,19.27742],[-99.93833,19.27974],[-99.93402,19.28269],[-99.9312,19.28465],[-99.92961,19.28567],[-99.92515,19.28854],[-99.92142,19.29092],[-99.91893,19.29249],[-99.91552,19.29434],[-99.91118,19.29661],[-99.90798,19.29837],[-99.90581,19.29948],[-99.9021,19.30144],[-99.89927,19.30291],[-99.89644,19.30441],[-99.89371,19.30585],[-99.88967,19.30802],[-99.886,19.30837],[-99.88183,19.30881],[-99.87842,19.30915],[-99.87482,19.30951],[-99.8702,19.30997],[-99.86618,19.31041],[-99.86289,19.31075],[-99.85849,19.31116],[-99.85424,19.30983],[-99.85166,19.30903],[-99.84597,19.30725],[-99.84344,19.30646],[-99.84057,19.30557],[-99.83689,19.30441],[-99.83324,19.30327],[-99.82936,19.30205],[-99.82466,19.30059],[-99.82156,19.2996],[-99.81679,19.29812],[-99.81396,19.29723],[-99.81114,19.29691],[-99.80767,19.29724],[-99.80359,19.29762],[-99.80048,19.29792],[-99.7965,19.29831],[-99.79338,19.29859],[-99.79081,19.29885],[-99.78562,19.29934],[-99.78195,19.29968],[-99.77817,19.30004],[-99.77456,19.30038],[-99.77088,19.30073],[-99.76757,19.30104],[-99.76401,19.30139],[-99.76043,19.30173],[-99.75726,19.3007],[-99.75412,19.29968],[-99.75126,19.29873],[-99.74866,19.29791],[-99.74552,19.29688],[-99.74274,19.29597],[-99.73941,19.29489],[-99.736,19.29379],[-99.73298,19.29282],[-99.73006,19.29186],[-99.72711,19.29087],[-99.72458,19.29006],[-99.72108,19.28892],[-99.71758,19.28778],[-99.71626,19.28737],[-99.7156,19.28715]]}}
Línea 400.0 kV | LineString | 400.0 kV |  |  |  | CFE |  |  |  |  | OpenStreetMap | {"type":"Feature","properties":{},"geometry":{"type":"LineString","coordinates":[[-103.53242,20.81038],[-103.53438,20.81176],[-103.53675,20.81332],[-103.53902,20.81481],[-103.54157,20.81644],[-103.54388,20.81795],[-103.54517,20.81879],[-103.54779,20.82049],[-103.55048,20.82225],[-103.55671,20.8263],[-103.56017,20.82856],[-103.56231,20.82996],[-103.56509,20.83177],[-103.56783,20.83357],[-103.57138,20.83584],[-103.5752,20.8371],[-103.57979,20.83867],[-103.58211,20.83947],[-103.58528,20.84053],[-103.59082,20.84241],[-103.59421,20.84356],[-103.59704,20.84452],[-103.60029,20.84562],[-103.60274,20.84645],[-103.60614,20.8476],[-103.60949,20.84873],[-103.61266,20.8498],[-103.61672,20.85117],[-103.62006,20.85229],[-103.62367,20.85351],[-103.62668,20.85451],[-103.63115,20.8543],[-103.6351,20.85414],[-103.63956,20.85391],[-103.64891,20.85352],[-103.65266,20.85438],[-103.6563,20.85521],[-103.66059,20.8562],[-103.66438,20.85704],[-103.66943,20.8582],[-103.6713,20.8587],[-103.67796,20.86018],[-103.68132,20.86095],[-103.68447,20.8617],[-103.69288,20.86355],[-103.69673,20.86443],[-103.70004,20.86518],[-103.70365,20.866],[-103.70822,20.86704],[-103.71298,20.86812],[-103.71739,20.86909],[-103.72159,20.8701],[-103.72477,20.87081],[-103.72858,20.87166],[-103.73223,20.87249],[-103.73596,20.87334],[-103.73942,20.87412],[-103.74298,20.87495],[-103.7467,20.87578],[-103.74996,20.87653],[-103.75361,20.87736],[-103.7571,20.87813],[-103.76098,20.87903],[-103.76454,20.87983],[-103.7681,20.88064],[-103.77147,20.8814],[-103.77535,20.88226],[-103.77844,20.88298],[-103.7823,20.88386],[-103.78566,20.88462],[-103.78921,20.88542],[-103.7935,20.88639],[-103.79658,20.8871],[-103.80033,20.88794],[-103.80425,20.88884],[-103.80738,20.88953],[-103.81019,20.89017],[-103.81373,20.89096],[-103.81692,20.89168],[-103.82058,20.89252],[-103.82271,20.8952],[-103.82538,20.8986],[-103.82752,20.90133],[-103.83033,20.90488],[-103.8325,20.9077],[-103.83384,20.90936],[-103.8355,20.91147],[-103.83725,20.91365],[-103.83925,20.91618],[-103.84137,20.91888],[-103.8447,20.92311],[-103.84731,20.92323],[-103.85134,20.92339],[-103.85566,20.92356],[-103.85959,20.92375],[-103.8625,20.92388],[-103.86606,20.92403],[-103.8702,20.92419],[-103.87366,20.92434],[-103.87749,20.9245],[-103.88128,20.92468],[-103.88527,20.92483],[-103.88963,20.92501],[-103.89176,20.92459],[-103.89589,20.92383],[-103.89851,20.92327],[-103.90219,20.92259],[-103.90841,20.92138],[-103.91303,20.92049],[-103.916,20.91991],[-103.91935,20.91928],[-103.92176,20.91881],[-103.92627,20.91795],[-103.93077,20.91707],[-103.9332,20.91661],[-103.93723,20.91584],[-103.94111,20.91507],[-103.94333,20.91469],[-103.94739,20.91698],[-103.95055,20.91881],[-103.95569,20.92178],[-103.96118,20.92495],[-103.9642,20.92666],[-103.96618,20.92783],[-103.97354,20.93209],[-103.97641,20.9337],[-103.98007,20.9358],[-103.98314,20.9376],[-103.98659,20.93957],[-103.99565,20.94479],[-103.99774,20.94686],[-104.00057,20.94962],[-104.00292,20.95194],[-104.00577,20.95478],[-104.00829,20.95725],[-104.01086,20.95982],[-104.01353,20.9624],[-104.01534,20.96417],[-104.01921,20.96801],[-104.02338,20.97213],[-104.02555,20.97425],[-104.02701,20.97568],[-104.0284,20.97703],[-104.0329,20.98149],[-104.03553,20.98406],[-104.03817,20.98666],[-104.04065,20.9891],[-104.04304,20.99147],[-104.04562,20.99401],[-104.04774,20.99612],[-104.05035,20.99861],[-104.05373,20.99986],[-104.05752,21.00127],[-104.06298,21.00337],[-104.0683,21.00533],[-104.071,21.00633],[-104.07351,21.00729],[-104.07765,21.00884],[-104.07982,21.00962],[-104.08333,21.01093],[-104.0874,21.01245],[-104.09366,21.01479],[-104.10441,21.01882],[-104.11168,21.02152],[-104.11469,21.02264],[-104.11966,21.02442],[-104.12191,21.02526],[-104.12423,21.02614],[-104.12877,21.02783],[-104.13316,21.02948],[-104.13693,21.03087],[-104.14307,21.03313],[-104.14646,21.03439],[-104.1489,21.03531],[-104.15497,21.03759],[-104.1598,21.03938],[-104.16348,21.04076],[-104.1659,21.04166],[-104.16878,21.04269],[-104.17109,21.04355],[-104.17646,21.04558],[-104.18102,21.04726],[-104.18378,21.04829],[-104.19005,21.0506],[-104.19434,21.05221],[-104.19973,21.05422],[-104.20083,21.05464],[-104.20729,21.05523],[-104.21079,21.05563],[-104.21568,21.05613],[-104.21826,21.05639],[-104.22064,21.05666],[-104.22659,21.05726],[-104.22945,21.05754],[-104.2323,21.05785],[-104.23728,21.05836],[-104.24438,21.05908],[-104.24771,21.05952],[-104.25078,21.05986],[-104.25411,21.06021],[-104.25806,21.06067],[-104.26104,21.061],[-104.26669,21.06167],[-104.26949,21.06187],[-104.27321,21.06237],[-104.27723,21.06281],[-104.28028,21.06316],[-104.28335,21.06351],[-104.28661,21.06385],[-104.29046,21.0643],[-104.29416,21.06269],[-104.29723,21.06132],[-104.30498,21.05798],[-104.30803,21.05668],[-104.31083,21.05545],[-104.31398,21.05409],[-104.31832,21.05217],[-104.32046,21.05232],[-104.32441,21.05251],[-104.33294,21.05299],[-104.33681,21.05321],[-104.34142,21.05343],[-104.34558,21.05368],[-104.34777,21.05381],[-104.35089,21.05404],[-104.35465,21.05425],[-104.35893,21.05439],[-104.36176,21.05463],[-104.36981,21.05507],[-104.3725,21.05521],[-104.37613,21.05544],[-104.38126,21.05571],[-104.38564,21.05595],[-104.38779,21.05748],[-104.39198,21.06055],[-104.39414,21.06219],[-104.39688,21.06414],[-104.40056,21.06687],[-104.40451,21.06985],[-104.41011,21.07398],[-104.41512,21.07758],[-104.41813,21.07988],[-104.42032,21.0815],[-104.4239,21.08413],[-104.42701,21.08642],[-104.42965,21.08838],[-104.43253,21.09048],[-104.4356,21.09275],[-104.43817,21.09465],[-104.44107,21.09678],[-104.44388,21.09885],[-104.44713,21.10126],[-104.44985,21.10324],[-104.45117,21.10515],[-104.45298,21.10772],[-104.45501,21.11067],[-104.45712,21.11369],[-104.45907,21.11647],[-104.46106,21.11933],[-104.46307,21.12222],[-104.46534,21.12548],[-104.4675,21.12858],[-104.4694,21.1313],[-104.47108,21.13371],[-104.47292,21.13635],[-104.47476,21.13899],[-104.47646,21.14142],[-104.47808,21.14375],[-104.47996,21.14644],[-104.48121,21.14821],[-104.48341,21.15137],[-104.48648,21.15601],[-104.48892,21.15941],[-104.49299,21.16511],[-104.49516,21.16828],[-104.50006,21.17532],[-104.5015,21.17728],[-104.50387,21.18068],[-104.50562,21.18205],[-104.50994,21.18561],[-104.51292,21.18799],[-104.51467,21.18941],[-104.51744,21.19166],[-104.52359,21.19674],[-104.52617,21.1988],[-104.53081,21.20255],[-104.53416,21.20528],[-104.53575,21.20658],[-104.53816,21.20854],[-104.54141,21.2112],[-104.54331,21.21271],[-104.54564,21.21454],[-104.54827,21.21672],[-104.55014,21.21825],[-104.55218,21.21992],[-104.55529,21.22247],[-104.55726,21.22408],[-104.56119,21.2273],[-104.56399,21.22953],[-104.56695,21.23179],[-104.56942,21.2338],[-104.57221,21.23604],[-104.57554,21.23871],[-104.57728,21.24011],[-104.58171,21.24367],[-104.58209,21.24625],[-104.58273,21.25083],[-104.58328,21.25433],[-104.58364,21.2566],[-104.58433,21.26099],[-104.58462,21.26283],[-104.58545,21.26812],[-104.58574,21.26996],[-104.58636,21.27397],[-104.58677,21.27653],[-104.58722,21.2794],[-104.58765,21.28193],[-104.58808,21.28469],[-104.58846,21.28701],[-104.58913,21.29147],[-104.59011,21.29765],[-104.59108,21.30381],[-104.59147,21.30623],[-104.59221,21.31078],[-104.59262,21.31345],[-104.59315,21.31677],[-104.59378,21.32078],[-104.59412,21.32293],[-104.59444,21.32498],[-104.59508,21.329],[-104.59563,21.33248],[-104.59602,21.33499],[-104.59678,21.33979],[-104.59736,21.34337],[-104.59814,21.34831],[-104.59856,21.35098],[-104.59924,21.35533],[-104.59971,21.35829],[-104.60018,21.36126],[-104.60072,21.36474],[-104.60124,21.368],[-104.60281,21.36986]]}}
Línea 400.0 kV | LineString | 400.0 kV |  |  |  | CFE |  |  |  |  | OpenStreetMap | {"type":"Feature","properties":{},"geometry":{"type":"LineString","coordinates":[[-103.53242,20.81038],[-103.53387,20.81227],[-103.53704,20.81448],[-103.53984,20.81644],[-103.54299,20.81864],[-103.54702,20.82146],[-103.55074,20.82407],[-103.55709,20.82852],[-103.56103,20.83127],[-103.56435,20.83361],[-103.56653,20.83512],[-103.57199,20.83892],[-103.57277,20.83949],[-103.57374,20.83979],[-103.57634,20.84056],[-103.58021,20.8417],[-103.58635,20.84351],[-103.59022,20.84465],[-103.59495,20.84607],[-103.59888,20.84723],[-103.60421,20.84879],[-103.60869,20.85011],[-103.61261,20.85126],[-103.61636,20.85287],[-103.61834,20.85335],[-103.62273,20.85441],[-103.62666,20.85537],[-103.63033,20.85532],[-103.63496,20.85525],[-103.6399,20.85518],[-103.64903,20.85504],[-103.65209,20.85573],[-103.65522,20.85643],[-103.66009,20.85752],[-103.66409,20.85841],[-103.66996,20.85973],[-103.67873,20.86173],[-103.68273,20.86267],[-103.68495,20.86307],[-103.68975,20.86413],[-103.6952,20.86535],[-103.69974,20.86636],[-103.70313,20.86711],[-103.70735,20.86804],[-103.70865,20.86833],[-103.71163,20.86899],[-103.71737,20.87026],[-103.72263,20.87145],[-103.72755,20.87254],[-103.73197,20.87353],[-103.73681,20.87461],[-103.74188,20.87574],[-103.74698,20.87684],[-103.75138,20.87784],[-103.75586,20.87882],[-103.75997,20.87976],[-103.7642,20.8807],[-103.76906,20.88179],[-103.77448,20.88296],[-103.77912,20.884],[-103.7841,20.8851],[-103.78902,20.88619],[-103.79417,20.88735],[-103.7977,20.88814],[-103.80158,20.889],[-103.80593,20.88997],[-103.81077,20.89102],[-103.81603,20.89219],[-103.82041,20.89316],[-103.82234,20.89573],[-103.82559,20.90005],[-103.82848,20.90394],[-103.83091,20.90724],[-103.83352,20.91062],[-103.83577,20.91354],[-103.83783,20.91634],[-103.84022,20.91946],[-103.84397,20.92442],[-103.84802,20.92454],[-103.85321,20.92468],[-103.85854,20.92486],[-103.86378,20.92499],[-103.86864,20.92515],[-103.87417,20.9253],[-103.87891,20.92545],[-103.88433,20.92559],[-103.88945,20.92574],[-103.89334,20.92499],[-103.89791,20.9241],[-103.90223,20.92328],[-103.90823,20.92211],[-103.9113,20.92152],[-103.91955,20.91995],[-103.92358,20.91915],[-103.92672,20.91855],[-103.93125,20.91767],[-103.93352,20.91724],[-103.93856,20.91626],[-103.94244,20.9155],[-103.94614,20.91761],[-103.955,20.92263],[-103.95812,20.9244],[-103.96041,20.92566],[-103.9627,20.92695],[-103.96548,20.92852],[-103.96876,20.93038],[-103.97402,20.93334],[-103.97777,20.93548],[-103.98552,20.93983],[-103.99504,20.94521],[-103.99785,20.94973],[-104.00028,20.95357],[-104.00282,20.95761],[-104.00452,20.96258],[-104.00536,20.96504],[-104.00671,20.96901],[-104.00831,20.97366],[-104.0097,20.97768],[-104.01269,20.97933],[-104.01768,20.9821],[-104.02077,20.9838],[-104.02486,20.98604],[-104.02799,20.98778],[-104.0318,20.98985],[-104.03604,20.99219],[-104.04002,20.99436],[-104.04442,20.99678],[-104.04834,20.99895],[-104.05425,21.00119],[-104.05687,21.00222],[-104.06172,21.00411],[-104.06612,21.00579],[-104.06826,21.0066],[-104.07369,21.00875],[-104.07911,21.01079],[-104.08237,21.01204],[-104.08588,21.01339],[-104.09034,21.01511],[-104.09309,21.01616],[-104.10991,21.02264],[-104.1183,21.02586],[-104.12116,21.02697],[-104.12519,21.02848],[-104.12833,21.02972],[-104.13138,21.03087],[-104.13408,21.03193],[-104.14253,21.03518],[-104.14445,21.03588],[-104.1496,21.03793],[-104.15423,21.03967],[-104.15935,21.04164],[-104.16365,21.04331],[-104.16762,21.04483],[-104.17299,21.04682],[-104.17707,21.04843],[-104.1819,21.0503],[-104.1848,21.05136],[-104.19043,21.05352],[-104.20012,21.05729],[-104.20741,21.06009],[-104.21165,21.06077],[-104.21731,21.06163],[-104.22168,21.06231],[-104.22529,21.0629],[-104.22906,21.06349],[-104.23353,21.0641],[-104.23873,21.06496],[-104.24336,21.06572],[-104.24871,21.0665],[-104.25108,21.06682],[-104.25771,21.06794],[-104.26342,21.06883],[-104.26783,21.06952],[-104.27359,21.07043],[-104.2771,21.07097],[-104.27993,21.06977],[-104.2845,21.06782],[-104.28909,21.06586],[-104.29228,21.06449],[-104.29714,21.06242],[-104.30561,21.05883],[-104.30871,21.05752],[-104.31339,21.05555],[-104.31703,21.05398],[-104.31884,21.05403],[-104.3235,21.05427],[-104.33102,21.05455],[-104.33429,21.05471],[-104.33753,21.05487],[-104.34477,21.05513],[-104.34799,21.05526],[-104.35891,21.0557],[-104.36278,21.05588],[-104.36661,21.05603],[-104.36991,21.05612],[-104.3725,21.0573],[-104.37591,21.05872],[-104.38087,21.06086],[-104.38549,21.06278],[-104.39028,21.06477],[-104.39854,21.06836],[-104.40408,21.07069],[-104.4076,21.07328],[-104.40939,21.07452],[-104.41436,21.07818],[-104.4174,21.08039],[-104.41919,21.08173],[-104.42391,21.08517],[-104.4271,21.0875],[-104.43036,21.08988],[-104.43425,21.09272],[-104.43811,21.09553],[-104.44613,21.10138],[-104.44927,21.10371],[-104.45148,21.10682],[-104.45423,21.1108],[-104.4569,21.11459],[-104.45916,21.11784],[-104.46126,21.12085],[-104.46375,21.12441],[-104.46604,21.12769],[-104.46872,21.13155],[-104.47092,21.1347],[-104.47309,21.13781],[-104.47549,21.14126],[-104.47812,21.14504],[-104.4807,21.14869],[-104.48262,21.15146],[-104.48648,21.15713],[-104.48813,21.15952],[-104.49151,21.16422],[-104.49476,21.16894],[-104.49976,21.17603],[-104.50099,21.17778],[-104.50329,21.18108],[-104.50745,21.18453],[-104.50983,21.18643],[-104.51327,21.18923],[-104.51654,21.19191],[-104.52164,21.19609],[-104.52576,21.19941],[-104.53034,21.20315],[-104.53373,21.20592],[-104.53736,21.20891],[-104.54171,21.21239],[-104.5437,21.21404],[-104.5481,21.21767],[-104.55172,21.22066],[-104.55487,21.22327],[-104.55777,21.22566],[-104.561,21.22833],[-104.56572,21.232],[-104.56896,21.23462],[-104.57287,21.23781],[-104.57585,21.24024],[-104.5811,21.24452],[-104.58088,21.2477],[-104.58034,21.25392],[-104.58009,21.25761],[-104.57969,21.26309],[-104.57943,21.26679],[-104.57906,21.27219],[-104.57876,21.27641],[-104.57842,21.28125],[-104.57813,21.28525],[-104.57772,21.29102],[-104.57743,21.29511],[-104.577,21.30096],[-104.57685,21.30307],[-104.57659,21.30676],[-104.57642,21.3091],[-104.57611,21.31353],[-104.57575,21.31867],[-104.57542,21.32335],[-104.57512,21.32758],[-104.5749,21.33058],[-104.5777,21.33466],[-104.57975,21.33767],[-104.58258,21.34182],[-104.58475,21.34505],[-104.58828,21.35022],[-104.59078,21.35389],[-104.59267,21.35666],[-104.59524,21.36045],[-104.59784,21.36426],[-104.60037,21.36798],[-104.60088,21.37079],[-104.60158,21.37471],[-104.60242,21.37949],[-104.60327,21.38423],[-104.60386,21.38759],[-104.60332,21.39032],[-104.60271,21.39314],[-104.6027,21.39362]]}}
Línea 400.0 kV | LineString | 400.0 kV |  |  |  | CFE |  |  |  |  | OpenStreetMap | {"type":"Feature","properties":{},"geometry":{"type":"LineString","coordinates":[[-99.19128,19.63684],[-99.19052,19.63664]]}}
Línea 400.0 kV | LineString | 400.0 kV |  |  |  | CFE |  |  |  |  | OpenStreetMap | {"type":"Feature","properties":{},"geometry":{"type":"LineString","coordinates":[[-99.1913,19.63762],[-99.19052,19.63779]]}}
Línea 400.0 kV | LineString | 400.0 kV |  |  |  | CFE |  |  |  |  | OpenStreetMap | {"type":"Feature","properties":{},"geometry":{"type":"LineString","coordinates":[[-99.1913,19.63762],[-99.19052,19.63741]]}}
Línea 400.0 kV | LineString | 400.0 kV |  |  |  | CFE |  |  |  |  | OpenStreetMap | {"type":"Feature","properties":{},"geometry":{"type":"LineString","coordinates":[[-99.19128,19.63684],[-99.19052,19.63702]]}}
Línea 400.0 kV | LineString | 400.0 kV |  |  |  | CFE |  |  |  |  | OpenStreetMap | {"type":"Feature","properties":{},"geometry":{"type":"LineString","coordinates":[[-93.09525,16.93817],[-93.09466,16.93847],[-93.09341,16.93881],[-93.09219,16.93981],[-93.09076,16.94191],[-93.0908,16.94234],[-93.0946,16.94364],[-93.09541,16.94403],[-93.09905,16.94602],[-93.10517,16.94668],[-93.10934,16.94718],[-93.11657,16.9471],[-93.11991,16.9471],[-93.12155,16.94709],[-93.12565,16.94709],[-93.13028,16.94707],[-93.13541,16.94705],[-93.13961,16.94704],[-93.14465,16.94701],[-93.1469,16.94699],[-93.15082,16.94696],[-93.15485,16.94695],[-93.1586,16.94693],[-93.16282,16.9469],[-93.1674,16.94689],[-93.17317,16.94685],[-93.17733,16.94684],[-93.18181,16.94681],[-93.18459,16.94679],[-93.18746,16.94678],[-93.19053,16.94677],[-93.19302,16.94675],[-93.19755,16.94672],[-93.20372,16.94705],[-93.20831,16.94729],[-93.2109,16.94743],[-93.21401,16.94759],[-93.22407,16.94811],[-93.23289,16.94857],[-93.23824,16.94883],[-93.24288,16.94909],[-93.24923,16.94942],[-93.25363,16.94965],[-93.25844,16.9499],[-93.26399,16.95016],[-93.26678,16.95028],[-93.27052,16.95051],[-93.27559,16.95081],[-93.27887,16.95095],[-93.28228,16.95109],[-93.28611,16.95136],[-93.28871,16.95146],[-93.2942,16.95174],[-93.29956,16.95202],[-93.30335,16.9522],[-93.31032,16.9526],[-93.31399,16.95275],[-93.31831,16.95297],[-93.32368,16.95412],[-93.32866,16.95518],[-93.3311,16.95569],[-93.33377,16.95629],[-93.34151,16.95799],[-93.34745,16.95922],[-93.3532,16.9605],[-93.35494,16.96174],[-93.35878,16.96448],[-93.36131,16.9663],[-93.36873,16.9648],[-93.37095,16.96432],[-93.37352,16.96488],[-93.38071,16.96637],[-93.38435,16.9672],[-93.38746,16.96788],[-93.39136,16.96874],[-93.39814,16.97014],[-93.40566,16.97183],[-93.41067,16.97292],[-93.41553,16.97395],[-93.41922,16.97476],[-93.42428,16.97582],[-93.42719,16.97642],[-93.4321,16.97749],[-93.4376,16.9787],[-93.4407,16.97936],[-93.44241,16.97974],[-93.44703,16.98073],[-93.45169,16.98171],[-93.45567,16.98257],[-93.45861,16.9832],[-93.46313,16.98416],[-93.46961,16.98558],[-93.47264,16.98622],[-93.47469,16.98662],[-93.47808,16.98741],[-93.48338,16.98854],[-93.48726,16.99307],[-93.48999,16.99632],[-93.49307,16.99989],[-93.49478,17.00188],[-93.4979,17.00552],[-93.50078,17.00896],[-93.50307,17.01166],[-93.50609,17.01521],[-93.50812,17.01761],[-93.5103,17.02017],[-93.51382,17.02431],[-93.51598,17.02683],[-93.51853,17.02984],[-93.52288,17.0315],[-93.52564,17.03256],[-93.52946,17.034],[-93.53124,17.03468],[-93.53443,17.0359],[-93.54168,17.03866],[-93.5449,17.03986],[-93.55111,17.04224],[-93.5535,17.04316],[-93.55677,17.04439],[-93.56026,17.04909],[-93.56149,17.05079],[-93.56358,17.0536],[-93.56801,17.05956],[-93.57079,17.06335],[-93.5725,17.06565],[-93.57497,17.06941],[-93.57695,17.07247],[-93.58033,17.07765],[-93.58405,17.08336],[-93.58537,17.08541],[-93.58722,17.08823],[-93.5906,17.09344],[-93.59388,17.09849],[-93.59761,17.09996],[-93.60151,17.10145],[-93.60867,17.10419],[-93.61336,17.10603],[-93.61885,17.10811],[-93.62526,17.11057],[-93.62916,17.11208],[-93.63324,17.11364],[-93.64306,17.11844],[-93.65355,17.12349],[-93.65985,17.12658],[-93.66499,17.12905],[-93.66822,17.13094],[-93.67413,17.13435],[-93.67803,17.1366],[-93.68163,17.13867],[-93.68817,17.14242],[-93.69424,17.14594],[-93.69958,17.14901],[-93.70342,17.15121],[-93.70629,17.15286],[-93.70996,17.15222],[-93.71625,17.151],[-93.71848,17.15058],[-93.72397,17.14953],[-93.72731,17.14769],[-93.73127,17.14547],[-93.73447,17.14347],[-93.7402,17.14078],[-93.74237,17.14088],[-93.74902,17.14109],[-93.75116,17.14116],[-93.75364,17.14124],[-93.76,17.14145],[-93.76216,17.14152],[-93.7662,17.14166],[-93.77128,17.14181],[-93.77414,17.14194],[-93.78262,17.14218],[-93.79804,17.14269],[-93.80758,17.15155],[-93.81113,17.15487],[-93.81412,17.1576],[-93.81918,17.16232],[-93.82284,17.1657],[-93.82898,17.17149],[-93.83155,17.17379],[-93.83408,17.17613],[-93.83569,17.17765],[-93.83662,17.17853],[-93.83905,17.18083],[-93.84238,17.18385],[-93.84261,17.1875],[-93.84285,17.1914],[-93.84314,17.19514],[-93.84374,17.20369],[-93.84417,17.20978],[-93.84446,17.21441],[-93.84473,17.21871],[-93.84508,17.22336],[-93.84539,17.2283],[-93.84553,17.23045],[-93.84612,17.23925],[-93.84644,17.2433],[-93.84667,17.24715],[-93.84674,17.24921],[-93.84989,17.25344],[-93.8523,17.2567],[-93.85508,17.26054],[-93.85733,17.26361],[-93.8597,17.26694],[-93.86255,17.27075],[-93.86578,17.2752],[-93.86873,17.27928],[-93.87157,17.28314],[-93.87391,17.28643],[-93.87828,17.28887],[-93.88307,17.29154],[-93.88768,17.29417],[-93.89055,17.29585],[-93.89303,17.29723],[-93.89775,17.29984],[-93.90132,17.30188],[-93.90559,17.30426],[-93.90944,17.30646],[-93.91345,17.30871],[-93.91752,17.31102],[-93.9203,17.31255],[-93.92347,17.31436],[-93.92816,17.31701],[-93.93224,17.31933],[-93.93767,17.32243],[-93.94108,17.32435],[-93.94382,17.32583],[-93.948,17.32824],[-93.95297,17.33101],[-93.9565,17.33301],[-93.95931,17.33459],[-93.96202,17.33612],[-93.96659,17.3387],[-93.97017,17.34072],[-93.97351,17.3426],[-93.97631,17.3442],[-93.97975,17.34612],[-93.98363,17.34828],[-93.98782,17.35068],[-93.99095,17.35241],[-93.99421,17.35427],[-93.99696,17.3558],[-94.00065,17.35788],[-94.00571,17.36071],[-94.00851,17.36222],[-94.01173,17.36411],[-94.01673,17.36692],[-94.01911,17.3683],[-94.02289,17.37039],[-94.02531,17.37178],[-94.02795,17.37325],[-94.02996,17.37441],[-94.03402,17.37667],[-94.03695,17.37833],[-94.03995,17.38004],[-94.0436,17.38208],[-94.04666,17.38382],[-94.04882,17.38503],[-94.0521,17.38687],[-94.05615,17.38915],[-94.06011,17.39139],[-94.06511,17.3942],[-94.06956,17.39667],[-94.07481,17.39962],[-94.0799,17.40262],[-94.08448,17.40508],[-94.08609,17.406],[-94.0884,17.4073],[-94.0926,17.40968],[-94.09667,17.412],[-94.10146,17.41472],[-94.10377,17.41595],[-94.10792,17.41831],[-94.11181,17.4205],[-94.11473,17.42213],[-94.11791,17.42392],[-94.12059,17.42544],[-94.12272,17.42666],[-94.12561,17.42822],[-94.13093,17.43123],[-94.13393,17.43293],[-94.1377,17.43512],[-94.14058,17.43673],[-94.14427,17.4388],[-94.14864,17.44129],[-94.15298,17.44369],[-94.15613,17.44546],[-94.16017,17.44774],[-94.16427,17.44999],[-94.16695,17.45147],[-94.17063,17.4536],[-94.17403,17.45555],[-94.17748,17.45746],[-94.18083,17.45935],[-94.18421,17.46121],[-94.18702,17.46277],[-94.19112,17.4651],[-94.19496,17.46727],[-94.19794,17.46892],[-94.20233,17.47141],[-94.20657,17.47379],[-94.20993,17.47568],[-94.21403,17.47799],[-94.21721,17.47976],[-94.22031,17.48153],[-94.22435,17.48375],[-94.22655,17.485],[-94.2297,17.4868],[-94.23256,17.48735],[-94.23879,17.48859],[-94.24243,17.48927],[-94.24471,17.48973],[-94.24841,17.49046],[-94.253,17.49138],[-94.25689,17.49214],[-94.26175,17.4931],[-94.26584,17.49386],[-94.27206,17.49502],[-94.274,17.49547],[-94.27601,17.49588],[-94.2823,17.49709],[-94.28509,17.49769],[-94.29175,17.49894],[-94.2949,17.49963],[-94.30033,17.50064],[-94.30626,17.50184],[-94.31109,17.50284],[-94.31416,17.50342],[-94.31932,17.50445],[-94.32335,17.50524],[-94.32753,17.50604],[-94.33003,17.50653],[-94.33455,17.50744],[-94.34001,17.50852],[-94.34559,17.50961],[-94.35145,17.51074],[-94.35608,17.51166],[-94.36118,17.51264],[-94.36669,17.51373],[-94.37129,17.51464],[-94.37636,17.51561],[-94.38223,17.51679],[-94.38683,17.51769],[-94.39125,17.51855],[-94.39636,17.51956],[-94.40083,17.52039],[-94.40454,17.52118],[-94.41019,17.52228],[-94.41567,17.52334],[-94.42074,17.52434],[-94.42584,17.5253],[-94.43063,17.52631],[-94.43587,17.52733],[-94.44132,17.52839],[-94.44509,17.52915],[-94.44924,17.52995],[-94.45338,17.53076],[-94.45757,17.53159],[-94.46154,17.53236],[-94.46684,17.53339],[-94.47198,17.5344],[-94.47699,17.53538],[-94.48141,17.53625],[-94.4859,17.53713],[-94.49009,17.53794],[-94.49426,17.53893],[-94.49748,17.5397],[-94.50142,17.54064],[-94.5064,17.54181],[-94.51213,17.54318],[-94.51726,17.5444],[-94.52234,17.5456],[-94.52788,17.54691],[-94.53242,17.548],[-94.53683,17.54905],[-94.53968,17.54972],[-94.54358,17.55065],[-94.54931,17.55202],[-94.5538,17.55308],[-94.55934,17.55439],[-94.56254,17.55516],[-94.56549,17.55585],[-94.57154,17.55728],[-94.57633,17.55843],[-94.58074,17.55946],[-94.58607,17.56073],[-94.59188,17.56211],[-94.59734,17.56338],[-94.6023,17.56456],[-94.60732,17.56575],[-94.61257,17.567],[-94.61757,17.56819],[-94.62286,17.56944],[-94.62776,17.5706],[-94.6322,17.57165],[-94.63716,17.57282],[-94.64306,17.57421],[-94.64795,17.57538],[-94.65263,17.57649],[-94.65624,17.57734],[-94.65893,17.57797],[-94.6627,17.57887],[-94.66541,17.57951],[-94.67082,17.58079],[-94.67655,17.58214],[-94.6809,17.58318],[-94.68338,17.58376],[-94.68888,17.58506],[-94.69284,17.58599],[-94.69555,17.58664],[-94.69922,17.58751],[-94.70269,17.58833],[-94.70741,17.58945],[-94.71263,17.59068],[-94.71731,17.59178],[-94.72219,17.59294],[-94.72674,17.594],[-94.73083,17.59712],[-94.73499,17.60026],[-94.73955,17.60371],[-94.7435,17.6067],[-94.74868,17.60847],[-94.75391,17.61025],[-94.75881,17.61192],[-94.76321,17.61343],[-94.76773,17.61498],[-94.77291,17.61671],[-94.7786,17.61862],[-94.78368,17.62037],[-94.78905,17.62222],[-94.794,17.6239],[-94.79934,17.62572],[-94.8036,17.62714],[-94.80634,17.62807],[-94.81055,17.62956],[-94.81508,17.63108],[-94.81964,17.63261],[-94.82275,17.63368],[-94.82617,17.63487],[-94.83124,17.63657],[-94.83561,17.63804],[-94.83943,17.63934],[-94.84444,17.63993],[-94.84878,17.64039],[-94.85415,17.64099],[-94.85884,17.64152],[-94.86279,17.64194],[-94.86814,17.64252],[-94.8737,17.64314],[-94.87885,17.6437],[-94.88411,17.64429],[-94.88984,17.6449],[-94.89537,17.64551],[-94.90095,17.64612],[-94.90673,17.64675],[-94.9115,17.64723],[-94.91564,17.65124],[-94.91935,17.6548],[-94.92265,17.65797],[-94.9259,17.6611],[-94.92969,17.66473],[-94.93368,17.66856],[-94.93742,17.67216],[-94.94043,17.67506],[-94.94313,17.67765],[-94.9462,17.68057],[-94.95006,17.6843],[-94.95332,17.68743],[-94.95704,17.69101],[-94.96072,17.69457],[-94.96455,17.69823],[-94.96859,17.70211],[-94.97185,17.70524],[-94.97493,17.7082],[-94.97881,17.71192],[-94.983,17.71594],[-94.98666,17.71946],[-94.99214,17.72204],[-94.9971,17.72437],[-95.00231,17.72682],[-95.00752,17.72926],[-95.01243,17.73157],[-95.01713,17.73377],[-95.02051,17.73534],[-95.02343,17.73673],[-95.02683,17.73908],[-95.03041,17.74154],[-95.03476,17.74455],[-95.03797,17.74677],[-95.04164,17.74929],[-95.04671,17.75278],[-95.04827,17.75386],[-95.0514,17.75505],[-95.05465,17.75703],[-95.05769,17.75891],[-95.05825,17.75925]]}}
Línea 400.0 kV | LineString | 400.0 kV |  |  |  | CFE |  |  |  |  | OpenStreetMap | {"type":"Feature","properties":{},"geometry":{"type":"LineString","coordinates":[[-94.39695,18.02954],[-94.39601,18.02928],[-94.39312,18.02906],[-94.38845,18.02868],[-94.38301,18.02831],[-94.37854,18.02794],[-94.37508,18.02651],[-94.37099,18.0248],[-94.36721,18.0232],[-94.36347,18.02165],[-94.35931,18.01994],[-94.35518,18.01811],[-94.35156,18.01659],[-94.34672,18.01456],[-94.34082,18.0121],[-94.33694,18.01041],[-94.33339,18.0086],[-94.33056,18.00643],[-94.32785,18.0043],[-94.32511,18.00207],[-94.32203,17.99963],[-94.31944,17.99762],[-94.31511,17.99417],[-94.30984,17.99003],[-94.30487,17.98616],[-94.30288,17.98455],[-94.29963,17.98199],[-94.29622,17.9793],[-94.29323,17.97683],[-94.28993,17.97421],[-94.28656,17.97165],[-94.28318,17.96897],[-94.27974,17.96624],[-94.27601,17.96331],[-94.27311,17.96103],[-94.26927,17.95793],[-94.26691,17.95604],[-94.26148,17.95175],[-94.25911,17.94985],[-94.25572,17.94722],[-94.25147,17.94377],[-94.24823,17.94123],[-94.24494,17.93865],[-94.24073,17.93532],[-94.23716,17.93249],[-94.23431,17.93025],[-94.23154,17.92803],[-94.22776,17.92503],[-94.22402,17.92201],[-94.2204,17.91919],[-94.21621,17.91583],[-94.21037,17.91123],[-94.20734,17.9088],[-94.20472,17.90673],[-94.20207,17.9046],[-94.19968,17.90275],[-94.19585,17.89968],[-94.19305,17.89748],[-94.1889,17.89413],[-94.18651,17.89224],[-94.18361,17.88993],[-94.18123,17.88804],[-94.17784,17.88536],[-94.17502,17.88312],[-94.17177,17.88055],[-94.16784,17.87743],[-94.16463,17.87487],[-94.16082,17.87186],[-94.15705,17.86886],[-94.15382,17.8663],[-94.1501,17.86335],[-94.14598,17.86009],[-94.14185,17.8568],[-94.13873,17.85432],[-94.13553,17.85176],[-94.1346,17.84851],[-94.13356,17.84487],[-94.1323,17.84042],[-94.13117,17.83647],[-94.12999,17.83227],[-94.12894,17.82856],[-94.12791,17.82492],[-94.12689,17.82135],[-94.12577,17.8174],[-94.12461,17.8133],[-94.12379,17.81043],[-94.12257,17.80607],[-94.12111,17.80094],[-94.12008,17.79735],[-94.11886,17.79302],[-94.11777,17.78914],[-94.1169,17.7861],[-94.11577,17.78213],[-94.11462,17.77806],[-94.11337,17.77367],[-94.11202,17.769],[-94.11086,17.76502],[-94.10974,17.761],[-94.10848,17.75659],[-94.10747,17.75307],[-94.10654,17.74977],[-94.1053,17.74532],[-94.10396,17.74056],[-94.10276,17.73637],[-94.10179,17.73294],[-94.10063,17.72881],[-94.09913,17.72361],[-94.09813,17.72001],[-94.09681,17.71733],[-94.09479,17.71321],[-94.09282,17.70921],[-94.09147,17.70648],[-94.08961,17.70474],[-94.0866,17.70194],[-94.08311,17.69864],[-94.08007,17.69585],[-94.07744,17.69411],[-94.07447,17.69221],[-94.07101,17.68994],[-94.06808,17.68801],[-94.06394,17.68534],[-94.06023,17.68294],[-94.05744,17.68114],[-94.05442,17.67918],[-94.05052,17.67667],[-94.04595,17.67372],[-94.04297,17.67175],[-94.04045,17.67016],[-94.03748,17.66821],[-94.03227,17.66482],[-94.02842,17.66239],[-94.02616,17.66096],[-94.02308,17.65897],[-94.02027,17.65719],[-94.01836,17.65592],[-94.01517,17.65384],[-94.01125,17.65134],[-94.00667,17.64833],[-94.0036,17.64635],[-93.99978,17.64389],[-93.99645,17.64174],[-93.9929,17.63946],[-93.98922,17.63708],[-93.98587,17.63492],[-93.98317,17.63316],[-93.97925,17.63064],[-93.97661,17.62894],[-93.97307,17.62663],[-93.96937,17.6243],[-93.96552,17.62179],[-93.96184,17.61944],[-93.9584,17.6172],[-93.95507,17.61506],[-93.95151,17.61279],[-93.94876,17.61102],[-93.9454,17.60888],[-93.94214,17.60682],[-93.93677,17.60335],[-93.93227,17.60042],[-93.92833,17.59789],[-93.9253,17.59597],[-93.91979,17.59237],[-93.91638,17.59018],[-93.91324,17.58818],[-93.91023,17.58624],[-93.90665,17.58393],[-93.90249,17.58128],[-93.89824,17.57665],[-93.89685,17.57522],[-93.8945,17.57262],[-93.89388,17.57],[-93.89253,17.56413],[-93.89157,17.56001],[-93.89061,17.5559],[-93.88976,17.55229],[-93.88894,17.54867],[-93.88818,17.54544],[-93.88734,17.54188],[-93.88676,17.53929],[-93.88598,17.53591],[-93.88518,17.5325],[-93.88435,17.52894],[-93.88343,17.5249],[-93.88065,17.52028],[-93.87791,17.51561],[-93.876,17.51239],[-93.87359,17.51032],[-93.87033,17.50758],[-93.86728,17.50498],[-93.86448,17.50262],[-93.86093,17.50081],[-93.85691,17.49882],[-93.85357,17.49713],[-93.85006,17.49538],[-93.84594,17.49334],[-93.84133,17.49103],[-93.83766,17.4892],[-93.83336,17.48704],[-93.82801,17.48435],[-93.82196,17.48127],[-93.81915,17.47985],[-93.81516,17.47788],[-93.81253,17.47656],[-93.8097,17.47388],[-93.80705,17.47142],[-93.80368,17.46827],[-93.80023,17.46509],[-93.79642,17.45865],[-93.79398,17.45463],[-93.78966,17.44522],[-93.78815,17.44136],[-93.78658,17.43714],[-93.78413,17.43081],[-93.78326,17.42853],[-93.78234,17.42617],[-93.78142,17.42388],[-93.77958,17.41907],[-93.77758,17.41773],[-93.77287,17.41461],[-93.76541,17.4097],[-93.76035,17.40634],[-93.75319,17.4016],[-93.74848,17.39853],[-93.74263,17.39463],[-93.73667,17.39083],[-93.73258,17.39226],[-93.72838,17.3937],[-93.72437,17.39509],[-93.72137,17.39608],[-93.71793,17.39731],[-93.71355,17.39883],[-93.70647,17.40124],[-93.70049,17.40332],[-93.6967,17.40279],[-93.69401,17.40238],[-93.686,17.4012],[-93.67991,17.40031],[-93.67525,17.39963],[-93.67161,17.39908],[-93.66714,17.39842],[-93.66367,17.39774],[-93.65799,17.39663],[-93.65554,17.39552],[-93.6529,17.39433],[-93.65058,17.39329],[-93.64823,17.39224],[-93.64384,17.39027],[-93.63943,17.38825],[-93.6335,17.3856],[-93.63107,17.38451],[-93.62773,17.383],[-93.6255,17.38199],[-93.62043,17.37971],[-93.61672,17.37805],[-93.61109,17.37549],[-93.60633,17.37336],[-93.60354,17.37193],[-93.60263,17.37146],[-93.59792,17.36791],[-93.59341,17.36446],[-93.59069,17.36241],[-93.58603,17.35886],[-93.58283,17.35642],[-93.57686,17.3519],[-93.57323,17.34914],[-93.56693,17.34436],[-93.56499,17.34021],[-93.56519,17.33449],[-93.56534,17.33076],[-93.56552,17.3271],[-93.56594,17.31739],[-93.56607,17.31427],[-93.56628,17.30956],[-93.56645,17.30553],[-93.56663,17.30106],[-93.56675,17.2977],[-93.56707,17.28999],[-93.56746,17.28165],[-93.56767,17.2765],[-93.56782,17.2728],[-93.56879,17.2638],[-93.56929,17.25856],[-93.56972,17.25432],[-93.57019,17.2508],[-93.57258,17.24667],[-93.57483,17.24295],[-93.57779,17.23784],[-93.58109,17.23219],[-93.58315,17.22873],[-93.58487,17.22381],[-93.58515,17.21956],[-93.58551,17.21388],[-93.5882,17.20758],[-93.58847,17.20563],[-93.58889,17.20147],[-93.5895,17.19605],[-93.59046,17.19233],[-93.59094,17.19004],[-93.59217,17.1853],[-93.59311,17.18142],[-93.59269,17.17991]]}}
Línea 400.0 kV | LineString | 400.0 kV | 1 |  |  | CFE |  |  |  |  | OpenStreetMap | {"type":"Feature","properties":{},"geometry":{"type":"LineString","coordinates":[[-94.39757,18.03104],[-94.39651,18.03102],[-94.39318,18.03072],[-94.3876,18.03023],[-94.3814,18.02962],[-94.37616,18.02917],[-94.36929,18.0271],[-94.3658,18.02604],[-94.36066,18.02454],[-94.35412,18.02252],[-94.34696,18.02028],[-94.34256,18.01901],[-94.33737,18.0147],[-94.33443,18.0123],[-94.33105,18.00945],[-94.32801,18.00709],[-94.32724,18.00652],[-94.32634,18.00662],[-94.32563,18.00722]]}}
Línea 400.0 kV | LineString | 400.0 kV | 2 |  |  | CFE |  |  |  |  | OpenStreetMap | {"type":"Feature","properties":{},"geometry":{"type":"LineString","coordinates":[[-88.91532,20.4836],[-88.91134,20.4837],[-88.90743,20.4838],[-88.90285,20.48392],[-88.89902,20.48402],[-88.89428,20.48414],[-88.89003,20.48424],[-88.88671,20.4866],[-88.88345,20.48891],[-88.88013,20.49128],[-88.87658,20.49379],[-88.87344,20.49605],[-88.86984,20.49866],[-88.86609,20.50133],[-88.86298,20.50355],[-88.8594,20.50611],[-88.85615,20.50845],[-88.85297,20.5107],[-88.84957,20.51312],[-88.84619,20.51554],[-88.84284,20.51792],[-88.8395,20.5203],[-88.8362,20.52265],[-88.83287,20.52503],[-88.82999,20.52709],[-88.82647,20.5296],[-88.82318,20.53195],[-88.8199,20.53429],[-88.81664,20.53659],[-88.81252,20.5363],[-88.80842,20.53604],[-88.80437,20.53575],[-88.80014,20.53546],[-88.79603,20.53518],[-88.79184,20.53489],[-88.78764,20.5346],[-88.78345,20.53432],[-88.77919,20.53402],[-88.77499,20.53373],[-88.77079,20.53347],[-88.76731,20.53243],[-88.76343,20.53129],[-88.75945,20.53019],[-88.75526,20.52891],[-88.7517,20.52786],[-88.74797,20.52676],[-88.74553,20.5243],[-88.74324,20.52195],[-88.74066,20.5193],[-88.73652,20.51991],[-88.73251,20.5205],[-88.72849,20.5211],[-88.72457,20.51996],[-88.72086,20.51885],[-88.71664,20.51765],[-88.71263,20.51648],[-88.70842,20.5153],[-88.70463,20.51414],[-88.70084,20.51305],[-88.69715,20.51197],[-88.69347,20.51089],[-88.68926,20.51078],[-88.68553,20.51068],[-88.68128,20.51055],[-88.67725,20.51045],[-88.67277,20.51033],[-88.66922,20.51178],[-88.6651,20.51347],[-88.66122,20.51504],[-88.65731,20.51332],[-88.65286,20.51136],[-88.64898,20.50968],[-88.64467,20.50956],[-88.64068,20.50943],[-88.63694,20.50923],[-88.63257,20.50923],[-88.62805,20.50913],[-88.62414,20.509],[-88.61999,20.5089],[-88.61608,20.50877],[-88.61185,20.50864],[-88.60755,20.50855],[-88.60314,20.50841],[-88.59864,20.50828],[-88.59428,20.50815],[-88.59033,20.50806],[-88.586,20.50796],[-88.58193,20.50782],[-88.57853,20.50769],[-88.57533,20.50975],[-88.57173,20.51202],[-88.56768,20.51459],[-88.56402,20.51696],[-88.56058,20.51916],[-88.55704,20.52142],[-88.55349,20.52369],[-88.54988,20.52599],[-88.54652,20.52815],[-88.54301,20.5304],[-88.53962,20.53257],[-88.53591,20.53493],[-88.53238,20.53719],[-88.52906,20.53931],[-88.52553,20.54157],[-88.52203,20.5438],[-88.51861,20.54598],[-88.51524,20.54814],[-88.51176,20.55037],[-88.50841,20.55251],[-88.50485,20.55478],[-88.50134,20.55704],[-88.4978,20.55929],[-88.49428,20.56155],[-88.4908,20.56376],[-88.48724,20.56603],[-88.48381,20.56823],[-88.48082,20.57014],[-88.47685,20.57266],[-88.47297,20.57515],[-88.47007,20.577],[-88.46675,20.57911],[-88.46295,20.58156],[-88.45975,20.58357]]}}
Línea 400.0 kV | LineString | 400.0 kV | 2 |  |  | CFE |  |  |  |  | OpenStreetMap | {"type":"Feature","properties":{},"geometry":{"type":"LineString","coordinates":[[-104.10998,21.19809],[-104.11027,21.19788],[-104.11354,21.19641],[-104.12215,21.18769],[-104.11965,21.18161],[-104.1182,21.17814],[-104.11715,21.17563],[-104.11471,21.16986],[-104.11356,21.16701],[-104.11267,21.16477],[-104.11094,21.16067],[-104.10934,21.15927],[-104.10657,21.15682],[-104.10354,21.15416],[-104.10116,21.15209],[-104.09803,21.14928],[-104.09546,21.14702],[-104.09256,21.1444],[-104.08693,21.13946],[-104.08446,21.13726],[-104.08139,21.13458],[-104.08006,21.13352],[-104.07794,21.13199],[-104.07684,21.13139],[-104.07476,21.12985],[-104.07162,21.1277],[-104.07174,21.12577],[-104.07188,21.12141],[-104.07205,21.11812],[-104.07224,21.11292],[-104.07245,21.10824],[-104.07273,21.10342],[-104.07272,21.10083],[-104.06969,21.09387],[-104.06833,21.0907],[-104.06719,21.08808],[-104.06633,21.08607],[-104.06413,21.08097],[-104.06019,21.07904],[-104.05703,21.07755],[-104.05232,21.07524],[-104.04959,21.07387],[-104.04577,21.07204],[-104.04273,21.07054],[-104.03944,21.06895],[-104.03582,21.06718],[-104.0302,21.06441],[-104.02651,21.06258],[-104.01905,21.05901],[-104.01622,21.0576],[-104.00969,21.05437],[-104.00443,21.05184],[-103.99904,21.04929],[-103.99255,21.04596],[-103.98923,21.04435],[-103.98534,21.04245],[-103.98259,21.04116],[-103.98052,21.04009],[-103.97842,21.03997],[-103.9778,21.03875],[-103.97612,21.03794],[-103.97239,21.03611],[-103.96863,21.03431],[-103.96605,21.03301],[-103.9604,21.03277],[-103.957,21.03258],[-103.95298,21.03244],[-103.94873,21.03221],[-103.94131,21.03189],[-103.93913,21.03177],[-103.93448,21.03153],[-103.93063,21.03141],[-103.92684,21.03122],[-103.9237,21.03108],[-103.91964,21.03091],[-103.91547,21.03069],[-103.91006,21.03047],[-103.90511,21.03021],[-103.90207,21.03008],[-103.89747,21.02988],[-103.89546,21.02979],[-103.89309,21.03017],[-103.88824,21.03085],[-103.88406,21.03152],[-103.88086,21.03196],[-103.87557,21.03278],[-103.86935,21.03371],[-103.86787,21.03337],[-103.85736,21.03119],[-103.85362,21.03036],[-103.84952,21.0295],[-103.84566,21.02873],[-103.84075,21.0277],[-103.83608,21.02673],[-103.83412,21.02631],[-103.83075,21.02562],[-103.82479,21.02428],[-103.81914,21.02314],[-103.81668,21.02267],[-103.81301,21.02185],[-103.8105,21.02132],[-103.80695,21.02057],[-103.80411,21.01997],[-103.80194,21.01954],[-103.7999,21.01909],[-103.79417,21.01697],[-103.79183,21.0161],[-103.78745,21.01647],[-103.78323,21.01558],[-103.77969,21.01486],[-103.77502,21.01385],[-103.77062,21.01294],[-103.76599,21.01196],[-103.75875,21.01058],[-103.75323,21.00932],[-103.74959,21.00858],[-103.74477,21.00751],[-103.73953,21.00645],[-103.73643,21.00576],[-103.73171,21.00476],[-103.72815,21.00398],[-103.72383,21.00305],[-103.72005,21.00224],[-103.71583,21.00135],[-103.71165,21.00043],[-103.70829,20.99969],[-103.70393,20.99871],[-103.70079,20.99804],[-103.6931,20.99629],[-103.69082,20.99574],[-103.68715,20.99523],[-103.68131,20.99387],[-103.6778,20.99314],[-103.66734,20.99075],[-103.66331,20.98991],[-103.65911,20.98903],[-103.65521,20.98817],[-103.65207,20.98746],[-103.65003,20.98765],[-103.64655,20.98785],[-103.64375,20.988],[-103.63732,20.98839],[-103.63443,20.98853],[-103.63107,20.98878],[-103.62559,20.98897],[-103.61934,20.98948],[-103.61514,20.98971],[-103.61316,20.98973],[-103.60925,20.99007],[-103.60742,20.98821],[-103.60282,20.98361],[-103.60068,20.98146],[-103.5971,20.97791],[-103.59384,20.97488],[-103.59024,20.97129],[-103.58636,20.96712],[-103.58311,20.96387],[-103.57655,20.95728],[-103.5705,20.95122],[-103.56838,20.94912],[-103.56581,20.94649],[-103.56148,20.9464],[-103.55735,20.94618],[-103.55279,20.94614],[-103.54888,20.94594],[-103.54448,20.94531],[-103.54029,20.94567],[-103.53596,20.94558],[-103.53397,20.94543],[-103.52372,20.94517],[-103.52051,20.94503],[-103.51648,20.94489],[-103.51356,20.94484],[-103.51087,20.94476],[-103.50831,20.94468],[-103.50478,20.94452],[-103.50043,20.9445],[-103.49514,20.94431],[-103.49272,20.94421],[-103.4873,20.94409],[-103.48374,20.94389],[-103.47993,20.94381],[-103.47687,20.94375],[-103.47256,20.94358],[-103.46886,20.94351],[-103.46516,20.94334],[-103.46265,20.94329],[-103.4567,20.94309],[-103.45245,20.94295],[-103.44858,20.94279],[-103.44129,20.94258],[-103.43803,20.9425],[-103.43342,20.9423],[-103.42871,20.94224],[-103.42601,20.94094],[-103.41967,20.93798],[-103.41638,20.93642],[-103.41345,20.935],[-103.40681,20.93189],[-103.40498,20.93101],[-103.40361,20.92867],[-103.40201,20.92586],[-103.40034,20.92326],[-103.39816,20.91954],[-103.39627,20.91634],[-103.39463,20.9137],[-103.39367,20.912],[-103.39155,20.90843],[-103.38913,20.90441],[-103.38661,20.8976],[-103.3849,20.89299],[-103.38374,20.88983],[-103.38121,20.88299],[-103.37672,20.88118],[-103.37025,20.87868],[-103.36631,20.87717],[-103.36112,20.87515],[-103.35554,20.873],[-103.35201,20.87163],[-103.35045,20.87102],[-103.34746,20.86986],[-103.34185,20.8677],[-103.33886,20.86654],[-103.33532,20.86457],[-103.32812,20.86045],[-103.32444,20.8583],[-103.32188,20.85683],[-103.31619,20.85356],[-103.31359,20.85206],[-103.30714,20.84837],[-103.30346,20.84625],[-103.30063,20.84465],[-103.29686,20.84246],[-103.2936,20.84058],[-103.28921,20.83806],[-103.28605,20.83751],[-103.28314,20.83702],[-103.27731,20.83605],[-103.27202,20.83518],[-103.26754,20.83441],[-103.26375,20.83377],[-103.25922,20.83301],[-103.25622,20.83251],[-103.25328,20.83213],[-103.25262,20.83204]]}}
Línea 400.0 kV | LineString | 400.0 kV |  |  |  | CFE |  |  |  |  | OpenStreetMap | {"type":"Feature","properties":{},"geometry":{"type":"LineString","coordinates":[[-103.16424,20.68817],[-103.16385,20.68781],[-103.16216,20.68725],[-103.16027,20.688],[-103.1583,20.68877],[-103.15763,20.69178],[-103.15949,20.69482],[-103.16145,20.69804],[-103.16308,20.70074],[-103.16489,20.70374],[-103.16657,20.70648],[-103.16799,20.70883],[-103.16809,20.70979],[-103.16859,20.71436],[-103.16898,20.71801],[-103.16929,20.72087],[-103.1696,20.72367],[-103.17011,20.7285],[-103.17048,20.73208],[-103.17755,20.7418],[-103.1808,20.7431],[-103.18433,20.7446],[-103.18761,20.74596],[-103.19118,20.74744],[-103.19396,20.74863],[-103.19785,20.75024],[-103.20172,20.75186],[-103.20363,20.75269],[-103.20729,20.75419],[-103.2084,20.75696],[-103.20984,20.76068],[-103.2111,20.76389],[-103.21234,20.76707],[-103.21369,20.7704],[-103.21496,20.77367],[-103.21616,20.77676],[-103.21734,20.77976],[-103.21858,20.78287],[-103.21979,20.78599],[-103.22097,20.78898],[-103.22208,20.79178],[-103.22351,20.79547],[-103.22503,20.79926],[-103.22629,20.80253],[-103.22767,20.80605],[-103.22884,20.80907],[-103.23024,20.81261],[-103.23177,20.81646],[-103.23292,20.81941],[-103.23581,20.82087],[-103.23924,20.82264],[-103.24345,20.82479],[-103.24737,20.82676],[-103.25054,20.82838],[-103.25487,20.82857],[-103.26067,20.82882]]}}
Línea 400.0 kV | LineString | 400.0 kV |  |  |  | CFE |  |  |  |  | OpenStreetMap | {"type":"Feature","properties":{},"geometry":{"type":"LineString","coordinates":[[-103.26067,20.82882],[-103.25626,20.83036],[-103.25342,20.8314],[-103.25274,20.83143]]}}
Línea 400.0 kV | LineString | 400.0 kV | 2 |  |  | CFE |  |  |  |  | OpenStreetMap | {"type":"Feature","properties":{},"geometry":{"type":"LineString","coordinates":[[-96.41123,19.72182],[-96.41242,19.72174],[-96.41494,19.72268],[-96.41752,19.72363],[-96.4221,19.7218],[-96.42528,19.72055],[-96.42844,19.71928],[-96.43193,19.71789],[-96.43255,19.7167]]}}
Línea 400.0 kV | LineString | 400.0 kV | 1 |  |  | Comisión Federal de Electricidad |  |  |  |  | OpenStreetMap | {"type":"Feature","properties":{},"geometry":{"type":"LineString","coordinates":[[-96.30231,19.10543],[-96.30132,19.10563]]}}
Línea 400.0 kV | LineString | 400.0 kV | 1 |  |  | Comisión Federal de Electricidad |  |  |  |  | OpenStreetMap | {"type":"Feature","properties":{},"geometry":{"type":"LineString","coordinates":[[-96.3014,19.10512],[-96.30231,19.10543]]}}
Línea 400.0 kV | LineString | 400.0 kV | 2 |  |  | CFE |  |  |  |  | OpenStreetMap | {"type":"Feature","properties":{},"geometry":{"type":"LineString","coordinates":[[-96.33021,19.11036],[-96.33112,19.11397],[-96.33176,19.11652],[-96.33331,19.11752],[-96.33677,19.11976],[-96.34009,19.1219],[-96.3438,19.1243],[-96.34643,19.12601],[-96.34955,19.12804],[-96.35304,19.13031],[-96.35642,19.13249],[-96.35864,19.13393],[-96.36114,19.13554],[-96.36465,19.13785],[-96.36774,19.13985],[-96.37169,19.14241],[-96.37452,19.14423],[-96.37811,19.14656],[-96.38152,19.14876],[-96.38506,19.15106],[-96.38847,19.15327],[-96.39119,19.15499],[-96.39433,19.15592],[-96.39826,19.15709],[-96.40217,19.15821],[-96.40618,19.15932],[-96.40685,19.16177],[-96.40735,19.16367],[-96.40541,19.16746],[-96.40423,19.16981],[-96.40662,19.17554],[-96.4082,19.17925],[-96.41007,19.18366],[-96.41176,19.18764],[-96.41298,19.19052],[-96.41504,19.19533],[-96.41724,19.2005],[-96.41934,19.20544],[-96.42082,19.20893],[-96.42244,19.21272],[-96.42365,19.21558],[-96.42525,19.21935],[-96.42602,19.221],[-96.42817,19.22618],[-96.43033,19.23125],[-96.43112,19.23313],[-96.43307,19.23771],[-96.43445,19.24095],[-96.43611,19.24486],[-96.43722,19.24747],[-96.43895,19.25154],[-96.44086,19.256],[-96.442,19.25866],[-96.44362,19.26246],[-96.44459,19.26474],[-96.44589,19.26778],[-96.4478,19.27225],[-96.44923,19.27562],[-96.45231,19.27896],[-96.45656,19.28359],[-96.4581,19.28522],[-96.45789,19.28871],[-96.45764,19.29314],[-96.45749,19.29581],[-96.45812,19.29752],[-96.45967,19.30169],[-96.46041,19.30372],[-96.46191,19.30774],[-96.46344,19.31188],[-96.46549,19.31747],[-96.4674,19.32264],[-96.46883,19.32655],[-96.47104,19.33249],[-96.47252,19.3365],[-96.47387,19.34014],[-96.47484,19.34261],[-96.47541,19.34418],[-96.47671,19.34788],[-96.47745,19.35047],[-96.4785,19.35414],[-96.47959,19.35797],[-96.48046,19.361],[-96.48175,19.3655],[-96.48299,19.36985],[-96.48396,19.37331],[-96.48554,19.37878],[-96.48667,19.38279],[-96.48771,19.38641],[-96.4888,19.39022],[-96.48986,19.39397],[-96.49074,19.39694],[-96.4914,19.39927],[-96.49202,19.40144],[-96.49288,19.40443],[-96.49406,19.40857],[-96.49488,19.41143],[-96.49584,19.4148],[-96.4968,19.41813],[-96.49792,19.42206],[-96.49883,19.42524],[-96.49982,19.42876],[-96.50078,19.43212],[-96.50174,19.43551],[-96.50262,19.43857],[-96.50368,19.44229],[-96.50486,19.44639],[-96.50593,19.45013],[-96.50702,19.45396],[-96.50776,19.45658],[-96.50858,19.45942],[-96.50969,19.46334],[-96.51076,19.46705],[-96.51194,19.47116],[-96.51308,19.47517],[-96.51403,19.47845],[-96.51497,19.48172],[-96.51653,19.48727],[-96.51815,19.49292],[-96.51939,19.4973],[-96.52101,19.50293],[-96.52231,19.50749],[-96.52324,19.51077],[-96.52222,19.51365],[-96.52112,19.51679],[-96.52003,19.51986],[-96.51861,19.5239],[-96.51763,19.52665],[-96.51653,19.52979],[-96.51496,19.53423],[-96.51383,19.53743],[-96.51252,19.54116],[-96.51151,19.54403],[-96.51038,19.54723],[-96.50926,19.55039],[-96.50854,19.55241],[-96.50858,19.55367],[-96.50863,19.55733],[-96.5087,19.5611],[-96.50878,19.56539],[-96.50883,19.56832],[-96.50889,19.57208],[-96.50895,19.57507],[-96.50903,19.57967],[-96.50908,19.58236],[-96.50914,19.58615],[-96.5054,19.58895],[-96.50079,19.59239],[-96.49884,19.59385],[-96.49712,19.59513],[-96.49598,19.59776],[-96.49454,19.60136],[-96.4931,19.60482],[-96.49142,19.60891],[-96.48999,19.61234],[-96.48875,19.61523],[-96.48717,19.61906],[-96.48441,19.62377],[-96.48306,19.62605],[-96.48033,19.63074],[-96.47619,19.63776],[-96.47246,19.64412],[-96.47045,19.64755],[-96.46841,19.651],[-96.46523,19.65639],[-96.46291,19.66039],[-96.46036,19.66474],[-96.45876,19.66742],[-96.45724,19.67353],[-96.45615,19.67787],[-96.45512,19.68201],[-96.45429,19.68532],[-96.45324,19.6895],[-96.45235,19.69309],[-96.45176,19.69543],[-96.44894,19.69817],[-96.44548,19.70153],[-96.44298,19.70397],[-96.44011,19.70678],[-96.43701,19.70979],[-96.43337,19.71352],[-96.43063,19.7163],[-96.42737,19.71828],[-96.42361,19.71982],[-96.41952,19.72145],[-96.41722,19.72239],[-96.41585,19.72198],[-96.41316,19.72126],[-96.41138,19.72138]]}}
Línea 400.0 kV | LineString | 400.0 kV |  |  |  | CFE |  |  |  |  | OpenStreetMap | {"type":"Feature","properties":{},"geometry":{"type":"LineString","coordinates":[[-96.41015,19.72154],[-96.4094,19.72113],[-96.40856,19.72054]]}}
Línea 400.0 kV | LineString | 400.0 kV |  |  |  | CFE |  |  |  |  | OpenStreetMap | {"type":"Feature","properties":{},"geometry":{"type":"LineString","coordinates":[[-96.41022,19.72133],[-96.40951,19.72082],[-96.40863,19.72034]]}}
Línea 400.0 kV | LineString | 400.0 kV |  |  |  | CFE |  |  |  |  | OpenStreetMap | {"type":"Feature","properties":{},"geometry":{"type":"LineString","coordinates":[[-96.41028,19.72111],[-96.40951,19.72082],[-96.4087,19.72014]]}}
Línea 400.0 kV | LineString | 400.0 kV | 1 |  |  | CFE |  |  |  |  | OpenStreetMap | {"type":"Feature","properties":{},"geometry":{"type":"LineString","coordinates":[[-96.43255,19.7167],[-96.43369,19.71509],[-96.4369,19.71245],[-96.44061,19.70946],[-96.44458,19.70624],[-96.44598,19.70519],[-96.45034,19.70162],[-96.45355,19.69897],[-96.45635,19.69679],[-96.45909,19.69468],[-96.46312,19.69146],[-96.46586,19.69027],[-96.47006,19.6886],[-96.47412,19.68695],[-96.47858,19.68511],[-96.48223,19.68364],[-96.48563,19.68217],[-96.48977,19.68077],[-96.49123,19.67977],[-96.49572,19.67689],[-96.49885,19.67484],[-96.50865,19.6749],[-96.51306,19.675],[-96.51469,19.67507],[-96.52069,19.67479],[-96.52691,19.67473],[-96.5314,19.67471],[-96.53822,19.67358],[-96.54317,19.67265],[-96.54717,19.67206],[-96.55005,19.67154],[-96.55682,19.67034],[-96.56168,19.66953],[-96.56795,19.66841],[-96.57195,19.6677],[-96.57615,19.66701],[-96.58101,19.66617],[-96.58868,19.6648],[-96.59415,19.66385],[-96.59687,19.66341],[-96.60493,19.66196],[-96.61067,19.66095],[-96.61351,19.66048],[-96.61749,19.65972],[-96.62983,19.6577],[-96.6353,19.65663],[-96.63998,19.65584],[-96.65291,19.65354],[-96.65692,19.6529],[-96.65984,19.65237],[-96.6629,19.65185],[-96.66659,19.65119],[-96.6721,19.65026],[-96.67664,19.64943],[-96.68023,19.64882],[-96.68681,19.6476],[-96.69183,19.64677],[-96.69315,19.64644],[-96.69692,19.64556],[-96.70395,19.64379],[-96.70926,19.64254],[-96.71313,19.64165],[-96.71785,19.64054],[-96.72161,19.63962],[-96.72607,19.63863],[-96.73344,19.63663],[-96.7382,19.63577],[-96.7417,19.6349],[-96.74632,19.63371],[-96.75245,19.63218],[-96.76059,19.63033],[-96.76469,19.62931],[-96.76864,19.62976],[-96.77686,19.63058],[-96.78255,19.631],[-96.78585,19.63138],[-96.79015,19.63174],[-96.79384,19.6322],[-96.79706,19.63242],[-96.80024,19.63275],[-96.80601,19.63327],[-96.80823,19.63343],[-96.81328,19.63392],[-96.81837,19.63446],[-96.82109,19.63469],[-96.82516,19.63501],[-96.82878,19.63537],[-96.83249,19.63571],[-96.83596,19.63606],[-96.83966,19.63637],[-96.84342,19.6367],[-96.84701,19.63698],[-96.85105,19.63737],[-96.85934,19.63793],[-96.86166,19.63812],[-96.87037,19.63905],[-96.87349,19.63914],[-96.87669,19.63932],[-96.87923,19.63934],[-96.88429,19.63911],[-96.88848,19.63887],[-96.89446,19.63839],[-96.89893,19.63802],[-96.90421,19.63769],[-96.90974,19.63729],[-96.91326,19.63705],[-96.91595,19.63687],[-96.92151,19.63641],[-96.92848,19.63608],[-96.93161,19.63583],[-96.93494,19.63558],[-96.93873,19.63525],[-96.94653,19.63463],[-96.95051,19.63434],[-96.95359,19.63415],[-96.9565,19.63442],[-96.96342,19.63484],[-96.96498,19.63493],[-96.97072,19.63531],[-96.97699,19.63399],[-96.98124,19.63399],[-96.98487,19.634],[-96.98967,19.63398],[-96.99304,19.63396],[-96.99707,19.63393],[-97.001,19.63353],[-97.00479,19.63319],[-97.00944,19.63265],[-97.01445,19.63231],[-97.0188,19.63178],[-97.02167,19.63157],[-97.0245,19.63124],[-97.0301,19.63076],[-97.03379,19.63034],[-97.03912,19.62977],[-97.04563,19.62914],[-97.05007,19.62869],[-97.05653,19.62806],[-97.06006,19.62777],[-97.06521,19.6273],[-97.07046,19.62674],[-97.07512,19.62628],[-97.07854,19.62597],[-97.08349,19.62548],[-97.08759,19.62512],[-97.09043,19.62606],[-97.09537,19.62775],[-97.09908,19.62888],[-97.1022,19.62995],[-97.10604,19.63122],[-97.11097,19.63286],[-97.11403,19.63385],[-97.1169,19.63354],[-97.12044,19.6332],[-97.12443,19.6327],[-97.12873,19.63228],[-97.13237,19.63165],[-97.13887,19.63116],[-97.14344,19.63062],[-97.14658,19.63031],[-97.15091,19.62983],[-97.15591,19.62935],[-97.15929,19.62903],[-97.16332,19.62853],[-97.16715,19.62808],[-97.16989,19.62782],[-97.17312,19.62739],[-97.17718,19.62695],[-97.18083,19.62668],[-97.18417,19.6263],[-97.18666,19.62601],[-97.18993,19.62563],[-97.19264,19.62405],[-97.19578,19.62223],[-97.19872,19.62051],[-97.20191,19.61857],[-97.20502,19.61676],[-97.20822,19.61484],[-97.21117,19.6132],[-97.2144,19.61119],[-97.21794,19.60915],[-97.22099,19.60734],[-97.22387,19.60571],[-97.22731,19.6036],[-97.23077,19.60163],[-97.23386,19.59979],[-97.237,19.59799],[-97.23968,19.59638],[-97.24302,19.59436],[-97.24606,19.59259],[-97.24918,19.59076],[-97.25228,19.58904],[-97.25562,19.58697],[-97.25907,19.58492],[-97.26208,19.5833],[-97.26518,19.58153],[-97.2682,19.57969],[-97.27137,19.57783],[-97.27345,19.57655],[-97.27569,19.57517],[-97.27724,19.57254],[-97.279,19.56951],[-97.28053,19.56654],[-97.28233,19.56361],[-97.28385,19.56085],[-97.28543,19.5578],[-97.28714,19.55479],[-97.28873,19.5519],[-97.29036,19.54887],[-97.29214,19.54584],[-97.29378,19.54297],[-97.29538,19.54003],[-97.29704,19.53707],[-97.29873,19.53395],[-97.30088,19.53024],[-97.30288,19.52652],[-97.30505,19.52264],[-97.30832,19.52024],[-97.31194,19.51757],[-97.31628,19.51434],[-97.31984,19.51179],[-97.32246,19.50981],[-97.32569,19.50745],[-97.32881,19.50512],[-97.33172,19.50302],[-97.33447,19.50097],[-97.33701,19.49913],[-97.33948,19.49723],[-97.34213,19.4953],[-97.34474,19.49331],[-97.34763,19.49121],[-97.3508,19.48885],[-97.35367,19.48677],[-97.35664,19.48459],[-97.3597,19.48229],[-97.36314,19.47973],[-97.36773,19.47595],[-97.37051,19.4737],[-97.37335,19.47153],[-97.37606,19.46904],[-97.37904,19.46676],[-97.38224,19.46412],[-97.38541,19.46155],[-97.38812,19.45939],[-97.39091,19.45702],[-97.39359,19.4549],[-97.39645,19.45247],[-97.39848,19.45089],[-97.40118,19.44856],[-97.40385,19.44646],[-97.40627,19.44438],[-97.40851,19.44252],[-97.41025,19.44008],[-97.41222,19.43749],[-97.41404,19.43457],[-97.416,19.43183],[-97.41786,19.42918],[-97.41977,19.42647],[-97.42151,19.42394],[-97.42335,19.42134],[-97.42493,19.41912],[-97.42687,19.4163],[-97.42879,19.41358],[-97.43083,19.41067],[-97.43276,19.40797],[-97.43474,19.40502],[-97.43682,19.40209],[-97.43876,19.39917],[-97.44069,19.3965],[-97.44278,19.39358],[-97.4447,19.39076],[-97.44661,19.38791],[-97.44867,19.38508],[-97.45067,19.38221],[-97.45246,19.3796],[-97.45445,19.37677],[-97.45615,19.37435],[-97.45814,19.37143],[-97.45999,19.3687],[-97.46187,19.36603],[-97.4637,19.36334],[-97.46537,19.36092],[-97.4674,19.35835],[-97.46978,19.35478],[-97.47185,19.35178],[-97.47464,19.34807],[-97.47826,19.34432],[-97.48008,19.34251],[-97.48435,19.3384],[-97.48667,19.33615],[-97.48871,19.33406],[-97.49151,19.33136],[-97.4942,19.32878],[-97.49737,19.32574],[-97.49996,19.32321],[-97.50275,19.32047],[-97.50527,19.318],[-97.50854,19.31491],[-97.51076,19.31258],[-97.51345,19.31014],[-97.51632,19.30732],[-97.51843,19.30521],[-97.52084,19.30279],[-97.52278,19.30111],[-97.5253,19.29847],[-97.5278,19.29599],[-97.53064,19.29336],[-97.53211,19.29185],[-97.5348,19.28927],[-97.53689,19.2872],[-97.53941,19.28405],[-97.54122,19.2816],[-97.54333,19.27888],[-97.54603,19.27556],[-97.54816,19.2727],[-97.55095,19.26935],[-97.55308,19.26683],[-97.55518,19.26426],[-97.55711,19.26166],[-97.55918,19.25897],[-97.56124,19.25637],[-97.56342,19.25368],[-97.5656,19.25087],[-97.56773,19.2481],[-97.56985,19.24527],[-97.57192,19.24273],[-97.57398,19.24008],[-97.57614,19.2374],[-97.57833,19.23445],[-97.58037,19.23184],[-97.58272,19.22913],[-97.58477,19.22652],[-97.58646,19.22447],[-97.58908,19.2211],[-97.59131,19.21806],[-97.59341,19.21539],[-97.59558,19.21251],[-97.59783,19.20976],[-97.5998,19.20701],[-97.60228,19.20401],[-97.60455,19.20118],[-97.60669,19.1984],[-97.60871,19.19589],[-97.61075,19.19323],[-97.61308,19.19045],[-97.61552,19.1875],[-97.61746,19.1849],[-97.61958,19.18197],[-97.62182,19.1792],[-97.62407,19.17646],[-97.62623,19.17368],[-97.62854,19.17068],[-97.63033,19.1684],[-97.6325,19.16556],[-97.63478,19.16267],[-97.637,19.15981],[-97.63947,19.15668],[-97.64159,19.1541],[-97.64382,19.15126],[-97.64582,19.14866],[-97.6478,19.14613],[-97.64993,19.14343],[-97.65146,19.14076],[-97.65315,19.1377],[-97.65428,19.13579],[-97.6556,19.13326],[-97.65724,19.13032],[-97.65887,19.12738],[-97.66067,19.12421],[-97.66222,19.1214],[-97.66412,19.11798],[-97.66556,19.11534],[-97.667,19.11279],[-97.66841,19.11019],[-97.66976,19.10777],[-97.67124,19.10506],[-97.67262,19.10249],[-97.67414,19.09963],[-97.676,19.09737],[-97.67817,19.09463],[-97.6801,19.09206],[-97.68161,19.09009],[-97.684,19.08713],[-97.68574,19.085],[-97.68716,19.08304],[-97.68891,19.08084],[-97.69142,19.07762],[-97.69373,19.07475],[-97.69599,19.0719],[-97.69766,19.06974],[-97.69948,19.06746],[-97.70167,19.06467],[-97.70408,19.06143],[-97.70676,19.05816],[-97.70957,19.05459],[-97.71215,19.05111],[-97.7149,19.04781],[-97.71716,19.04488],[-97.71937,19.04219],[-97.72183,19.03901],[-97.72434,19.03567],[-97.7269,19.03248],[-97.72906,19.02979],[-97.73159,19.0265],[-97.73374,19.02368],[-97.73605,19.0209],[-97.73896,19.01756],[-97.74143,19.01426],[-97.74408,19.01088],[-97.74667,19.00763],[-97.74918,19.00442],[-97.75177,19.00108],[-97.7542,18.99795],[-97.75644,18.995],[-97.7586,18.99227],[-97.76084,18.98945],[-97.76283,18.98701],[-97.76519,18.98399],[-97.76746,18.98094],[-97.76993,18.97865],[-97.77246,18.97648],[-97.77405,18.97501],[-97.77624,18.97306],[-97.77975,18.97351],[-97.78648,18.97426],[-97.78965,18.97471],[-97.79289,18.97509],[-97.79611,18.97553],[-97.79926,18.9759],[-97.80531,18.97796],[-97.80876,18.97914],[-97.81189,18.98019],[-97.81565,18.98148],[-97.8194,18.98276],[-97.82295,18.98394],[-97.82973,18.98621],[-97.83333,18.9875],[-97.83694,18.98874],[-97.84056,18.98991],[-97.84393,18.99109],[-97.84757,18.99236],[-97.85101,18.99346],[-97.85465,18.9947],[-97.85795,18.9959],[-97.86153,18.99707],[-97.86501,18.99827],[-97.86877,18.9995],[-97.87318,19.00094],[-97.87556,19.00177],[-97.87827,19.0027],[-97.88143,19.00375],[-97.885,19.00491],[-97.88827,19.0068],[-97.89148,19.0086],[-97.89471,19.01065],[-97.89786,19.01233],[-97.90076,19.01402],[-97.9027,19.01529],[-97.90539,19.01684],[-97.90805,19.01839],[-97.91141,19.02024],[-97.91436,19.02203],[-97.91758,19.0238],[-97.92077,19.02568],[-97.927,19.02928],[-97.93026,19.03117],[-97.93344,19.03307],[-97.93561,19.03434],[-97.93834,19.03591],[-97.94092,19.03851],[-97.94365,19.04121],[-97.94653,19.04406],[-97.94883,19.04637],[-97.95114,19.04867],[-97.95366,19.05114],[-97.95626,19.05373],[-97.95871,19.05629],[-97.96146,19.05885],[-97.96356,19.0611],[-97.96564,19.06312],[-97.96866,19.06617],[-97.97133,19.06886],[-97.97388,19.07146],[-97.97647,19.07399],[-97.97875,19.07633],[-97.98066,19.07812],[-97.98441,19.07916],[-97.98853,19.08016],[-97.99241,19.08125],[-97.99602,19.08217],[-97.9996,19.08315],[-98.0034,19.08408],[-98.00703,19.08499],[-98.01088,19.08604],[-98.01446,19.087],[-98.01805,19.08788],[-98.02136,19.08876],[-98.02518,19.08977],[-98.02899,19.0908],[-98.03282,19.09176],[-98.03621,19.09259],[-98.03924,19.09339],[-98.0427,19.09433],[-98.0464,19.0953],[-98.05011,19.09631],[-98.05369,19.09723],[-98.05738,19.09824],[-98.06054,19.09907],[-98.06441,19.10013],[-98.06815,19.10101],[-98.07177,19.10199],[-98.07507,19.10286],[-98.07882,19.10386],[-98.08205,19.10473],[-98.08546,19.10553],[-98.08803,19.10622],[-98.09146,19.10717],[-98.0954,19.10817],[-98.09941,19.1092],[-98.10326,19.1102],[-98.10597,19.1109],[-98.1092,19.11177],[-98.11234,19.11259],[-98.11526,19.11329],[-98.11942,19.11264],[-98.12275,19.11211],[-98.12598,19.11158],[-98.12942,19.10996],[-98.13273,19.10839],[-98.13605,19.10675],[-98.13624,19.1063],[-98.13756,19.10312],[-98.13926,19.09919],[-98.14066,19.09606],[-98.14209,19.09275],[-98.14324,19.08996],[-98.14247,19.0867],[-98.14064,19.08555],[-98.13896,19.08449],[-98.13865,19.08436]]}}
Línea 400.0 kV | LineString | 400.0 kV | 2 |  |  | CFE |  |  |  |  | OpenStreetMap | {"type":"Feature","properties":{},"geometry":{"type":"LineString","coordinates":[[-96.34481,18.21686],[-96.34084,18.21468],[-96.33777,18.21299],[-96.33484,18.21135],[-96.3314,18.20951],[-96.3271,18.20701],[-96.32363,18.20519],[-96.3206,18.20348],[-96.31752,18.20174],[-96.31444,18.20007],[-96.31117,18.19823],[-96.30821,18.1966],[-96.305,18.19486],[-96.299,18.19095],[-96.29605,18.18856],[-96.29284,18.18617],[-96.28987,18.18378],[-96.28656,18.18137],[-96.28396,18.17927],[-96.28111,18.17714],[-96.27767,18.17437],[-96.27508,18.17238],[-96.27213,18.17012],[-96.2688,18.16754],[-96.26601,18.1654],[-96.26321,18.16317],[-96.25981,18.1606],[-96.25704,18.15852],[-96.25419,18.15624],[-96.25095,18.15365],[-96.24804,18.15149],[-96.24486,18.14902],[-96.24212,18.1469],[-96.23878,18.14425],[-96.23546,18.14173],[-96.23246,18.13941],[-96.22946,18.13705],[-96.22632,18.13457],[-96.22325,18.13218],[-96.22002,18.12968],[-96.21708,18.12746],[-96.21376,18.1249],[-96.20795,18.12003],[-96.20501,18.11732],[-96.20222,18.11478],[-96.19928,18.11201],[-96.19694,18.10979],[-96.19436,18.10754],[-96.19176,18.1051],[-96.18934,18.10285],[-96.18635,18.10005],[-96.18376,18.09767],[-96.18044,18.09473],[-96.1781,18.09249],[-96.17475,18.08942],[-96.17273,18.08747],[-96.16971,18.0847],[-96.16692,18.08212],[-96.1646,18.07999],[-96.16226,18.07791],[-96.15993,18.07579],[-96.15609,18.07348],[-96.1525,18.07137],[-96.14932,18.06952],[-96.14629,18.06783],[-96.14384,18.0664],[-96.14075,18.06463],[-96.13734,18.06265],[-96.13446,18.06097],[-96.13164,18.05934],[-96.12783,18.05719],[-96.12308,18.05435],[-96.11945,18.05232],[-96.11633,18.05053],[-96.11329,18.04899],[-96.11055,18.04765],[-96.10657,18.04561],[-96.1026,18.04359],[-96.09862,18.04172],[-96.09566,18.04019],[-96.09285,18.0387],[-96.09023,18.03736],[-96.08675,18.03645],[-96.0843,18.03577],[-96.08081,18.03485],[-96.07683,18.03368],[-96.07374,18.03282],[-96.07061,18.032],[-96.0668,18.031],[-96.06293,18.02986],[-96.06009,18.02909],[-96.05614,18.02801],[-96.05242,18.02699],[-96.04863,18.02589],[-96.04483,18.02484],[-96.041,18.02378],[-96.03703,18.02268],[-96.03337,18.02172],[-96.02948,18.02062],[-96.02569,18.01959],[-96.02197,18.01859],[-96.01802,18.01748],[-96.01409,18.01637],[-96.01037,18.01527],[-96.00647,18.01431],[-96.00258,18.01318],[-95.9992,18.01229],[-95.995,18.01112],[-95.99071,18.00995],[-95.98571,18.0085],[-95.98142,18.00733],[-95.97753,18.0063],[-95.97383,18.00527],[-95.96983,18.00417],[-95.9661,18.00312],[-95.96221,18.00206],[-95.95838,18.00098],[-95.95449,17.99991],[-95.95076,17.99885],[-95.94689,17.99778],[-95.94308,17.99679],[-95.93974,17.99586],[-95.9356,17.99472],[-95.93195,17.99432],[-95.92935,17.99402],[-95.92601,17.99364],[-95.92279,17.9933],[-95.91877,17.99284],[-95.91547,17.99251],[-95.91208,17.99211],[-95.9084,17.99173],[-95.90541,17.99143],[-95.90036,17.99087],[-95.89737,17.99058],[-95.89265,17.99003],[-95.89024,17.98976],[-95.88707,17.98942],[-95.88262,17.98896],[-95.87761,17.9884],[-95.8728,17.98789],[-95.86885,17.98745]]}}
Línea 400.0 kV | LineString | 400.0 kV | 1 |  |  | CFE |  |  |  |  | OpenStreetMap | {"type":"Feature","properties":{},"geometry":{"type":"LineString","coordinates":[[-96.35372,18.21637],[-96.35401,18.21675]]}}
Línea 400.0 kV | LineString | 400.0 kV | 1 |  |  | CFE |  |  |  |  | OpenStreetMap | {"type":"Feature","properties":{},"geometry":{"type":"LineString","coordinates":[[-96.35372,18.21637],[-96.35309,18.21691],[-96.35339,18.21728]]}}
Línea 400.0 kV | LineString | 400.0 kV | 1 |  |  | Comisión Federal de Electricidad |  |  |  |  | OpenStreetMap | {"type":"Feature","properties":{},"geometry":{"type":"LineString","coordinates":[[-97.04094,18.8993],[-97.04001,18.89879],[-97.03851,18.8984],[-97.0362,18.89767],[-97.03502,18.89724],[-97.0323,18.89633],[-97.03016,18.89561],[-97.02389,18.89346],[-97.01778,18.89117],[-97.01246,18.88914],[-97.01112,18.88865],[-97.00607,18.88673],[-96.99692,18.88347],[-96.99459,18.88259],[-96.99296,18.882],[-96.99114,18.88135],[-96.98984,18.88086],[-96.98806,18.88023],[-96.98428,18.87888],[-96.98264,18.87829],[-96.98016,18.87738],[-96.97857,18.87682],[-96.97626,18.87596],[-96.97445,18.87532],[-96.97269,18.87382],[-96.9712,18.8725],[-96.96971,18.87118],[-96.96801,18.8697],[-96.96656,18.86846],[-96.96474,18.86685],[-96.96316,18.86546],[-96.96172,18.86423],[-96.96015,18.86284],[-96.95845,18.86137],[-96.95679,18.85991],[-96.9551,18.85846],[-96.95336,18.85692],[-96.95201,18.85575],[-96.95041,18.85437],[-96.94908,18.8532],[-96.94761,18.85189],[-96.94614,18.85066],[-96.94448,18.84923],[-96.94232,18.84745],[-96.94048,18.84585],[-96.93911,18.84461],[-96.9373,18.84307],[-96.93568,18.84161],[-96.93391,18.84013],[-96.93273,18.83901],[-96.9313,18.83779],[-96.92957,18.83632],[-96.928,18.83494],[-96.92657,18.83369],[-96.92478,18.83206],[-96.92355,18.83097],[-96.92193,18.8296],[-96.92043,18.82832],[-96.91862,18.82674],[-96.91739,18.82563],[-96.91578,18.82428],[-96.91451,18.82317],[-96.91284,18.82168],[-96.91155,18.82047],[-96.91013,18.81928],[-96.90858,18.818],[-96.90722,18.81674],[-96.90578,18.81548],[-96.90254,18.81265],[-96.90084,18.81114],[-96.89996,18.81031],[-96.89845,18.80906],[-96.89725,18.80802],[-96.89561,18.80664],[-96.89456,18.80569],[-96.89285,18.8042],[-96.89092,18.80255],[-96.88925,18.80104],[-96.88727,18.79937],[-96.88576,18.79796],[-96.88363,18.79616],[-96.88191,18.79477],[-96.88004,18.79321],[-96.87835,18.79178],[-96.8769,18.79058],[-96.87504,18.78895],[-96.8737,18.78775],[-96.87224,18.78642],[-96.87059,18.78502],[-96.86679,18.78188],[-96.86453,18.77995],[-96.8608,18.77681],[-96.85849,18.77476],[-96.85506,18.77383],[-96.85207,18.77306],[-96.84932,18.77228],[-96.84677,18.77159],[-96.84374,18.77078],[-96.83869,18.76935],[-96.83363,18.76796],[-96.82846,18.7665],[-96.82467,18.76541],[-96.82023,18.76416],[-96.81834,18.76364],[-96.81618,18.763],[-96.81409,18.76248],[-96.81202,18.76185],[-96.81001,18.76029],[-96.80711,18.75796],[-96.80575,18.75687],[-96.804,18.75545],[-96.80252,18.75432],[-96.80102,18.75309],[-96.79949,18.75188],[-96.79516,18.74842],[-96.79357,18.74709],[-96.79201,18.74591],[-96.78982,18.74413],[-96.78831,18.7429],[-96.78648,18.74141],[-96.78493,18.74017],[-96.78334,18.73891],[-96.78187,18.73771],[-96.78024,18.73642],[-96.77856,18.73507],[-96.77677,18.73349],[-96.77513,18.73205],[-96.77295,18.73012],[-96.77109,18.72849],[-96.7693,18.72691],[-96.76787,18.72564],[-96.76603,18.72402],[-96.76467,18.72283],[-96.76271,18.7211],[-96.76116,18.71973],[-96.75946,18.71823],[-96.75802,18.71696],[-96.75627,18.71542],[-96.755,18.7143],[-96.75321,18.71273],[-96.75149,18.7112],[-96.74957,18.70981],[-96.74788,18.70859],[-96.74592,18.70716],[-96.74419,18.70591],[-96.74231,18.70454],[-96.74061,18.70331],[-96.7389,18.70207],[-96.73676,18.70051],[-96.73484,18.69912],[-96.73317,18.69791],[-96.73119,18.69648],[-96.72947,18.69524],[-96.72755,18.69385],[-96.72613,18.69283],[-96.72447,18.69162],[-96.72272,18.69039],[-96.72091,18.68917],[-96.71933,18.68791],[-96.71719,18.68642],[-96.71555,18.68521],[-96.71382,18.68394],[-96.71215,18.68274],[-96.71046,18.68157],[-96.70839,18.68],[-96.70656,18.67871],[-96.70493,18.67754],[-96.70325,18.6763],[-96.70165,18.67518],[-96.69997,18.67396],[-96.69806,18.67257],[-96.69647,18.67142],[-96.69495,18.67032],[-96.69335,18.66916],[-96.69172,18.66798],[-96.6899,18.66666],[-96.68835,18.66553],[-96.68636,18.66409],[-96.68474,18.66291],[-96.6831,18.66172],[-96.68181,18.66079],[-96.68025,18.65966],[-96.67871,18.65854],[-96.67712,18.65739],[-96.67559,18.65628],[-96.67399,18.65511],[-96.67233,18.65391],[-96.66986,18.65212],[-96.66856,18.65117],[-96.66664,18.64983],[-96.66461,18.64831],[-96.66253,18.64681],[-96.66062,18.64542],[-96.65876,18.64407],[-96.65727,18.64299],[-96.65517,18.64152],[-96.65384,18.64054],[-96.65243,18.63848],[-96.6514,18.63696],[-96.65031,18.63534],[-96.64929,18.63383],[-96.64813,18.63211],[-96.64708,18.63056],[-96.6457,18.62851],[-96.64507,18.62758],[-96.64393,18.6259],[-96.64286,18.62431],[-96.64176,18.62268],[-96.6407,18.62111],[-96.63936,18.61913],[-96.6383,18.61755],[-96.63604,18.61421],[-96.63436,18.61181],[-96.63171,18.60795],[-96.63047,18.60612],[-96.62923,18.60421],[-96.62797,18.60232],[-96.62695,18.60084],[-96.62584,18.59915],[-96.62481,18.59777],[-96.62371,18.59616],[-96.62281,18.59466],[-96.62177,18.59313],[-96.62052,18.59139],[-96.61929,18.58957],[-96.61813,18.58788],[-96.6169,18.58604],[-96.6156,18.58405],[-96.6144,18.58236],[-96.61333,18.58066],[-96.61206,18.57882],[-96.61104,18.57736],[-96.60973,18.57539],[-96.60852,18.57366],[-96.60742,18.5719],[-96.60596,18.56982],[-96.60459,18.56829],[-96.60342,18.56693],[-96.60229,18.56557],[-96.60107,18.56416],[-96.59987,18.56277],[-96.59867,18.56132],[-96.59749,18.56004],[-96.59639,18.55869],[-96.59511,18.55729],[-96.59379,18.55571],[-96.59229,18.55406],[-96.59116,18.55271],[-96.58987,18.55111],[-96.58849,18.54957],[-96.58699,18.54784],[-96.58568,18.54625],[-96.58425,18.54459],[-96.58316,18.54324],[-96.58187,18.54177],[-96.5807,18.54048],[-96.57941,18.53898],[-96.57825,18.5376],[-96.57693,18.53613],[-96.57557,18.53445],[-96.57438,18.53305],[-96.57307,18.53164],[-96.5719,18.53024],[-96.57084,18.52908],[-96.5697,18.52768],[-96.56846,18.52617],[-96.56679,18.52429],[-96.56569,18.52302],[-96.56423,18.52134],[-96.56292,18.51978],[-96.56125,18.51784],[-96.55958,18.51588],[-96.55844,18.5146],[-96.55679,18.5126],[-96.55541,18.51101],[-96.554,18.50939],[-96.55264,18.50781],[-96.55124,18.50618],[-96.54979,18.5045],[-96.54834,18.50288],[-96.54693,18.50125],[-96.54543,18.49948],[-96.54386,18.49768],[-96.54235,18.49593],[-96.54072,18.49397],[-96.53927,18.49232],[-96.53792,18.49073],[-96.53651,18.48913],[-96.53506,18.48739],[-96.53394,18.4862],[-96.53282,18.48485],[-96.53133,18.4831],[-96.52991,18.48145],[-96.52851,18.47983],[-96.52737,18.47847],[-96.52625,18.47703],[-96.52511,18.47572],[-96.52396,18.47442],[-96.52281,18.47302],[-96.52157,18.47159],[-96.52029,18.47009],[-96.51899,18.46858],[-96.51776,18.46714],[-96.51655,18.46574],[-96.51601,18.46422],[-96.51554,18.46268],[-96.51502,18.46088],[-96.51441,18.45908],[-96.51383,18.45707],[-96.51326,18.45513],[-96.51268,18.45324],[-96.51223,18.45159],[-96.5115,18.44924],[-96.51106,18.44779],[-96.51038,18.44577],[-96.50987,18.44378],[-96.50928,18.44206],[-96.50863,18.44008],[-96.50811,18.43815],[-96.50757,18.43642],[-96.50698,18.43445],[-96.50642,18.43249],[-96.50578,18.43049],[-96.50513,18.42849],[-96.50459,18.42654],[-96.50405,18.42466],[-96.50338,18.42263],[-96.50279,18.42043],[-96.50213,18.41843],[-96.50158,18.41663],[-96.501,18.41464],[-96.50052,18.41305],[-96.49998,18.41118],[-96.49942,18.40922],[-96.49892,18.40766],[-96.49836,18.40569],[-96.49771,18.40361],[-96.49714,18.40166],[-96.4966,18.39987],[-96.49603,18.39805],[-96.49543,18.39606],[-96.49486,18.39421],[-96.49342,18.39263],[-96.49219,18.39119],[-96.49075,18.38958],[-96.48941,18.38815],[-96.48791,18.3865],[-96.48652,18.38497],[-96.48519,18.38345],[-96.48379,18.38191],[-96.48253,18.38052],[-96.48165,18.37955],[-96.48029,18.37805],[-96.47898,18.3766],[-96.47781,18.37531],[-96.47644,18.37379],[-96.47511,18.37232],[-96.47382,18.37089],[-96.47264,18.36959],[-96.47133,18.36815],[-96.46999,18.36667],[-96.46852,18.36508],[-96.46715,18.36353],[-96.46566,18.36187],[-96.46418,18.36021],[-96.46278,18.35864],[-96.46174,18.35737],[-96.46055,18.35601],[-96.45931,18.35458],[-96.45809,18.35318],[-96.45683,18.35166],[-96.45558,18.35013],[-96.45448,18.34885],[-96.45341,18.34755],[-96.45204,18.34599],[-96.45074,18.34442],[-96.44922,18.34263],[-96.44774,18.34091],[-96.44635,18.33923],[-96.44496,18.33756],[-96.44237,18.33444],[-96.43941,18.33102],[-96.43809,18.32948],[-96.4369,18.32807],[-96.4355,18.3263],[-96.43415,18.3247],[-96.43265,18.32298],[-96.43124,18.32138],[-96.4301,18.32004],[-96.42896,18.31861],[-96.42674,18.316],[-96.42425,18.31309],[-96.42204,18.31046],[-96.42145,18.30918],[-96.42084,18.30793],[-96.42003,18.30626],[-96.41926,18.30469],[-96.4185,18.30334],[-96.41757,18.30148],[-96.41677,18.29961],[-96.41598,18.29794],[-96.41419,18.29439],[-96.41236,18.29055],[-96.41113,18.28813],[-96.41031,18.28628],[-96.40954,18.28475],[-96.40782,18.28111],[-96.40674,18.27913],[-96.40578,18.27712],[-96.40513,18.27568],[-96.40425,18.27394],[-96.40339,18.27224],[-96.40048,18.26614],[-96.39782,18.26073],[-96.39677,18.25858],[-96.396,18.25702],[-96.39464,18.2561],[-96.39288,18.2549],[-96.39205,18.25462]]}}
Línea 400.0 kV | LineString | 400.0 kV | 1 |  |  | CFE |  |  |  |  | OpenStreetMap | {"type":"Feature","properties":{},"geometry":{"type":"LineString","coordinates":[[-96.13495,18.07525],[-96.13509,18.07467],[-96.13471,18.07447],[-96.12813,18.07285],[-96.12408,18.07193],[-96.12055,18.07104],[-96.11656,18.0701],[-96.11212,18.06914],[-96.10783,18.06814],[-96.10459,18.06737],[-96.10085,18.06648],[-96.09667,18.06551],[-96.09373,18.0648],[-96.08956,18.06384],[-96.08556,18.06342],[-96.08125,18.06299],[-96.07749,18.06265],[-96.07376,18.0622],[-96.06945,18.06177],[-96.06528,18.06132],[-96.06129,18.06088],[-96.05791,18.06051],[-96.05375,18.06007],[-96.05175,18.05988],[-96.04983,18.05968],[-96.04567,18.05925],[-96.04185,18.05881],[-96.03872,18.05848],[-96.03684,18.05832],[-96.03472,18.05809],[-96.03127,18.05769],[-96.02729,18.05731],[-96.02333,18.05692],[-96.01902,18.05644],[-96.01465,18.05599],[-96.01042,18.0555],[-96.0078,18.05526],[-96.00333,18.05481],[-95.99824,18.05427],[-95.99427,18.05388],[-95.99046,18.0534],[-95.98647,18.05299],[-95.98267,18.05257],[-95.97764,18.05207],[-95.973,18.05159],[-95.96851,18.05112],[-95.96406,18.05064],[-95.95968,18.0502],[-95.95527,18.04973],[-95.95139,18.0493],[-95.94561,18.04868],[-95.94074,18.04816],[-95.93335,18.04743],[-95.93009,18.04703],[-95.92605,18.04702],[-95.92291,18.04703],[-95.91888,18.04833],[-95.91492,18.04959],[-95.91061,18.05097],[-95.90633,18.05234],[-95.90141,18.05392],[-95.89828,18.05492],[-95.89196,18.05696],[-95.88735,18.05844],[-95.88288,18.05987],[-95.87926,18.06104],[-95.87519,18.06233],[-95.87143,18.06354],[-95.86756,18.06478],[-95.8639,18.06595],[-95.86006,18.06718],[-95.85617,18.06844],[-95.85255,18.0696],[-95.84875,18.07083],[-95.84484,18.07206],[-95.83977,18.07371],[-95.83669,18.07473],[-95.83229,18.07612],[-95.82833,18.07736],[-95.82477,18.07851],[-95.82141,18.07959],[-95.8167,18.0811],[-95.81156,18.08275],[-95.80782,18.08394],[-95.80325,18.08541],[-95.79953,18.0866],[-95.79571,18.08783],[-95.79239,18.08889],[-95.78837,18.09018],[-95.78504,18.09125],[-95.78017,18.09281],[-95.77661,18.09395],[-95.77238,18.0953],[-95.76878,18.09645],[-95.76574,18.09742],[-95.76206,18.0986],[-95.75507,18.10083],[-95.7506,18.10225],[-95.74674,18.10349],[-95.74285,18.10473],[-95.7384,18.10616],[-95.73512,18.10722],[-95.73119,18.10847],[-95.72726,18.10972],[-95.72317,18.11101],[-95.71867,18.11245],[-95.71501,18.11364],[-95.71131,18.1148],[-95.70766,18.11595],[-95.70364,18.11726],[-95.69924,18.11863],[-95.69517,18.11994],[-95.691,18.12125],[-95.68676,18.12262],[-95.68259,18.12394],[-95.6784,18.12527],[-95.67421,18.1266],[-95.6699,18.12796],[-95.66632,18.1291],[-95.66265,18.12877],[-95.65852,18.12839],[-95.65447,18.12801],[-95.65035,18.12763],[-95.64658,18.12729],[-95.64277,18.12695],[-95.63895,18.12659],[-95.63514,18.12625],[-95.63108,18.12587],[-95.6267,18.12546],[-95.62222,18.12505],[-95.61792,18.12465],[-95.61357,18.12425],[-95.60914,18.12384],[-95.60479,18.12343],[-95.60046,18.12305],[-95.59586,18.12262],[-95.59153,18.12223],[-95.58733,18.12183],[-95.58337,18.12147],[-95.57877,18.12104],[-95.57424,18.12064],[-95.56994,18.12023],[-95.56514,18.11981],[-95.56101,18.11942],[-95.55738,18.11909],[-95.55304,18.11869],[-95.54868,18.11828],[-95.54397,18.11785],[-95.53985,18.11746],[-95.5358,18.1171],[-95.53141,18.1167],[-95.52701,18.11629],[-95.52358,18.11597],[-95.51949,18.11559],[-95.51469,18.11515],[-95.51075,18.11478],[-95.50673,18.11441],[-95.50269,18.11402],[-95.49853,18.11364],[-95.4937,18.11318],[-95.48942,18.11279],[-95.48457,18.11232],[-95.47999,18.11189],[-95.4755,18.11142],[-95.47154,18.11107],[-95.46781,18.11072],[-95.46355,18.11031],[-95.45939,18.10992],[-95.45446,18.10945],[-95.45078,18.10911],[-95.44673,18.10874],[-95.44221,18.10832],[-95.43803,18.10792],[-95.43422,18.10757],[-95.43005,18.10715],[-95.42666,18.10685],[-95.4225,18.10643],[-95.41862,18.1061],[-95.41461,18.1057],[-95.41114,18.10538],[-95.40702,18.10501],[-95.40209,18.10453],[-95.39806,18.10415],[-95.39391,18.10375],[-95.38949,18.10333],[-95.38428,18.10283],[-95.37999,18.10246],[-95.3755,18.10202],[-95.37194,18.10168],[-95.36836,18.10136],[-95.36413,18.10095],[-95.36001,18.10058],[-95.35526,18.10012],[-95.35117,18.09973],[-95.34779,18.09941],[-95.34355,18.099],[-95.33981,18.09867],[-95.33593,18.09829],[-95.33262,18.09806],[-95.32959,18.09964],[-95.3262,18.10143],[-95.32223,18.1035],[-95.31826,18.10559],[-95.3137,18.10798],[-95.30955,18.11015],[-95.30567,18.11218],[-95.30201,18.1141],[-95.29843,18.11596],[-95.29455,18.11803],[-95.29081,18.11997],[-95.28726,18.12138],[-95.28365,18.12283],[-95.28015,18.12424],[-95.2766,18.12565],[-95.27234,18.12735],[-95.27018,18.12821],[-95.2665,18.1297],[-95.26361,18.13085],[-95.26195,18.13151],[-95.26012,18.13121],[-95.25782,18.13085],[-95.25591,18.13055],[-95.25398,18.13024],[-95.25201,18.12993],[-95.24999,18.1296],[-95.24797,18.12928],[-95.24613,18.12899],[-95.24477,18.12879],[-95.24287,18.12847],[-95.24028,18.12807],[-95.23791,18.12769],[-95.23611,18.12739],[-95.23426,18.12711],[-95.23165,18.12669],[-95.22869,18.12611],[-95.22685,18.12573],[-95.22475,18.12533],[-95.22227,18.12485],[-95.22029,18.12445],[-95.21767,18.12393],[-95.2152,18.12345],[-95.21335,18.12309],[-95.21124,18.12267],[-95.20868,18.12217],[-95.20661,18.12185],[-95.2047,18.12155],[-95.20223,18.12113],[-95.19995,18.12079],[-95.19811,18.1205],[-95.19603,18.12021],[-95.19394,18.11984],[-95.19109,18.11936],[-95.18869,18.11903],[-95.18691,18.11871],[-95.18516,18.11847],[-95.18358,18.1182],[-95.1817,18.11791],[-95.17923,18.11751],[-95.17703,18.11718],[-95.17527,18.11688],[-95.17323,18.11662],[-95.17129,18.11632],[-95.16919,18.11594],[-95.16719,18.11562],[-95.1649,18.11524],[-95.16291,18.11493],[-95.16062,18.11452],[-95.1588,18.11424],[-95.15685,18.11397],[-95.15521,18.11361],[-95.15341,18.11335],[-95.15159,18.11306],[-95.14976,18.11276],[-95.14787,18.11254],[-95.14579,18.11216],[-95.1432,18.11176],[-95.14135,18.11147],[-95.1398,18.11125],[-95.13723,18.11081],[-95.13541,18.11058],[-95.13376,18.11034],[-95.13193,18.11005],[-95.12947,18.10963],[-95.12772,18.10943],[-95.12575,18.10913],[-95.12368,18.1088],[-95.12171,18.10843],[-95.12013,18.10816],[-95.11823,18.10786],[-95.11674,18.10764],[-95.11292,18.10703],[-95.10997,18.10656],[-95.1087,18.10637],[-95.10707,18.10612],[-95.10528,18.10582],[-95.10397,18.10564],[-95.10211,18.10533],[-95.09946,18.10491],[-95.09767,18.10465],[-95.09566,18.10432],[-95.09398,18.10409],[-95.09177,18.10365],[-95.08939,18.10332],[-95.08701,18.10292],[-95.08383,18.10244]]}}
Línea 400.0 kV | LineString | 400.0 kV | 1 |  |  | Comisión Federal de Electricidad |  |  |  |  | OpenStreetMap | {"type":"Feature","properties":{},"geometry":{"type":"LineString","coordinates":[[-98.84807,19.01291],[-98.84664,19.01182],[-98.84363,19.00965],[-98.84055,19.0074],[-98.83703,19.00479],[-98.83462,19.00299],[-98.83219,19.00126],[-98.82884,18.99874],[-98.82612,18.9971],[-98.8218,18.9945],[-98.81671,18.9915],[-98.81395,18.98982],[-98.8108,18.98793],[-98.80748,18.98588],[-98.8056,18.98375],[-98.80376,18.98172],[-98.80062,18.9782],[-98.79729,18.9745],[-98.79536,18.97224],[-98.79304,18.97043],[-98.78931,18.96749],[-98.78494,18.96404],[-98.78216,18.96183],[-98.77994,18.96007],[-98.77701,18.95775],[-98.77419,18.95572],[-98.77061,18.95294],[-98.76488,18.94818],[-98.76166,18.94564],[-98.7593,18.94377],[-98.75449,18.9401],[-98.75045,18.93678],[-98.74502,18.9325],[-98.74188,18.93006],[-98.7404,18.92904],[-98.73805,18.92715],[-98.73331,18.9233],[-98.7309,18.92145],[-98.72923,18.91921],[-98.72748,18.91691],[-98.72383,18.91232],[-98.72125,18.9091],[-98.71965,18.9071],[-98.7179,18.9049],[-98.71063,18.90433],[-98.69855,18.90346],[-98.69376,18.90329],[-98.68712,18.90281],[-98.68447,18.90265],[-98.68075,18.90244],[-98.6753,18.90209],[-98.66884,18.90168],[-98.66746,18.90155],[-98.66603,18.90145],[-98.66066,18.90091],[-98.65436,18.90025],[-98.65011,18.89979],[-98.64618,18.89938],[-98.64395,18.89915],[-98.63255,18.89971],[-98.63063,18.89979],[-98.62872,18.89992],[-98.62389,18.90015],[-98.61943,18.90035],[-98.61629,18.90049],[-98.61362,18.90064],[-98.6102,18.90079],[-98.60555,18.90103],[-98.60093,18.90123],[-98.59432,18.90158],[-98.58891,18.90185],[-98.58585,18.902],[-98.58182,18.90218],[-98.5778,18.90239],[-98.57275,18.9026],[-98.56838,18.90146],[-98.56314,18.90001],[-98.55981,18.89914],[-98.55748,18.89847],[-98.55369,18.89749],[-98.54915,18.89626],[-98.54614,18.89546],[-98.54116,18.89412],[-98.53795,18.89324],[-98.53455,18.89234],[-98.53072,18.89129],[-98.52679,18.89023],[-98.52359,18.88935],[-98.52008,18.88846],[-98.51645,18.88743],[-98.51301,18.88648],[-98.51025,18.88575],[-98.5069,18.8848],[-98.5029,18.8838],[-98.49911,18.88269],[-98.49518,18.88166],[-98.49132,18.88061],[-98.48739,18.87958],[-98.48299,18.87844],[-98.47889,18.87731],[-98.47597,18.87655],[-98.47333,18.87582],[-98.47065,18.87493],[-98.4673,18.87414],[-98.46333,18.87308],[-98.45995,18.87218],[-98.45612,18.87114],[-98.45229,18.87016],[-98.44819,18.87046],[-98.44412,18.8708],[-98.4399,18.8712],[-98.43613,18.87155],[-98.43179,18.87195],[-98.42806,18.87235],[-98.42388,18.87268],[-98.41941,18.8731],[-98.41526,18.87336],[-98.41162,18.87373],[-98.40754,18.87408],[-98.40341,18.87443],[-98.39819,18.87493],[-98.39479,18.87525],[-98.39045,18.87566],[-98.38541,18.87611],[-98.38299,18.87628],[-98.37424,18.87715],[-98.36925,18.8775],[-98.36484,18.87791],[-98.36111,18.87819],[-98.35753,18.87857],[-98.3536,18.87891],[-98.34791,18.87953],[-98.34552,18.87979],[-98.3412,18.88008],[-98.33689,18.88058],[-98.33188,18.88089],[-98.32437,18.88158],[-98.31451,18.88241],[-98.3101,18.88289],[-98.29997,18.88374],[-98.2947,18.88422],[-98.28987,18.88466],[-98.28438,18.88437],[-98.27406,18.88378],[-98.26498,18.88329],[-98.2558,18.88268],[-98.25283,18.88259],[-98.24853,18.88235],[-98.23927,18.8819],[-98.2214,18.88092],[-98.21404,18.88048],[-98.2109,18.88028],[-98.20259,18.87982],[-98.19374,18.87932],[-98.19035,18.87911],[-98.18219,18.87859],[-98.17844,18.8781],[-98.16847,18.87651],[-98.16193,18.87545],[-98.15916,18.87508],[-98.15208,18.87394],[-98.14772,18.87323],[-98.14512,18.87279],[-98.14104,18.87221],[-98.13751,18.87154],[-98.1335,18.87096],[-98.12769,18.87006],[-98.12282,18.86931],[-98.11995,18.86883],[-98.11642,18.86821],[-98.11022,18.86728],[-98.10697,18.86677],[-98.10272,18.86608],[-98.09526,18.86494],[-98.09015,18.86413],[-98.08547,18.86337],[-98.07725,18.86209],[-98.06908,18.86076],[-98.06593,18.86027],[-98.06182,18.85961],[-98.05818,18.85904],[-98.05521,18.85858],[-98.04887,18.85759],[-98.0445,18.85685],[-98.04142,18.85633],[-98.03428,18.8552],[-98.03014,18.85457],[-98.02085,18.85308],[-98.01732,18.85256],[-98.01386,18.85199],[-98.01072,18.85143],[-98.00579,18.85071],[-97.99973,18.84966],[-97.99695,18.84927],[-97.9933,18.84867],[-97.98965,18.84814],[-97.98684,18.84765],[-97.98311,18.84709],[-97.97848,18.8464],[-97.97662,18.84617],[-97.97435,18.84585],[-97.97131,18.8454],[-97.96725,18.84487],[-97.96358,18.84439],[-97.95761,18.84363],[-97.95223,18.8429],[-97.94962,18.84256],[-97.94435,18.8419],[-97.94112,18.84149],[-97.93606,18.84078],[-97.93025,18.84],[-97.9264,18.83954],[-97.92268,18.83906],[-97.91748,18.83833],[-97.91308,18.8378],[-97.90934,18.83726],[-97.90489,18.83674],[-97.90051,18.8362],[-97.89662,18.83569],[-97.89211,18.83508],[-97.88843,18.83458],[-97.88427,18.83399],[-97.88052,18.83352],[-97.87615,18.83297],[-97.87224,18.83243],[-97.86834,18.83193],[-97.86481,18.83146],[-97.8604,18.83086],[-97.85656,18.83036],[-97.85143,18.83078],[-97.84958,18.831],[-97.84442,18.83137],[-97.84051,18.83171],[-97.83686,18.83206],[-97.83262,18.83239],[-97.8287,18.83273],[-97.82166,18.83335],[-97.81759,18.83373],[-97.81394,18.83398],[-97.80998,18.83439],[-97.80597,18.83468],[-97.80198,18.83499],[-97.79817,18.83536],[-97.79419,18.83567],[-97.7904,18.83601],[-97.78702,18.83452],[-97.7831,18.83285],[-97.77973,18.83137],[-97.77613,18.82981],[-97.77245,18.82814],[-97.76901,18.82672],[-97.76535,18.82516],[-97.76181,18.82364],[-97.7582,18.82208],[-97.75493,18.82062],[-97.75175,18.81926],[-97.74808,18.81773],[-97.74467,18.81625],[-97.74091,18.8146],[-97.73737,18.81309],[-97.73424,18.81173],[-97.73006,18.80987],[-97.72595,18.80805],[-97.72252,18.80661],[-97.71946,18.80531],[-97.71602,18.80377],[-97.71224,18.80221],[-97.70914,18.80084],[-97.7055,18.79931],[-97.70181,18.79762],[-97.69839,18.79617],[-97.69507,18.79476],[-97.69132,18.7931],[-97.68749,18.79148],[-97.68364,18.78973],[-97.67974,18.78812],[-97.67699,18.78693],[-97.67284,18.78516],[-97.66873,18.78339],[-97.66477,18.78164],[-97.66119,18.78007],[-97.65742,18.77844],[-97.65333,18.77669],[-97.64958,18.77501],[-97.646,18.7734],[-97.6421,18.77178],[-97.6388,18.77034],[-97.63445,18.76846],[-97.63068,18.76678],[-97.62565,18.76462],[-97.62324,18.76359],[-97.61719,18.76091],[-97.6138,18.75945],[-97.61014,18.7579],[-97.60556,18.75593],[-97.6006,18.75377],[-97.59587,18.75172],[-97.59226,18.75012],[-97.58819,18.74835],[-97.58291,18.74607],[-97.57859,18.74418],[-97.5771,18.74349],[-97.56937,18.74021],[-97.56674,18.73903],[-97.56129,18.73664],[-97.55691,18.73475],[-97.55193,18.73253],[-97.54858,18.73106],[-97.5444,18.7293],[-97.54093,18.72776],[-97.53732,18.72616],[-97.53398,18.72467],[-97.52995,18.72293],[-97.52558,18.72102],[-97.51982,18.71854],[-97.51518,18.71643],[-97.51118,18.71472],[-97.50742,18.71306],[-97.50195,18.71069],[-97.49852,18.70911],[-97.49404,18.70725],[-97.49193,18.70623],[-97.48867,18.70483],[-97.48498,18.70322],[-97.48235,18.70203],[-97.47799,18.70029],[-97.47594,18.69936],[-97.47192,18.69756],[-97.46816,18.69591],[-97.46218,18.69338],[-97.45937,18.6921],[-97.45547,18.6905],[-97.45167,18.68881],[-97.44746,18.68701],[-97.44146,18.68445],[-97.43668,18.68233],[-97.43078,18.6782],[-97.42787,18.67616],[-97.42454,18.67383],[-97.41522,18.66731],[-97.41133,18.6646],[-97.4071,18.66166],[-97.40214,18.6582],[-97.39848,18.65559],[-97.39352,18.65218],[-97.39239,18.65138],[-97.38908,18.64906],[-97.38693,18.64757],[-97.38296,18.64652],[-97.37965,18.64564],[-97.37317,18.64388],[-97.3714,18.6434],[-97.36428,18.64155],[-97.35965,18.64023],[-97.3551,18.63915],[-97.35109,18.63809],[-97.34474,18.63632],[-97.33607,18.63412],[-97.33272,18.63318],[-97.32919,18.63221],[-97.32503,18.63107],[-97.31898,18.62951],[-97.31347,18.62806],[-97.30605,18.62603],[-97.29934,18.62428],[-97.29778,18.62387],[-97.2912,18.622],[-97.28365,18.61994],[-97.28041,18.61914],[-97.27503,18.61766],[-97.26793,18.61579],[-97.25429,18.6121],[-97.24065,18.60836],[-97.23549,18.60708],[-97.23237,18.60622],[-97.22547,18.60433],[-97.2181,18.60236],[-97.21289,18.60094],[-97.20675,18.59931],[-97.19892,18.59719],[-97.19475,18.59607],[-97.189,18.59452],[-97.1821,18.59265],[-97.17684,18.59122],[-97.1733,18.59026],[-97.16629,18.58837],[-97.16039,18.58675],[-97.15423,18.58395],[-97.14848,18.58219],[-97.14142,18.57939],[-97.13724,18.57773],[-97.13404,18.57656],[-97.12329,18.57233],[-97.11853,18.57048],[-97.11581,18.56942],[-97.1115,18.56773],[-97.10778,18.56629],[-97.1013,18.56375],[-97.09646,18.56186],[-97.09283,18.56044],[-97.08822,18.55864],[-97.08479,18.55732],[-97.08143,18.55613],[-97.07361,18.55293],[-97.06901,18.55113],[-97.0652,18.54962],[-97.0618,18.54834],[-97.05874,18.54715],[-97.05678,18.54634],[-97.05442,18.54543],[-97.05082,18.54403],[-97.04717,18.54261],[-97.03594,18.53822],[-97.03345,18.53727],[-97.02709,18.53469],[-97.02514,18.53394],[-97.02305,18.53342],[-97.02002,18.53265],[-97.0166,18.53184],[-97.00925,18.53],[-96.99544,18.52668],[-96.99119,18.52565],[-96.98743,18.52475],[-96.98498,18.52418],[-96.98142,18.52282],[-96.9782,18.52162],[-96.97607,18.5208],[-96.96739,18.51757],[-96.96227,18.51568],[-96.95523,18.51305],[-96.95211,18.51194],[-96.94268,18.50834],[-96.93725,18.5064],[-96.93367,18.5051],[-96.93131,18.50418],[-96.92611,18.50225],[-96.92244,18.50085],[-96.91687,18.49883],[-96.91279,18.49742],[-96.90537,18.49459],[-96.90284,18.49366],[-96.89614,18.49114],[-96.89385,18.49029],[-96.88967,18.48874],[-96.88478,18.48691],[-96.88092,18.48547],[-96.87731,18.48414],[-96.87391,18.48287],[-96.8721,18.4822],[-96.86699,18.4803],[-96.85885,18.47729],[-96.85672,18.47632],[-96.85044,18.47416],[-96.84905,18.47366],[-96.84489,18.47211],[-96.84193,18.47104],[-96.839,18.46993],[-96.83457,18.46831],[-96.83087,18.46692],[-96.8268,18.46535],[-96.82388,18.46428],[-96.82024,18.46288],[-96.81643,18.46155],[-96.81424,18.46072],[-96.8123,18.46001],[-96.80948,18.45978],[-96.80683,18.45956],[-96.80397,18.4593],[-96.79998,18.45898],[-96.79833,18.45885],[-96.79339,18.45847],[-96.78816,18.45806],[-96.78408,18.45772],[-96.78134,18.45754],[-96.77537,18.45708],[-96.77198,18.45684],[-96.76664,18.4564],[-96.7623,18.45606],[-96.759,18.45583],[-96.7555,18.45554],[-96.75262,18.4553],[-96.74847,18.45495],[-96.74338,18.45456],[-96.73905,18.45421],[-96.73444,18.45389],[-96.73053,18.45351],[-96.72647,18.45322],[-96.72234,18.45287],[-96.71938,18.45265],[-96.71637,18.45231],[-96.71321,18.45215],[-96.70806,18.45173],[-96.70123,18.45119],[-96.69841,18.451],[-96.69473,18.4507],[-96.68932,18.45026],[-96.68476,18.44988],[-96.68163,18.44963],[-96.67762,18.4493],[-96.67412,18.44902],[-96.66831,18.4486],[-96.66352,18.4482],[-96.65667,18.44768],[-96.65413,18.44745],[-96.65021,18.44716],[-96.64722,18.44691],[-96.64437,18.44669],[-96.64127,18.44647],[-96.63874,18.44627],[-96.63503,18.44592],[-96.63007,18.4455],[-96.6268,18.44529],[-96.62335,18.44496],[-96.62074,18.444],[-96.61855,18.44326],[-96.61541,18.44215],[-96.61201,18.44103],[-96.60706,18.4393],[-96.60057,18.43704],[-96.59244,18.43421],[-96.58873,18.43292],[-96.58133,18.43035],[-96.57595,18.42848],[-96.56659,18.42522],[-96.56342,18.42412],[-96.557,18.42189],[-96.55147,18.41996],[-96.54533,18.41418],[-96.54023,18.40935],[-96.53682,18.40599],[-96.53131,18.40085],[-96.52966,18.39925],[-96.52793,18.39749],[-96.52422,18.39397],[-96.52146,18.39132],[-96.51787,18.38782],[-96.51461,18.38475],[-96.5107,18.38099],[-96.50684,18.37725],[-96.50144,18.37213],[-96.49817,18.36886],[-96.49539,18.36623],[-96.49015,18.36123],[-96.48764,18.35875],[-96.48339,18.35467],[-96.47774,18.34923],[-96.47675,18.34805],[-96.47332,18.34393],[-96.4702,18.34016],[-96.46494,18.3338],[-96.46005,18.32815],[-96.45857,18.3265],[-96.45451,18.3218],[-96.44846,18.31493],[-96.44377,18.30955],[-96.43847,18.30353],[-96.43454,18.29897],[-96.43276,18.29696],[-96.42672,18.29008],[-96.42217,18.28489],[-96.4204,18.28275],[-96.41336,18.27486],[-96.41159,18.27274],[-96.40752,18.26805],[-96.40442,18.26441],[-96.39905,18.25842],[-96.3962,18.25647],[-96.39291,18.25427],[-96.39256,18.25401]]}}
Línea 400.0 kV | LineString | 400.0 kV | 1 |  |  | CFE |  |  |  |  | OpenStreetMap | {"type":"Feature","properties":{},"geometry":{"type":"LineString","coordinates":[[-95.86217,17.98672],[-95.8661,17.98698],[-95.86885,17.98745]]}}
Línea 400.0 kV | LineString | 400.0 kV | 1 |  |  | CFE |  |  |  |  | OpenStreetMap | {"type":"Feature","properties":{},"geometry":{"type":"LineString","coordinates":[[-95.86217,17.98672],[-95.86595,17.98725],[-95.86885,17.98745]]}}
Línea 400.0 kV | LineString | 400.0 kV | 1 |  |  | CFE |  |  |  |  | OpenStreetMap | {"type":"Feature","properties":{},"geometry":{"type":"LineString","coordinates":[[-95.12914,18.1219],[-95.13209,18.12128],[-95.13512,18.12069],[-95.13713,18.12027],[-95.13991,18.11969],[-95.14258,18.11909],[-95.14562,18.11852],[-95.14919,18.11777],[-95.15216,18.11714],[-95.15476,18.11655],[-95.15824,18.11591],[-95.16255,18.1166],[-95.1665,18.11721],[-95.17019,18.11776],[-95.17327,18.11835],[-95.176,18.11873],[-95.17849,18.11909],[-95.18137,18.11955],[-95.18418,18.12012],[-95.18922,18.12077],[-95.19197,18.12124],[-95.19519,18.12175],[-95.19798,18.12228],[-95.20206,18.1229],[-95.20563,18.12346],[-95.20793,18.12383],[-95.21092,18.1243],[-95.21367,18.12473],[-95.21587,18.1251],[-95.2186,18.12553],[-95.22098,18.12591],[-95.22347,18.12631],[-95.22598,18.1267],[-95.22831,18.12709],[-95.23179,18.12763],[-95.23549,18.12821],[-95.23847,18.1287],[-95.24109,18.12911],[-95.24418,18.12959],[-95.24655,18.12997],[-95.24989,18.1305],[-95.25264,18.13095],[-95.25529,18.13136],[-95.25773,18.13173],[-95.2605,18.13218],[-95.26219,18.13247],[-95.26381,18.13183],[-95.2668,18.1306],[-95.27014,18.12927],[-95.2737,18.12785],[-95.27802,18.12613],[-95.28208,18.1245],[-95.2862,18.12285],[-95.29033,18.12119],[-95.29419,18.11964],[-95.29771,18.11823],[-95.30128,18.11681],[-95.30447,18.11553],[-95.30781,18.11419],[-95.31138,18.11276],[-95.31453,18.11149],[-95.31823,18.11001],[-95.32186,18.10856],[-95.32544,18.10713],[-95.32892,18.10572],[-95.33232,18.10437],[-95.3361,18.10283],[-95.33998,18.10129],[-95.34332,18.09996],[-95.34716,18.10031],[-95.3514,18.10071],[-95.3554,18.10109],[-95.35952,18.10146],[-95.363,18.10174],[-95.36745,18.1022],[-95.37123,18.10257],[-95.37533,18.10293],[-95.37956,18.10335],[-95.38406,18.10381],[-95.38925,18.10429],[-95.39385,18.10468],[-95.39854,18.10514],[-95.40288,18.10555],[-95.40705,18.10594],[-95.41137,18.10634],[-95.4155,18.10673],[-95.42115,18.10726],[-95.42465,18.10759],[-95.42869,18.10798],[-95.43287,18.10837],[-95.43744,18.10879],[-95.44163,18.10918],[-95.44652,18.10965],[-95.45106,18.11008],[-95.45498,18.11042],[-95.45918,18.11084],[-95.46336,18.11122],[-95.46793,18.11164],[-95.47235,18.11205],[-95.47678,18.11249],[-95.48078,18.11287],[-95.48476,18.11325],[-95.48937,18.11366],[-95.49347,18.11406],[-95.49797,18.11449],[-95.50203,18.11485],[-95.50615,18.11525],[-95.51063,18.11566],[-95.51484,18.11606],[-95.52014,18.11655],[-95.52411,18.11692],[-95.52813,18.1173],[-95.5326,18.11772],[-95.53675,18.1181],[-95.5411,18.11852],[-95.5456,18.11892],[-95.5497,18.1193],[-95.55423,18.11973],[-95.55838,18.12012],[-95.56185,18.12043],[-95.56613,18.12082],[-95.57051,18.12123],[-95.57464,18.12162],[-95.57962,18.12208],[-95.58443,18.12253],[-95.58856,18.1229],[-95.59288,18.12332],[-95.5969,18.12368],[-95.60063,18.12403],[-95.60478,18.12441],[-95.60915,18.12482],[-95.61346,18.12522],[-95.61753,18.12559],[-95.62139,18.12596],[-95.62526,18.12632],[-95.62923,18.12669],[-95.63319,18.12706],[-95.63734,18.12744],[-95.64181,18.12786],[-95.64605,18.12825],[-95.65003,18.12861],[-95.6544,18.12901],[-95.65887,18.12943],[-95.66333,18.12985],[-95.66673,18.13016],[-95.66963,18.12923],[-95.67352,18.12799],[-95.67783,18.12661],[-95.68211,18.12523],[-95.68632,18.12388],[-95.69059,18.12252],[-95.69477,18.12117],[-95.69911,18.11978],[-95.7034,18.11841],[-95.70765,18.11704],[-95.71193,18.11567],[-95.71634,18.11426],[-95.72019,18.11302],[-95.7231,18.11206],[-95.72617,18.1111],[-95.7295,18.11004],[-95.73261,18.10904],[-95.73705,18.10763],[-95.7412,18.10628],[-95.74458,18.1052],[-95.74829,18.10402],[-95.7532,18.10246],[-95.7556,18.10169],[-95.76105,18.09994],[-95.76457,18.09881],[-95.7684,18.09758],[-95.77253,18.09625],[-95.7769,18.09485],[-95.78019,18.09379],[-95.7847,18.09234],[-95.78862,18.09107],[-95.79205,18.08997],[-95.79552,18.08886],[-95.80001,18.08741],[-95.80405,18.08611],[-95.80861,18.08465],[-95.81194,18.08357],[-95.81681,18.08201],[-95.82187,18.08038],[-95.82531,18.07931],[-95.829,18.07811],[-95.83267,18.07697],[-95.83625,18.07579],[-95.83973,18.07469],[-95.84499,18.07295],[-95.84894,18.07169],[-95.853,18.07039],[-95.85654,18.06924],[-95.86023,18.06806],[-95.86366,18.06694],[-95.86741,18.06575],[-95.87161,18.0644],[-95.87618,18.06293],[-95.8805,18.06153],[-95.88529,18.06],[-95.8893,18.05871],[-95.8932,18.05746],[-95.89912,18.05555],[-95.9046,18.05378],[-95.90816,18.05264],[-95.91204,18.0514],[-95.91584,18.05018],[-95.91983,18.04889],[-95.92312,18.04783],[-95.92667,18.04819],[-95.92989,18.0485],[-95.93279,18.04879],[-95.93634,18.04915],[-95.94147,18.04966],[-95.948,18.05032],[-95.95303,18.05087],[-95.95738,18.05129],[-95.96177,18.05174],[-95.96621,18.05219],[-95.97026,18.05262],[-95.97848,18.05339],[-95.98375,18.05393],[-95.98852,18.05444],[-95.99297,18.05489],[-95.99802,18.05539],[-96.00246,18.05584],[-96.00728,18.05634],[-96.0144,18.05704],[-96.01749,18.05735],[-96.02053,18.05769],[-96.02319,18.05799],[-96.02581,18.05817],[-96.02793,18.05841],[-96.03282,18.05886],[-96.03703,18.05933],[-96.04124,18.05974],[-96.045,18.06012],[-96.05213,18.06091],[-96.05732,18.06138],[-96.06128,18.06182],[-96.06522,18.06219],[-96.06983,18.06265],[-96.07468,18.06318],[-96.07894,18.0636],[-96.08275,18.06397],[-96.08659,18.06434],[-96.08983,18.06466],[-96.09268,18.06531],[-96.09552,18.06602],[-96.10029,18.06719],[-96.10427,18.06812],[-96.10849,18.06906],[-96.11229,18.06995],[-96.11625,18.07088],[-96.11998,18.07171],[-96.12395,18.07265],[-96.1279,18.07365],[-96.13166,18.07447],[-96.13495,18.07525]]}}
Línea 400.0 kV | LineString | 400.0 kV | 1 |  |  | CFE |  |  |  |  | OpenStreetMap | {"type":"Feature","properties":{},"geometry":{"type":"LineString","coordinates":[[-93.58516,17.17771],[-93.58168,17.17752],[-93.57738,17.1764],[-93.57071,17.1747],[-93.56596,17.17449],[-93.56172,17.17433],[-93.5594,17.17422],[-93.5566,17.17405],[-93.55251,17.17392],[-93.54763,17.17368],[-93.54316,17.17344],[-93.53585,17.17317],[-93.52875,17.16971],[-93.52432,17.16762],[-93.52128,17.16611],[-93.518,17.16451],[-93.51178,17.16152],[-93.50842,17.15994],[-93.50415,17.15786],[-93.50118,17.15643],[-93.49644,17.15417],[-93.49047,17.15134],[-93.4855,17.15005],[-93.47753,17.14791],[-93.47397,17.14694],[-93.46747,17.14524],[-93.45962,17.14313],[-93.45436,17.1417],[-93.45277,17.14128],[-93.44752,17.13989],[-93.43963,17.13777],[-93.4372,17.13714],[-93.43474,17.13648],[-93.42853,17.13484],[-93.42474,17.13436],[-93.42229,17.13417],[-93.41731,17.13367],[-93.40736,17.1328],[-93.39732,17.13206],[-93.39302,17.13167],[-93.39017,17.13144],[-93.38415,17.13093],[-93.38046,17.1306],[-93.37635,17.13019],[-93.3716,17.12979],[-93.36764,17.12946],[-93.36189,17.12897],[-93.35129,17.12804],[-93.34999,17.12793],[-93.33819,17.12689],[-93.33521,17.12663],[-93.33278,17.12657],[-93.32868,17.12647],[-93.32596,17.12643],[-93.32191,17.12642],[-93.31368,17.1264],[-93.31011,17.12631],[-93.30622,17.12626],[-93.30346,17.12618],[-93.29963,17.12614],[-93.2951,17.12457],[-93.28698,17.12184],[-93.28143,17.11991],[-93.27834,17.11884],[-93.27246,17.11676],[-93.26967,17.11585],[-93.26479,17.11416],[-93.2611,17.11292],[-93.25795,17.11178],[-93.25417,17.11046],[-93.24702,17.10802],[-93.24315,17.10667],[-93.24039,17.10576],[-93.23456,17.10377],[-93.23015,17.10221],[-93.22734,17.09935],[-93.22439,17.09639],[-93.22079,17.0928],[-93.21954,17.09151],[-93.21627,17.08818],[-93.21435,17.08628],[-93.21194,17.08386],[-93.20865,17.08056],[-93.20349,17.07537],[-93.20112,17.07296],[-93.1994,17.07124],[-93.19278,17.06458],[-93.19126,17.06301],[-93.19032,17.06216],[-93.18736,17.05908],[-93.18543,17.05714],[-93.18345,17.05513],[-93.18058,17.05225],[-93.17648,17.04813],[-93.17215,17.04377],[-93.16988,17.04148],[-93.1685,17.04011],[-93.16741,17.03901],[-93.1604,17.03196],[-93.15386,17.02532],[-93.15003,17.02141],[-93.14688,17.01827],[-93.1427,17.01399],[-93.13841,17.00966],[-93.13675,17.008],[-93.13207,17.00326],[-93.12746,16.99862],[-93.12283,16.99396],[-93.12089,16.99198],[-93.11658,16.98763],[-93.11297,16.98396],[-93.10768,16.97863],[-93.10386,16.97478],[-93.09778,16.96867],[-93.09614,16.967],[-93.09575,16.95756],[-93.09557,16.95479],[-93.09522,16.94767],[-93.09505,16.94319],[-93.09545,16.94098],[-93.09534,16.9406]]}}
Línea 400.0 kV | LineString | 400.0 kV |  |  |  | CFE |  |  |  |  | OpenStreetMap | {"type":"Feature","properties":{},"geometry":{"type":"LineString","coordinates":[[-93.5857,17.17765],[-93.58516,17.17771]]}}
Línea 400.0 kV | LineString | 400.0 kV |  |  |  | CFE |  |  |  |  | OpenStreetMap | {"type":"Feature","properties":{},"geometry":{"type":"LineString","coordinates":[[-93.58217,17.17901],[-93.58516,17.17771]]}}
Línea 400.0 kV | LineString | 400.0 kV |  |  |  | CFE |  |  |  |  | OpenStreetMap | {"type":"Feature","properties":{},"geometry":{"type":"LineString","coordinates":[[-93.59348,17.17816],[-93.59497,17.17755],[-93.59589,17.17689]]}}
Línea 400.0 kV | LineString | 400.0 kV |  |  |  | CFE |  |  |  |  | OpenStreetMap | {"type":"Feature","properties":{},"geometry":{"type":"LineString","coordinates":[[-93.59348,17.17816],[-93.59278,17.17875],[-93.59259,17.17883]]}}
Línea 400.0 kV | LineString | 400.0 kV | 2 |  |  | CFE |  |  |  |  | OpenStreetMap | {"type":"Feature","properties":{},"geometry":{"type":"LineString","coordinates":[[-93.58217,17.17901],[-93.58151,17.18094],[-93.58001,17.18487],[-93.57912,17.18758],[-93.5779,17.19141],[-93.57375,17.19798],[-93.57157,17.20133],[-93.56818,17.20646],[-93.56612,17.20956],[-93.56517,17.21428],[-93.56418,17.21794],[-93.56218,17.22563],[-93.56127,17.22929],[-93.56035,17.2331],[-93.55952,17.23691],[-93.55773,17.24338],[-93.55719,17.24572],[-93.55627,17.24893],[-93.55624,17.25125],[-93.55631,17.25523],[-93.55631,17.26038],[-93.55634,17.263],[-93.55632,17.26917],[-93.55606,17.273],[-93.55615,17.27674],[-93.55612,17.28187],[-93.55613,17.28486],[-93.55606,17.28955],[-93.55609,17.29505],[-93.55609,17.29861],[-93.55598,17.30259],[-93.55594,17.30805],[-93.55588,17.313],[-93.55578,17.31889],[-93.55223,17.32248],[-93.54927,17.32523],[-93.54628,17.32812],[-93.5436,17.33074],[-93.54134,17.33292],[-93.53884,17.33544],[-93.53645,17.3377],[-93.53335,17.34073],[-93.53097,17.34303],[-93.52703,17.34681],[-93.52598,17.34931],[-93.5218,17.35849],[-93.52062,17.36112],[-93.51686,17.36908],[-93.51556,17.37214],[-93.51376,17.37609],[-93.51256,17.37898],[-93.50949,17.38591],[-93.50734,17.39066],[-93.50552,17.39468],[-93.50352,17.39896],[-93.50218,17.40198],[-93.50059,17.40555],[-93.49933,17.40833],[-93.49583,17.41597],[-93.49386,17.42046],[-93.49218,17.42414],[-93.48977,17.42949],[-93.48887,17.43149],[-93.48787,17.4337],[-93.48511,17.43521],[-93.48184,17.43698],[-93.47848,17.43881],[-93.47502,17.4407],[-93.47221,17.4423],[-93.46693,17.4422],[-93.46432,17.442],[-93.4612,17.44581],[-93.46089,17.4491],[-93.46034,17.45432],[-93.45709,17.45634],[-93.45297,17.45889],[-93.44823,17.46192],[-93.44525,17.46382],[-93.44262,17.46544],[-93.44013,17.46699],[-93.43401,17.47082],[-93.43028,17.47312],[-93.4264,17.47552],[-93.4246,17.47658],[-93.41979,17.47945],[-93.41733,17.4809],[-93.41001,17.48527],[-93.40745,17.48671],[-93.40421,17.48856],[-93.40135,17.49024],[-93.39756,17.49234],[-93.39503,17.49383],[-93.39331,17.49484],[-93.39027,17.49669],[-93.38536,17.49964],[-93.37724,17.50443],[-93.3728,17.50703],[-93.36911,17.50923],[-93.36558,17.5113],[-93.36289,17.51287],[-93.35925,17.515],[-93.35578,17.51703],[-93.35337,17.51844],[-93.34972,17.52058],[-93.34485,17.52346],[-93.34106,17.52567],[-93.33686,17.52814],[-93.33398,17.52986],[-93.33056,17.53185],[-93.32717,17.53383],[-93.32341,17.53601],[-93.31974,17.53817],[-93.31698,17.53981],[-93.31285,17.54226],[-93.31009,17.54389],[-93.30458,17.54709],[-93.3004,17.54946],[-93.29635,17.5517],[-93.29112,17.55463],[-93.28819,17.55623],[-93.28437,17.55839],[-93.27989,17.56089],[-93.27605,17.56307],[-93.27174,17.56551],[-93.26945,17.56683],[-93.26588,17.56887],[-93.26251,17.5708],[-93.25943,17.57257],[-93.2569,17.57399],[-93.25298,17.57621],[-93.24935,17.57831],[-93.24516,17.58073],[-93.24155,17.58279],[-93.23846,17.58451],[-93.23534,17.5863],[-93.23191,17.58825],[-93.22851,17.59022],[-93.22469,17.59239],[-93.22091,17.59454],[-93.21722,17.59835],[-93.21524,17.60038],[-93.2124,17.60329],[-93.21033,17.60544],[-93.20751,17.6072],[-93.20551,17.6104],[-93.20198,17.61403],[-93.19894,17.61715],[-93.19627,17.61993],[-93.19317,17.62314],[-93.18888,17.62752],[-93.18635,17.63015],[-93.182,17.63461],[-93.17904,17.63765],[-93.17894,17.64137],[-93.17884,17.64563],[-93.17869,17.65103],[-93.17858,17.65581],[-93.1785,17.65916],[-93.17837,17.66324],[-93.17827,17.66709],[-93.17818,17.67084],[-93.17806,17.67465],[-93.17798,17.67798],[-93.17787,17.68255],[-93.17779,17.68604],[-93.17766,17.69022],[-93.17756,17.69426],[-93.17747,17.69777],[-93.1774,17.70072],[-93.17727,17.70477],[-93.17563,17.70718],[-93.17345,17.71033],[-93.17184,17.71268],[-93.1698,17.71563],[-93.16769,17.71872],[-93.16417,17.72383],[-93.1628,17.72581],[-93.15951,17.7306],[-93.15824,17.73245],[-93.15601,17.73568],[-93.15379,17.73889],[-93.15103,17.74119],[-93.14831,17.74343],[-93.14482,17.74628],[-93.14184,17.74869],[-93.13857,17.75136],[-93.13436,17.75482],[-93.13107,17.7575],[-93.12834,17.7597],[-93.12461,17.76275],[-93.12221,17.76472],[-93.11938,17.76703],[-93.11575,17.76998],[-93.11187,17.77313],[-93.10931,17.77525],[-93.10593,17.77791],[-93.10205,17.781],[-93.09889,17.7835],[-93.09568,17.78606],[-93.09237,17.78867],[-93.08913,17.79126],[-93.08584,17.79388],[-93.0831,17.79604],[-93.08102,17.79771],[-93.0783,17.79985],[-93.07505,17.80245],[-93.0716,17.80247],[-93.06791,17.8025],[-93.06436,17.80254],[-93.05955,17.80258],[-93.05438,17.80261],[-93.0507,17.80264],[-93.04685,17.80267],[-93.04203,17.80272],[-93.03826,17.80274],[-93.03492,17.80278],[-93.03215,17.80187],[-93.02897,17.80082],[-93.02581,17.79978],[-93.02261,17.79872],[-93.01824,17.79984],[-93.01362,17.80104],[-93.01003,17.80197],[-93.00702,17.80275],[-93.00351,17.80366],[-92.99887,17.80247],[-92.99686,17.79955],[-92.99471,17.79643],[-92.9923,17.79295],[-92.99036,17.79012],[-92.9876,17.78973],[-92.98515,17.78939],[-92.9816,17.79015],[-92.97662,17.79123],[-92.97257,17.7921]]}}
Línea 400.0 kV | LineString | 400.0 kV |  |  |  | CFE |  |  |  |  | OpenStreetMap | {"type":"Feature","properties":{},"geometry":{"type":"LineString","coordinates":[[-95.00988,16.61494],[-95.01044,16.61454]]}}
Línea 400.0 kV | LineString | 400.0 kV |  |  |  | CFE |  |  |  |  | OpenStreetMap | {"type":"Feature","properties":{},"geometry":{"type":"LineString","coordinates":[[-95.00988,16.61494],[-95.00996,16.61426]]}}
Línea 400.0 kV | LineString | 400.0 kV | 2 |  |  | CFE |  |  |  |  | OpenStreetMap | {"type":"Feature","properties":{},"geometry":{"type":"LineString","coordinates":[[-95.06012,17.75975],[-95.06058,17.76003],[-95.06228,17.76106],[-95.06382,17.76037],[-95.06584,17.7595],[-95.06734,17.75737],[-95.06914,17.75481],[-95.06958,17.75185],[-95.07026,17.74758],[-95.07083,17.74401],[-95.07128,17.74113],[-95.07041,17.73967],[-95.06795,17.73555],[-95.06623,17.73269],[-95.06465,17.73002],[-95.06304,17.72733],[-95.06271,17.72318],[-95.06245,17.71969],[-95.06214,17.71516],[-95.0619,17.71207],[-95.06165,17.70866],[-95.06152,17.7068],[-95.06164,17.70229],[-95.06173,17.69926],[-95.06186,17.69443],[-95.06198,17.69064],[-95.06209,17.68648],[-95.06221,17.6818],[-95.06235,17.67738],[-95.06244,17.67419],[-95.06255,17.66994],[-95.06265,17.66677],[-95.06272,17.66417],[-95.0628,17.66119],[-95.06293,17.65661],[-95.06302,17.65308],[-95.06316,17.64902],[-95.0633,17.64353],[-95.06342,17.63932],[-95.06353,17.63575],[-95.06361,17.63287],[-95.06372,17.62877],[-95.06385,17.62441],[-95.06398,17.61968],[-95.06391,17.61577],[-95.06386,17.61212],[-95.06379,17.60833],[-95.06373,17.60412],[-95.06369,17.6013],[-95.06364,17.59851],[-95.06358,17.59476],[-95.06352,17.59142],[-95.06348,17.58896],[-95.06342,17.58533],[-95.06338,17.58278],[-95.06401,17.5797],[-95.06329,17.57743],[-95.06323,17.57367],[-95.06313,17.56852],[-95.06305,17.56393],[-95.063,17.56102],[-95.06459,17.55925],[-95.06686,17.55671],[-95.06882,17.55452],[-95.06861,17.55041],[-95.06835,17.54522],[-95.06819,17.54212],[-95.06699,17.5403],[-95.06459,17.53662],[-95.06257,17.53349],[-95.06254,17.53171],[-95.06247,17.52802],[-95.06242,17.52445],[-95.06236,17.52121],[-95.0623,17.51755],[-95.06224,17.51394],[-95.06218,17.50993],[-95.06214,17.50666],[-95.06206,17.50194],[-95.06197,17.49696],[-95.06192,17.49384],[-95.06187,17.49084],[-95.06182,17.4886],[-95.06177,17.48495],[-95.06172,17.481],[-95.06164,17.47667],[-95.06159,17.47371],[-95.06155,17.47088],[-95.06149,17.46736],[-95.06142,17.46396],[-95.06136,17.45956],[-95.06128,17.45525],[-95.05954,17.4528],[-95.05683,17.44893],[-95.0551,17.44648],[-95.05286,17.44328],[-95.05083,17.44041],[-95.04827,17.4367],[-95.04649,17.43423],[-95.04597,17.43049],[-95.04541,17.42644],[-95.04491,17.42256],[-95.04432,17.41828],[-95.04383,17.41486],[-95.04344,17.41179],[-95.04295,17.40832],[-95.04233,17.40373],[-95.04164,17.39867],[-95.04099,17.39391],[-95.04055,17.3906],[-95.03998,17.38647],[-95.03966,17.38425],[-95.03925,17.38113],[-95.03878,17.37766],[-95.03815,17.37309],[-95.03749,17.36825],[-95.03711,17.36542],[-95.0364,17.36031],[-95.03589,17.35645],[-95.03541,17.35308],[-95.03493,17.3495],[-95.03446,17.34607],[-95.03407,17.3433],[-95.0337,17.34049],[-95.0336,17.33704],[-95.03351,17.33361],[-95.03339,17.32906],[-95.03328,17.32507],[-95.03315,17.32056],[-95.03304,17.31726],[-95.03295,17.31376],[-95.03282,17.30856],[-95.0327,17.30409],[-95.03257,17.29979],[-95.03247,17.29582],[-95.03235,17.2918],[-95.0323,17.28978],[-95.03218,17.28546],[-95.03576,17.28284],[-95.03919,17.28037],[-95.04331,17.27737],[-95.04659,17.27499],[-95.04892,17.2733],[-95.05181,17.2712],[-95.0531,17.27026],[-95.05538,17.26857],[-95.05516,17.2648],[-95.05496,17.26097],[-95.05477,17.25787],[-95.0546,17.2549],[-95.05441,17.25178],[-95.05313,17.25061],[-95.05079,17.24845],[-95.04776,17.24566],[-95.04471,17.24284],[-95.04232,17.24065],[-95.03965,17.23822],[-95.03654,17.23534],[-95.034,17.233],[-95.03064,17.22992],[-95.03172,17.22607],[-95.03274,17.22243],[-95.0338,17.21862],[-95.03494,17.21459],[-95.03575,17.21172],[-95.03685,17.20775],[-95.03775,17.20453],[-95.03928,17.1991],[-95.04039,17.19517],[-95.04037,17.18999],[-95.04036,17.18656],[-95.04034,17.1831],[-95.04034,17.17954],[-95.04033,17.17553],[-95.04031,17.17168],[-95.04031,17.16795],[-95.04029,17.16408],[-95.04028,17.16141],[-95.03998,17.15777],[-95.03982,17.15589],[-95.03909,17.15313],[-95.03849,17.15058],[-95.03757,17.14706],[-95.03685,17.14319],[-95.03642,17.14084],[-95.03542,17.13887],[-95.03364,17.13541],[-95.03199,17.13219],[-95.02994,17.12816],[-95.02838,17.12512],[-95.02657,17.12158],[-95.0243,17.11715],[-95.02284,17.11425],[-95.02128,17.11124],[-95.01962,17.10799],[-95.01798,17.1048],[-95.0163,17.10145],[-95.01506,17.09901],[-95.01344,17.09587],[-95.01133,17.09175],[-95.00946,17.08806],[-95.00767,17.08456],[-95.00573,17.08077],[-95.00403,17.07745],[-95.00236,17.07415],[-95.0009,17.07131],[-94.99869,17.06698],[-94.99686,17.06342],[-94.99481,17.05938],[-94.99368,17.05716],[-94.99283,17.0555],[-94.99234,17.05146],[-94.99197,17.04847],[-94.99147,17.04421],[-94.99102,17.04053],[-94.99064,17.03737],[-94.99011,17.033],[-94.98969,17.02954],[-94.98922,17.02567],[-94.98893,17.02331],[-94.98859,17.02048],[-94.98805,17.01616],[-94.98761,17.01233],[-94.98715,17.00866],[-94.9867,17.00493],[-94.98623,17.00091],[-94.98582,16.99762],[-94.98542,16.9944],[-94.98559,16.99176],[-94.98572,16.98938],[-94.98588,16.98704],[-94.98602,16.9846],[-94.98622,16.98135],[-94.98651,16.97681],[-94.98666,16.97333],[-94.98688,16.96999],[-94.98716,16.96555],[-94.98738,16.96175],[-94.98758,16.95859],[-94.98772,16.9563],[-94.98793,16.95295],[-94.98817,16.94918],[-94.98842,16.94518],[-94.98864,16.9415],[-94.98885,16.93829],[-94.98924,16.93178],[-94.98884,16.92988],[-94.98823,16.92696],[-94.98707,16.92154],[-94.98651,16.9188],[-94.98574,16.91526],[-94.98503,16.9118],[-94.98543,16.9078],[-94.98583,16.90348],[-94.98614,16.90031],[-94.98643,16.89751],[-94.98695,16.89236],[-94.98737,16.88831],[-94.98771,16.88483],[-94.98807,16.88125],[-94.9884,16.87792],[-94.98883,16.87371],[-94.98926,16.86949],[-94.98959,16.86621],[-94.98998,16.86229],[-94.99205,16.85957],[-94.99514,16.8555],[-94.99749,16.85241],[-94.99748,16.84637],[-94.99781,16.84292],[-94.99805,16.84054],[-94.99848,16.83611],[-94.99886,16.83207],[-94.99924,16.82821],[-94.99978,16.82262],[-95.00008,16.81956],[-95.00041,16.81607],[-95.00069,16.81321],[-95.00093,16.81074],[-95.00131,16.80676],[-95.00168,16.80293],[-95.00206,16.7989],[-95.00249,16.79447],[-95.00288,16.79043],[-95.00313,16.78792],[-95.00451,16.78504],[-95.00583,16.7823],[-95.00718,16.77948],[-95.00848,16.7768],[-95.01058,16.77242],[-95.01158,16.77034],[-95.0135,16.76635],[-95.01462,16.76405],[-95.01602,16.76117],[-95.01745,16.75818],[-95.01564,16.75546],[-95.01474,16.75412],[-95.01319,16.75177],[-95.01161,16.74939],[-95.01039,16.74755],[-95.00856,16.74481],[-95.00667,16.74196],[-95.00566,16.74046],[-95.00409,16.73737],[-95.0028,16.73487],[-95.00137,16.73207],[-95.00026,16.7299],[-94.9989,16.72723],[-94.99804,16.72555],[-94.99668,16.72289],[-94.99525,16.7214],[-94.99368,16.71973],[-94.99192,16.7179],[-94.99015,16.71605],[-94.98787,16.71364],[-94.98545,16.71117],[-94.98296,16.7085],[-94.9805,16.70591],[-94.97869,16.70399],[-94.9795,16.70116],[-94.98068,16.69693],[-94.98162,16.69346],[-94.98197,16.69215],[-94.98283,16.68883],[-94.9834,16.68675],[-94.98469,16.68203],[-94.98543,16.6792],[-94.98694,16.67346],[-94.98793,16.66984],[-94.98633,16.66799],[-94.98348,16.66451],[-94.98239,16.66328],[-94.98187,16.66149],[-94.98069,16.6579],[-94.98069,16.65482],[-94.98153,16.65227],[-94.98292,16.64792],[-94.98392,16.64486],[-94.9861,16.64051],[-94.98891,16.63747],[-94.9909,16.63527],[-94.99329,16.63273],[-94.99634,16.62939],[-94.99864,16.6269],[-95.00136,16.62394],[-95.00411,16.62091],[-95.00682,16.61793],[-95.00874,16.61585],[-95.00988,16.61494]]}}
Línea 400.0 kV | LineString | 400.0 kV | 1 |  |  | Comisión Federal de Electricidad |  |  |  |  | OpenStreetMap | {"type":"Feature","properties":{},"geometry":{"type":"LineString","coordinates":[[-92.7764,16.39912],[-92.77716,16.39954],[-92.77776,16.39949],[-92.78244,16.40186],[-92.78655,16.4039],[-92.79068,16.40589],[-92.79479,16.408],[-92.79697,16.41051],[-92.80038,16.41422],[-92.80263,16.41668],[-92.80447,16.41876],[-92.807,16.42157],[-92.80928,16.42405],[-92.81222,16.42735],[-92.81513,16.43053],[-92.81828,16.434],[-92.82083,16.43688],[-92.82378,16.44018],[-92.8267,16.44338],[-92.82962,16.44668],[-92.83246,16.44982],[-92.83597,16.45367],[-92.83919,16.45721],[-92.84231,16.46074],[-92.8457,16.4645],[-92.84891,16.46802],[-92.85184,16.47131],[-92.85549,16.47533],[-92.85844,16.47858],[-92.86107,16.48151],[-92.86393,16.48468],[-92.86688,16.48793],[-92.87014,16.49157],[-92.87302,16.49476],[-92.8757,16.49768],[-92.87883,16.50118],[-92.88208,16.50479],[-92.88517,16.50818],[-92.88876,16.51215],[-92.89071,16.51427],[-92.89342,16.51729],[-92.89621,16.52039],[-92.89947,16.52402],[-92.90304,16.52796],[-92.90606,16.5313],[-92.90917,16.53469],[-92.91193,16.5378],[-92.91513,16.54133],[-92.91766,16.54409],[-92.92109,16.54792],[-92.92497,16.55218],[-92.92761,16.55514],[-92.93051,16.55834],[-92.93352,16.56167],[-92.93568,16.56408],[-92.93924,16.56622],[-92.94164,16.56761],[-92.94428,16.56919],[-92.948,16.57144],[-92.95215,16.5739],[-92.95527,16.57577],[-92.95821,16.57751],[-92.96117,16.57924],[-92.96498,16.58153],[-92.96968,16.58433],[-92.97479,16.58737],[-92.97855,16.58962],[-92.98261,16.59204],[-92.98619,16.59415],[-92.99075,16.5969],[-92.99459,16.59919],[-92.9979,16.60237],[-93.00116,16.60548],[-93.00428,16.60846],[-93.00703,16.61115],[-93.00883,16.61288],[-93.00987,16.61644],[-93.01097,16.62022],[-93.01288,16.62676],[-93.01406,16.63084],[-93.01533,16.63517],[-93.01678,16.64015],[-93.01839,16.64568],[-93.02016,16.65179],[-93.02192,16.65782],[-93.02297,16.66143],[-93.0239,16.66468],[-93.0256,16.67043],[-93.02729,16.67615],[-93.02896,16.68189],[-93.03064,16.68763],[-93.03182,16.69163],[-93.03311,16.69603],[-93.03442,16.70075],[-93.03509,16.70293],[-93.03674,16.70867],[-93.03787,16.71241],[-93.03894,16.71601],[-93.03998,16.71967],[-93.04057,16.72167],[-93.04182,16.7259],[-93.04283,16.72946],[-93.04501,16.73301],[-93.04636,16.7352],[-93.04836,16.73851],[-93.05064,16.74223],[-93.0525,16.74534],[-93.05467,16.74887],[-93.05677,16.7523],[-93.05688,16.75248],[-93.05893,16.75586],[-93.06082,16.75899],[-93.06274,16.76217],[-93.06482,16.76565],[-93.07057,16.77512],[-93.07257,16.77834],[-93.07486,16.78212],[-93.07763,16.78666],[-93.08224,16.79431],[-93.0848,16.79849],[-93.08769,16.80325],[-93.0941,16.80947],[-93.09554,16.81085],[-93.09893,16.81417],[-93.10184,16.81696],[-93.10453,16.8196],[-93.10612,16.82105],[-93.10892,16.82379],[-93.11164,16.82638],[-93.11563,16.83033],[-93.11943,16.83386],[-93.12469,16.83899]]}}
Línea 400.0 kV | LineString | 400.0 kV |  |  |  | CFE |  |  |  |  | OpenStreetMap | {"type":"Feature","properties":{},"geometry":{"type":"LineString","coordinates":[[-93.09601,16.94024],[-93.09615,16.94056]]}}
Línea 400.0 kV | LineString | 400.0 kV |  |  |  | CFE |  |  |  |  | OpenStreetMap | {"type":"Feature","properties":{},"geometry":{"type":"LineString","coordinates":[[-93.09451,16.93903],[-93.09503,16.93872]]}}
Línea 400.0 kV | LineString | 400.0 kV | 2 |  |  | CFE |  |  |  |  | OpenStreetMap | {"type":"Feature","properties":{},"geometry":{"type":"LineString","coordinates":[[-93.09687,16.93829],[-93.10468,16.93678]]}}
Línea 400.0 kV | LineString | 400.0 kV | 1 |  |  | Comisión Federal de Electricidad |  |  |  |  | OpenStreetMap | {"type":"Feature","properties":{},"geometry":{"type":"LineString","coordinates":[[-93.10468,16.93678],[-93.10831,16.93538],[-93.11227,16.93505],[-93.11565,16.93479],[-93.11849,16.93456],[-93.12402,16.93525],[-93.13003,16.93601],[-93.13444,16.93656],[-93.13752,16.93695],[-93.13957,16.93721],[-93.14375,16.93773],[-93.14736,16.93816],[-93.15032,16.93858],[-93.15395,16.93893],[-93.15898,16.93957],[-93.16113,16.93881],[-93.1642,16.93773],[-93.16885,16.93598],[-93.17429,16.93397],[-93.17747,16.9328],[-93.18125,16.93145],[-93.18782,16.92887],[-93.19237,16.92423],[-93.19468,16.9216],[-93.19944,16.91655],[-93.1995,16.91519],[-93.19872,16.91465],[-93.19532,16.91114],[-93.19331,16.90896],[-93.1896,16.90519],[-93.18674,16.90225],[-93.18324,16.89858],[-93.1801,16.89532],[-93.17702,16.89215],[-93.17446,16.88948],[-93.17254,16.88749],[-93.16893,16.88378],[-93.16693,16.88171],[-93.16477,16.87951],[-93.1619,16.87651],[-93.15925,16.8738],[-93.15542,16.86996],[-93.15227,16.86664],[-93.1471,16.86139],[-93.14403,16.85808],[-93.1405,16.85446],[-93.1381,16.85199],[-93.13518,16.84919],[-93.13194,16.84619],[-93.12817,16.84233],[-93.12613,16.84045],[-93.12469,16.83899]]}}
Línea 400.0 kV | LineString | 400.0 kV |  |  |  | CFE |  |  |  |  | OpenStreetMap | {"type":"Feature","properties":{},"geometry":{"type":"LineString","coordinates":[[-93.09651,16.93874],[-93.09687,16.93829],[-93.0962,16.93864]]}}
Línea 400.0 kV | LineString | 400.0 kV |  |  |  | CFE |  |  |  |  | OpenStreetMap | {"type":"Feature","properties":{},"geometry":{"type":"LineString","coordinates":[[-93.09615,16.94056],[-93.09798,16.94378],[-93.09816,16.94423]]}}
Línea 400.0 kV | LineString | 400.0 kV |  |  |  | CFE |  |  |  |  | OpenStreetMap | {"type":"Feature","properties":{},"geometry":{"type":"LineString","coordinates":[[-93.09615,16.94056],[-93.0982,16.94332],[-93.09863,16.94401]]}}
Línea 400.0 kV | LineString | 400.0 kV |  |  |  | CFE |  |  |  |  | OpenStreetMap | {"type":"Feature","properties":{},"geometry":{"type":"LineString","coordinates":[[-93.09563,16.94042],[-93.09576,16.94072],[-93.09765,16.94392],[-93.09792,16.94433]]}}
Línea 400.0 kV | LineString | 400.0 kV |  |  |  | CFE |  |  |  |  | OpenStreetMap | {"type":"Feature","properties":{},"geometry":{"type":"LineString","coordinates":[[-93.09678,16.93988],[-93.09692,16.94024],[-93.09884,16.94305],[-93.09924,16.94376]]}}
Línea 400.0 kV | LineString | 400.0 kV |  |  |  | CFE |  |  |  |  | OpenStreetMap | {"type":"Feature","properties":{},"geometry":{"type":"LineString","coordinates":[[-93.0964,16.94006],[-93.09654,16.9404],[-93.09853,16.94318],[-93.09889,16.9439]]}}
Línea 400.0 kV | LineString | 400.0 kV | 2 |  |  | CFE |  |  |  |  | OpenStreetMap | {"type":"Feature","properties":{},"geometry":{"type":"LineString","coordinates":[[-93.09451,16.93903],[-93.09348,16.93939],[-93.09184,16.94253],[-93.09126,16.94431],[-93.09081,16.94584],[-93.08903,16.95186],[-93.08975,16.95359],[-93.091,16.95689],[-93.0924,16.96072],[-93.09307,16.96248],[-93.09473,16.96686],[-93.09609,16.96821],[-93.09752,16.96963],[-93.10237,16.97451],[-93.10385,16.97601],[-93.10688,16.97907],[-93.10833,16.98049],[-93.11238,16.98462],[-93.11637,16.98864],[-93.11863,16.99091],[-93.12068,16.99296],[-93.12658,16.99886],[-93.13151,17.00398],[-93.13607,17.00849],[-93.13789,17.01033],[-93.14333,17.0158],[-93.14718,17.01972],[-93.14965,17.02221],[-93.15462,17.02725],[-93.15996,17.03263],[-93.16217,17.03488],[-93.16654,17.03923],[-93.16809,17.04076],[-93.16949,17.04223],[-93.17152,17.04423],[-93.17377,17.04651],[-93.17547,17.04825],[-93.17849,17.05131],[-93.18353,17.05634],[-93.18653,17.05935],[-93.18997,17.0628],[-93.19814,17.07112],[-93.2005,17.0735],[-93.2033,17.0763],[-93.20817,17.08122],[-93.21364,17.0867],[-93.21761,17.09066],[-93.2271,17.10021],[-93.2288,17.10199],[-93.23032,17.10347],[-93.23342,17.10452],[-93.23999,17.10674],[-93.24585,17.10881],[-93.24843,17.1096],[-93.25412,17.11157],[-93.25756,17.11275],[-93.26022,17.11365],[-93.26376,17.11482],[-93.27208,17.11765],[-93.27857,17.11988],[-93.28697,17.12278],[-93.29067,17.12399],[-93.2935,17.12495],[-93.29822,17.12655],[-93.30265,17.12804],[-93.30622,17.12924],[-93.3106,17.13087],[-93.31809,17.13357],[-93.32291,17.13523],[-93.32469,17.13584],[-93.32774,17.13691],[-93.34277,17.1422],[-93.35016,17.14474],[-93.35746,17.14732],[-93.36196,17.14896],[-93.36803,17.15109],[-93.37373,17.15308],[-93.37614,17.15396],[-93.37899,17.15494],[-93.38273,17.15623],[-93.3893,17.15858],[-93.39197,17.1595],[-93.39491,17.16016],[-93.39973,17.16108],[-93.40726,17.16267],[-93.41026,17.16328],[-93.4141,17.16409],[-93.41988,17.16527],[-93.42651,17.16662],[-93.43106,17.16755],[-93.43329,17.168],[-93.44404,17.17012],[-93.44932,17.17118],[-93.45303,17.17192],[-93.45679,17.17264],[-93.45952,17.17326],[-93.46261,17.17388],[-93.46645,17.17468],[-93.4684,17.1751],[-93.47398,17.17622],[-93.47762,17.177],[-93.48373,17.17822],[-93.48729,17.17901],[-93.48945,17.1794],[-93.49386,17.18031],[-93.49615,17.18081],[-93.50004,17.18166],[-93.50379,17.18243],[-93.50916,17.18354],[-93.51129,17.18401],[-93.51313,17.18438],[-93.51658,17.18512],[-93.521,17.18601],[-93.52574,17.18695],[-93.5304,17.18791],[-93.53554,17.18899],[-93.53993,17.18987],[-93.54513,17.18845],[-93.54892,17.18742],[-93.55285,17.18634],[-93.55829,17.18486],[-93.56211,17.18376],[-93.56611,17.18268],[-93.57195,17.18111],[-93.5734,17.1807],[-93.577,17.17886],[-93.57995,17.17742],[-93.58243,17.17614],[-93.58666,17.17398],[-93.58959,17.17251],[-93.59542,17.1746],[-93.60213,17.17702],[-93.60583,17.17836],[-93.60915,17.18055],[-93.61526,17.18453],[-93.62024,17.18779],[-93.62247,17.19011],[-93.62624,17.19406],[-93.62955,17.1975],[-93.6304,17.19843],[-93.63504,17.20327],[-93.63807,17.20645],[-93.6451,17.21381],[-93.64836,17.21721],[-93.64996,17.219],[-93.65415,17.21986],[-93.66123,17.22125],[-93.66529,17.22209],[-93.67354,17.2238],[-93.68256,17.22564],[-93.68516,17.22617],[-93.69123,17.22741],[-93.69754,17.22867],[-93.70242,17.22968],[-93.7051,17.23023],[-93.71251,17.23172],[-93.7246,17.2342],[-93.7328,17.23584],[-93.73822,17.23697],[-93.74254,17.2378],[-93.74593,17.23852],[-93.74961,17.23927],[-93.75519,17.24039],[-93.76216,17.2418],[-93.76578,17.24253],[-93.77063,17.24352],[-93.7742,17.24424],[-93.77651,17.24471],[-93.7798,17.24536],[-93.78545,17.24649],[-93.78848,17.24826],[-93.79167,17.25008],[-93.79415,17.25153],[-93.79788,17.25371],[-93.80145,17.25575],[-93.80826,17.2597],[-93.81261,17.26223],[-93.81604,17.2642],[-93.81961,17.26626],[-93.82137,17.26728],[-93.82668,17.27034],[-93.82992,17.2722],[-93.83638,17.27594],[-93.84299,17.27978],[-93.84827,17.28284],[-93.85041,17.28406],[-93.85456,17.28648],[-93.8566,17.28759],[-93.86494,17.29236],[-93.8677,17.29404],[-93.87034,17.29559],[-93.87614,17.29893],[-93.88298,17.3028],[-93.8888,17.30622],[-93.89342,17.30889],[-93.89616,17.31046],[-93.89773,17.31133],[-93.90253,17.31408],[-93.90406,17.315],[-93.90878,17.31772],[-93.91308,17.32022],[-93.91748,17.3227],[-93.92025,17.32441],[-93.92366,17.32632],[-93.92722,17.32834],[-93.93039,17.33028],[-93.93577,17.33329],[-93.94018,17.33584],[-93.94357,17.3378],[-93.94714,17.3398],[-93.94927,17.34101],[-93.95396,17.34372],[-93.95697,17.34548],[-93.96032,17.34738],[-93.96358,17.34927],[-93.9667,17.35107],[-93.97038,17.3532],[-93.97399,17.35526],[-93.97632,17.35662],[-93.98008,17.35878],[-93.98458,17.36136],[-93.98824,17.36345],[-93.99262,17.36601],[-93.99494,17.36735],[-93.998,17.36909],[-94.00153,17.37112],[-94.00489,17.37305],[-94.00754,17.37457],[-94.01128,17.37673],[-94.01396,17.37824],[-94.01737,17.3802],[-94.02124,17.38241],[-94.02504,17.3846],[-94.02913,17.38694],[-94.03102,17.38807],[-94.03436,17.38996],[-94.03616,17.39098],[-94.03974,17.39305],[-94.04159,17.39413],[-94.04632,17.39685],[-94.04843,17.39808],[-94.05118,17.39964],[-94.05412,17.40131],[-94.05843,17.40379],[-94.06048,17.40499],[-94.06542,17.40786],[-94.06779,17.40923],[-94.07025,17.41066],[-94.07631,17.41409],[-94.08202,17.4174],[-94.08607,17.41975],[-94.09161,17.42294],[-94.09491,17.42483],[-94.09843,17.42676],[-94.1029,17.42935],[-94.10846,17.43255],[-94.11275,17.43503],[-94.1149,17.43628],[-94.11714,17.43758],[-94.12034,17.43943],[-94.12301,17.44093],[-94.12666,17.44299],[-94.12959,17.44468],[-94.1329,17.44659],[-94.13501,17.4478],[-94.13732,17.44914],[-94.14016,17.45079],[-94.14404,17.45298],[-94.14842,17.45553],[-94.15091,17.45697],[-94.1541,17.4588],[-94.15751,17.46073],[-94.15954,17.4619],[-94.16227,17.46347],[-94.16553,17.46525],[-94.16852,17.46701],[-94.17244,17.46926],[-94.17675,17.47172],[-94.17941,17.47323],[-94.1818,17.47461],[-94.18613,17.47711],[-94.18946,17.47897],[-94.19182,17.48036],[-94.19585,17.48269],[-94.2001,17.48511],[-94.20367,17.48713],[-94.20487,17.48785],[-94.209,17.49024],[-94.21141,17.49161],[-94.21349,17.49279],[-94.21782,17.49523],[-94.22076,17.49691],[-94.22431,17.49821],[-94.22706,17.49924],[-94.23251,17.50123],[-94.23572,17.50242],[-94.23825,17.50333],[-94.24252,17.50424],[-94.24603,17.50496],[-94.25008,17.50585],[-94.25293,17.50645],[-94.25596,17.50712],[-94.26114,17.50821],[-94.26574,17.50919],[-94.2678,17.50962],[-94.27322,17.5108],[-94.27799,17.5118],[-94.28346,17.513],[-94.2862,17.51356],[-94.28849,17.51404],[-94.29195,17.51481],[-94.29501,17.51546],[-94.29953,17.51642],[-94.30455,17.51749],[-94.30828,17.51831],[-94.31197,17.51908],[-94.31652,17.52005],[-94.31978,17.52075],[-94.32431,17.52168],[-94.32916,17.52273],[-94.33326,17.52362],[-94.33832,17.52465],[-94.34357,17.5258],[-94.34609,17.52635],[-94.35087,17.52731],[-94.35308,17.52777],[-94.35628,17.52846],[-94.36076,17.52941],[-94.36324,17.52994],[-94.36765,17.53087],[-94.3737,17.53216],[-94.37785,17.53305],[-94.38195,17.53389],[-94.38486,17.53452],[-94.38763,17.53508],[-94.39096,17.53579],[-94.39346,17.53632],[-94.39832,17.53735],[-94.40165,17.53806],[-94.40664,17.53913],[-94.41101,17.54006],[-94.41541,17.54101],[-94.41882,17.54167],[-94.42231,17.54241],[-94.42613,17.54323],[-94.42964,17.54402],[-94.433,17.54472],[-94.43831,17.54586],[-94.44217,17.54666],[-94.44612,17.54751],[-94.4509,17.5485],[-94.45491,17.54936],[-94.45823,17.55005],[-94.46205,17.55086],[-94.46462,17.55141],[-94.46737,17.55199],[-94.47036,17.55261],[-94.47545,17.55368],[-94.47843,17.5543],[-94.48196,17.55505],[-94.48626,17.55595],[-94.48942,17.55661],[-94.49246,17.55725],[-94.49726,17.55827],[-94.49882,17.55858],[-94.50268,17.5594],[-94.50634,17.56016],[-94.51082,17.56112],[-94.51387,17.56175],[-94.51771,17.56256],[-94.52211,17.56348],[-94.52611,17.56429],[-94.53045,17.56522],[-94.53443,17.56605],[-94.53817,17.56684],[-94.54226,17.5677],[-94.54527,17.56833],[-94.54825,17.56896],[-94.5531,17.56998],[-94.55849,17.57111],[-94.56145,17.57173],[-94.56527,17.57253],[-94.56909,17.57333],[-94.57459,17.57448],[-94.57822,17.57524],[-94.58206,17.57603],[-94.58458,17.57657],[-94.58819,17.57732],[-94.59313,17.57834],[-94.59762,17.57929],[-94.60103,17.58017],[-94.60479,17.58115],[-94.60763,17.58222],[-94.61026,17.58321],[-94.613,17.58424],[-94.61771,17.58602],[-94.6204,17.58703],[-94.62485,17.5887],[-94.6278,17.58981],[-94.63049,17.59083],[-94.63424,17.59223],[-94.63679,17.59319],[-94.63903,17.59404],[-94.64199,17.59514],[-94.64651,17.59684],[-94.64934,17.59791],[-94.65272,17.59918],[-94.65627,17.60054],[-94.66021,17.60199],[-94.66368,17.6033],[-94.66631,17.60429],[-94.6698,17.60559],[-94.67379,17.60709],[-94.67583,17.60785],[-94.68012,17.60945],[-94.68433,17.61104],[-94.68733,17.61216],[-94.6913,17.61364],[-94.69463,17.61489],[-94.69817,17.61622],[-94.70101,17.61728],[-94.70505,17.6188],[-94.70977,17.62055],[-94.71298,17.62176],[-94.71731,17.62336],[-94.72044,17.62456],[-94.72426,17.62597],[-94.72871,17.62765],[-94.73155,17.62872],[-94.73482,17.62993],[-94.73729,17.63085],[-94.74113,17.6323],[-94.74456,17.63359],[-94.7477,17.63477],[-94.75202,17.63635],[-94.75606,17.63789],[-94.75948,17.63918],[-94.76293,17.64047],[-94.76635,17.64177],[-94.77174,17.64376],[-94.77617,17.64542],[-94.77955,17.64669],[-94.78186,17.64755],[-94.78696,17.64943],[-94.78955,17.65038],[-94.79337,17.65186],[-94.79549,17.65266],[-94.79898,17.65397],[-94.80147,17.65488],[-94.80533,17.65631],[-94.80885,17.65765],[-94.81104,17.65839],[-94.8161,17.66033],[-94.8186,17.66129],[-94.8222,17.66263],[-94.82527,17.66378],[-94.82927,17.66528],[-94.83279,17.66662],[-94.83659,17.66804],[-94.84011,17.66935],[-94.84335,17.67059],[-94.84671,17.67183],[-94.85022,17.67311],[-94.8535,17.67435],[-94.85715,17.67571],[-94.86107,17.67718],[-94.86502,17.67865],[-94.86764,17.67963],[-94.87025,17.68058],[-94.87385,17.68194],[-94.87734,17.68324],[-94.88096,17.68456],[-94.88399,17.68573],[-94.88782,17.68709],[-94.89144,17.68853],[-94.89402,17.68944],[-94.89719,17.69065],[-94.90134,17.69218],[-94.90511,17.69358],[-94.90809,17.69469],[-94.91255,17.69638],[-94.91544,17.69742],[-94.91929,17.69886],[-94.92223,17.69998],[-94.92669,17.70166],[-94.9297,17.70277],[-94.93295,17.70397],[-94.93611,17.70515],[-94.93953,17.70642],[-94.94285,17.70766],[-94.94604,17.70886],[-94.95013,17.71037],[-94.9531,17.7115],[-94.95643,17.71275],[-94.96063,17.7143],[-94.96392,17.71552],[-94.96761,17.7169],[-94.97111,17.7182],[-94.97472,17.71956],[-94.97855,17.72097],[-94.98202,17.72226],[-94.98608,17.72382],[-94.98957,17.72512],[-94.99328,17.72651],[-94.99705,17.7279],[-95.00076,17.72929],[-95.00448,17.73067],[-95.00808,17.73201],[-95.01184,17.73341],[-95.01555,17.73479],[-95.01831,17.73581],[-95.02296,17.73754],[-95.02506,17.73898],[-95.02802,17.74101],[-95.03134,17.74332],[-95.03392,17.74509],[-95.03637,17.74677],[-95.03996,17.74925],[-95.04405,17.75207],[-95.0468,17.75396],[-95.05014,17.75625],[-95.05171,17.75733],[-95.05403,17.75889],[-95.05654,17.76067],[-95.05703,17.76097]]}}
Línea 400.0 kV | LineString | 400.0 kV |  |  |  | CFE |  |  |  |  | OpenStreetMap | {"type":"Feature","properties":{},"geometry":{"type":"LineString","coordinates":[[-93.09496,16.93806],[-93.09466,16.93814],[-93.09367,16.93833],[-93.08913,16.93971],[-93.08469,16.94015],[-93.08102,16.94047],[-93.075,16.94103],[-93.06641,16.94183],[-93.05982,16.94243],[-93.05356,16.943],[-93.05062,16.94004],[-93.04827,16.93771],[-93.0441,16.93355],[-93.04143,16.93098],[-93.03832,16.92781],[-93.03555,16.92512],[-93.03343,16.92291],[-93.02934,16.91893],[-93.02656,16.916],[-93.02147,16.91098],[-93.01619,16.90565],[-93.01514,16.9046],[-93.01204,16.90147],[-93.00893,16.89837],[-93.00714,16.89657],[-93.00607,16.89328],[-93.00397,16.8869],[-93.00329,16.88484],[-93.00249,16.8823],[-93.00061,16.87657],[-92.99691,16.86519],[-92.99572,16.86133],[-92.99438,16.85725],[-92.99215,16.85034],[-92.99155,16.84842],[-92.99018,16.84416],[-92.98837,16.83855],[-92.98633,16.83226],[-92.98553,16.82979],[-92.98361,16.82401],[-92.9817,16.81803],[-92.97969,16.81179],[-92.97988,16.8077],[-92.98004,16.80479],[-92.98039,16.79779],[-92.98054,16.79479],[-92.98074,16.79067],[-92.9809,16.78742],[-92.98115,16.78199],[-92.98136,16.77786],[-92.98156,16.77379],[-92.98178,16.76974],[-92.9821,16.7628],[-92.98228,16.75918],[-92.98248,16.75498],[-92.98275,16.7497],[-92.98319,16.74066],[-92.9835,16.73448],[-92.98372,16.72922],[-92.98099,16.72478],[-92.97865,16.72097],[-92.97657,16.71763],[-92.97445,16.71434],[-92.97301,16.71197],[-92.97093,16.70862],[-92.96879,16.70521],[-92.9667,16.70182],[-92.96465,16.69857],[-92.9625,16.6951],[-92.96033,16.69162],[-92.95812,16.68804],[-92.95614,16.68489],[-92.95399,16.68144],[-92.9514,16.67727],[-92.94915,16.67365],[-92.94687,16.67],[-92.94495,16.66691],[-92.94247,16.66301],[-92.93897,16.65733],[-92.93726,16.6546],[-92.93561,16.65192],[-92.93342,16.64838],[-92.93019,16.64322],[-92.9288,16.64102],[-92.92653,16.63742],[-92.92452,16.63414],[-92.9216,16.6294],[-92.91998,16.62534],[-92.91801,16.62038],[-92.91601,16.61533],[-92.91417,16.61066],[-92.91303,16.60771],[-92.9114,16.60373],[-92.9097,16.59943],[-92.90854,16.5965],[-92.90724,16.59318],[-92.90611,16.59031],[-92.90484,16.58716],[-92.90313,16.58289],[-92.9017,16.57917],[-92.90013,16.57521],[-92.89864,16.57145],[-92.89737,16.56822],[-92.89586,16.56455],[-92.89411,16.56001],[-92.89242,16.55579],[-92.89083,16.55163],[-92.88897,16.54707],[-92.88785,16.54428],[-92.88636,16.54048],[-92.88481,16.53669],[-92.88376,16.53394],[-92.88229,16.53022],[-92.88232,16.52747],[-92.88235,16.52288],[-92.88241,16.5185],[-92.88242,16.5149],[-92.88248,16.51087],[-92.88251,16.50686],[-92.88,16.50407],[-92.87691,16.50068],[-92.87352,16.49692],[-92.87085,16.49396],[-92.86836,16.49118],[-92.86516,16.48765],[-92.86189,16.48405],[-92.85878,16.4806],[-92.85578,16.47725],[-92.85312,16.47431],[-92.84979,16.47064],[-92.84757,16.46818],[-92.8443,16.46457],[-92.84143,16.46139],[-92.83891,16.45859],[-92.83628,16.45568],[-92.83402,16.45319],[-92.83064,16.44948],[-92.82738,16.44587],[-92.82461,16.44285],[-92.8218,16.4397],[-92.81899,16.43651],[-92.81701,16.43437],[-92.81447,16.43159],[-92.81156,16.42832],[-92.80818,16.42461],[-92.80556,16.42173],[-92.80357,16.41953],[-92.80058,16.41624],[-92.79828,16.41368],[-92.79608,16.4112],[-92.79398,16.40889],[-92.78924,16.40648],[-92.78528,16.40442],[-92.78204,16.40277],[-92.77738,16.40031],[-92.77697,16.39991],[-92.77619,16.39947]]}}
Línea 400.0 kV | LineString | 400.0 kV |  |  |  | CFE |  |  |  |  | OpenStreetMap | {"type":"Feature","properties":{},"geometry":{"type":"LineString","coordinates":[[-92.53429,15.33598],[-92.53502,15.32874],[-92.53549,15.32377],[-92.53586,15.32047],[-92.53615,15.31757],[-92.5367,15.31196],[-92.53691,15.30977],[-92.53734,15.30546],[-92.53761,15.30297],[-92.5375,15.30054],[-92.53737,15.2983],[-92.53713,15.29469],[-92.53694,15.29144],[-92.5368,15.28905],[-92.53664,15.28671],[-92.5363,15.28136],[-92.53606,15.27662],[-92.53578,15.27267],[-92.53558,15.26962],[-92.53546,15.26803],[-92.53521,15.26358],[-92.53477,15.25683],[-92.53552,15.25287],[-92.53655,15.247],[-92.537,15.24437],[-92.53754,15.24151],[-92.53871,15.23493],[-92.53972,15.22933],[-92.54049,15.225],[-92.53805,15.22186],[-92.53583,15.21907],[-92.53366,15.21628],[-92.5315,15.21336],[-92.53128,15.21101],[-92.53101,15.20761],[-92.53059,15.20282],[-92.53031,15.19896],[-92.52999,15.19567],[-92.52963,15.19106],[-92.52946,15.18882],[-92.52625,15.18543],[-92.52452,15.18363],[-92.5228,15.18179],[-92.51939,15.1782],[-92.51714,15.17582],[-92.51388,15.1724],[-92.51051,15.17166],[-92.50821,15.17115],[-92.50528,15.17052],[-92.50022,15.16939],[-92.49689,15.16867],[-92.4937,15.16798],[-92.49008,15.16719],[-92.48659,15.16642],[-92.48041,15.16505],[-92.47775,15.16448],[-92.47535,15.16395],[-92.47244,15.16332],[-92.46777,15.16242],[-92.463,15.16121],[-92.45976,15.16053],[-92.45514,15.1595],[-92.45153,15.1566],[-92.44723,15.15313],[-92.444,15.15053],[-92.44122,15.14829],[-92.43843,15.14604],[-92.43361,15.14217],[-92.43069,15.13979],[-92.42769,15.13737],[-92.42573,15.13583],[-92.42142,15.13233],[-92.41771,15.12934],[-92.41468,15.12689],[-92.41286,15.12366],[-92.4113,15.12081],[-92.40857,15.11582],[-92.40699,15.11291],[-92.40482,15.10901],[-92.40196,15.1038],[-92.40005,15.10033],[-92.39731,15.09539],[-92.39553,15.09211],[-92.39369,15.08876],[-92.39193,15.08559],[-92.38937,15.08089],[-92.38652,15.07566],[-92.38436,15.07176],[-92.38324,15.0697],[-92.38157,15.06664],[-92.37972,15.06335],[-92.377,15.05839],[-92.37383,15.05258],[-92.37188,15.04903],[-92.36989,15.04521],[-92.36643,15.03893],[-92.36452,15.03562],[-92.35993,15.02727],[-92.35794,15.02351],[-92.35776,15.01848],[-92.35759,15.01398],[-92.35754,15.01259],[-92.35737,15.00791],[-92.35715,15.00306],[-92.35469,14.99959],[-92.3526,14.99678],[-92.34985,14.99306],[-92.34814,14.99081],[-92.34973,14.98763],[-92.35149,14.98418],[-92.35268,14.98187],[-92.35362,14.97994],[-92.3532,14.978],[-92.3522,14.97272],[-92.35119,14.96754],[-92.35052,14.9642],[-92.3497,14.9598],[-92.3487,14.95488],[-92.34775,14.95033],[-92.34724,14.94737],[-92.34656,14.94402],[-92.34586,14.94039],[-92.34505,14.93632],[-92.34398,14.93079],[-92.34305,14.92618],[-92.34331,14.92319],[-92.34383,14.91733],[-92.34416,14.91353],[-92.34458,14.90887],[-92.34489,14.90535],[-92.34526,14.90108],[-92.34562,14.89709],[-92.34698,14.89461],[-92.34816,14.89246]]}}
Línea 400.0 kV | LineString | 400.0 kV |  |  |  | CFE |  |  |  |  | OpenStreetMap | {"type":"Feature","properties":{},"geometry":{"type":"LineString","coordinates":[[-92.77742,16.39877],[-92.77667,16.39836],[-92.77581,16.39812]]}}
Línea 400.0 kV | LineString | 400.0 kV |  |  |  | CFE |  |  |  |  | OpenStreetMap | {"type":"Feature","properties":{},"geometry":{"type":"LineString","coordinates":[[-92.53335,15.34502],[-92.5339,15.3406],[-92.53429,15.33598]]}}
Línea 400.0 kV | LineString | 400.0 kV |  |  |  | CFE |  |  |  |  | OpenStreetMap | {"type":"Feature","properties":{},"geometry":{"type":"LineString","coordinates":[[-92.34816,14.89246],[-92.34799,14.88979],[-92.34808,14.88726]]}}
Línea 400.0 kV | LineString | 400.0 kV |  |  |  | CFE |  |  |  |  | OpenStreetMap | {"type":"Feature","properties":{},"geometry":{"type":"LineString","coordinates":[[-92.34816,14.89246],[-92.34823,14.88976],[-92.34808,14.88726]]}}
Línea 400.0 kV | LineString | 400.0 kV |  |  |  | CFE |  |  |  |  | OpenStreetMap | {"type":"Feature","properties":{},"geometry":{"type":"LineString","coordinates":[[-92.53335,15.34502],[-92.5337,15.34034],[-92.53429,15.33598]]}}
Línea 400.0 kV | LineString | 400.0 kV |  |  |  | CFE |  |  |  |  | OpenStreetMap | {"type":"Feature","properties":{},"geometry":{"type":"LineString","coordinates":[[-92.34808,14.88726],[-92.3483,14.88338],[-92.34849,14.8792],[-92.34868,14.87532],[-92.34887,14.87134],[-92.34942,14.8689]]}}
Línea 400.0 kV | LineString | 400.0 kV |  |  |  | CFE |  |  |  |  | OpenStreetMap | {"type":"Feature","properties":{},"geometry":{"type":"LineString","coordinates":[[-92.3483,14.86806],[-92.34853,14.86857],[-92.34867,14.8692],[-92.3479,14.87074],[-92.3467,14.87316],[-92.34371,14.87337],[-92.34071,14.8736],[-92.33793,14.87207],[-92.33527,14.87056],[-92.33242,14.86893],[-92.3293,14.8671],[-92.326,14.86529],[-92.32287,14.8635],[-92.31987,14.86182],[-92.31755,14.86053],[-92.31482,14.85901],[-92.31291,14.85794],[-92.31134,14.85649],[-92.30958,14.85468],[-92.30791,14.85314],[-92.30622,14.85143],[-92.30372,14.84898],[-92.30121,14.84652],[-92.29888,14.84426],[-92.29917,14.84124],[-92.29955,14.83756],[-92.29992,14.83397],[-92.30021,14.83099],[-92.30049,14.82803],[-92.30071,14.82506],[-92.30108,14.82223],[-92.30138,14.81935],[-92.30166,14.81629],[-92.30194,14.81333],[-92.30224,14.8103],[-92.29992,14.80809],[-92.29754,14.8058],[-92.29518,14.80351],[-92.29296,14.80138],[-92.29049,14.79901],[-92.28791,14.79654],[-92.28551,14.79426],[-92.28347,14.79229],[-92.28134,14.79026],[-92.27883,14.78785],[-92.27649,14.78561],[-92.27397,14.78321],[-92.27168,14.78098],[-92.2692,14.77864],[-92.26689,14.77643],[-92.26462,14.7742],[-92.26008,14.76988],[-92.25761,14.76747],[-92.25493,14.76494],[-92.25205,14.76218],[-92.24926,14.75953],[-92.24672,14.75707],[-92.2431,14.75644],[-92.23893,14.75565],[-92.2338,14.75473],[-92.22952,14.75396],[-92.22555,14.75325],[-92.22208,14.75261],[-92.21882,14.75204],[-92.21578,14.75243],[-92.21161,14.75294],[-92.20792,14.7534],[-92.20451,14.75382],[-92.20129,14.75422],[-92.198,14.75465],[-92.19467,14.75505],[-92.19122,14.75548],[-92.18839,14.75519],[-92.18494,14.75489],[-92.18111,14.75453],[-92.17714,14.75416],[-92.1728,14.75375],[-92.16691,14.75396],[-92.16195,14.75418],[-92.15897,14.75439],[-92.15515,14.75469],[-92.15123,14.75423],[-92.14633,14.75366],[-92.14186,14.75311],[-92.13702,14.75254],[-92.13204,14.75191],[-92.12708,14.75134],[-92.12218,14.75075],[-92.11789,14.75021],[-92.11459,14.74798],[-92.11111,14.74562],[-92.10858,14.74235],[-92.10584,14.73886],[-92.1031,14.73535],[-92.1008,14.7324],[-92.09877,14.72978],[-92.09784,14.72652],[-92.0967,14.72256],[-92.09539,14.71812],[-92.09417,14.71371],[-92.09278,14.70901],[-92.09147,14.70452],[-92.09016,14.69988],[-92.08876,14.69507],[-92.0875,14.69068],[-92.0863,14.68663],[-92.08468,14.68089],[-92.0833,14.67615],[-92.08188,14.67121],[-92.08068,14.66706],[-92.07923,14.66198],[-92.07809,14.65807],[-92.07551,14.6566],[-92.07178,14.65449],[-92.06792,14.65229],[-92.06458,14.65041],[-92.06038,14.64803],[-92.05622,14.64568],[-92.05229,14.64344],[-92.04897,14.64157],[-92.04523,14.63948],[-92.04077,14.63694],[-92.03695,14.63474],[-92.03241,14.63216],[-92.02817,14.62977],[-92.02366,14.62719],[-92.01968,14.62495],[-92.01684,14.62222],[-92.01378,14.6193],[-92.01258,14.61815],[-92.01037,14.61604],[-92.00674,14.61255],[-92.00386,14.60983],[-91.99978,14.60812],[-91.99574,14.6064],[-91.99226,14.60493],[-91.98854,14.60335],[-91.98473,14.60175],[-91.97925,14.59943],[-91.975,14.59763],[-91.97037,14.59567],[-91.96593,14.59379],[-91.96208,14.59218],[-91.95817,14.5909],[-91.95317,14.58926],[-91.94874,14.58781],[-91.94493,14.58816],[-91.94009,14.58862],[-91.93524,14.58906],[-91.9303,14.5895],[-91.92593,14.58991],[-91.92148,14.59033],[-91.91733,14.5907],[-91.9134,14.58879],[-91.90906,14.58668],[-91.90527,14.58484],[-91.90157,14.58304],[-91.89723,14.58095],[-91.8934,14.57908],[-91.89017,14.57751],[-91.88505,14.57502],[-91.8805,14.5728],[-91.87618,14.5707],[-91.8723,14.57019],[-91.86849,14.56882],[-91.86518,14.56762],[-91.86128,14.5672],[-91.85719,14.56673],[-91.85704,14.56671],[-91.85342,14.56635],[-91.85046,14.56398],[-91.84885,14.56268],[-91.84533,14.5629],[-91.8412,14.56316],[-91.83687,14.56344],[-91.83177,14.56376],[-91.82628,14.56414],[-91.8229,14.56434],[-91.8199,14.56378],[-91.81546,14.56299],[-91.81106,14.56217],[-91.81062,14.56209],[-91.80701,14.56144],[-91.80457,14.561],[-91.80102,14.56109],[-91.79867,14.56113],[-91.79835,14.56114],[-91.79498,14.56123],[-91.79074,14.56025],[-91.78701,14.55939],[-91.78181,14.55827],[-91.77799,14.55737],[-91.77356,14.55635],[-91.76826,14.55517],[-91.76446,14.55428],[-91.76075,14.55553],[-91.75705,14.55677],[-91.75231,14.55834],[-91.74909,14.55943],[-91.74526,14.55807],[-91.74146,14.55675],[-91.73706,14.55699],[-91.73282,14.55723],[-91.73197,14.55728],[-91.72799,14.5575],[-91.72191,14.55781],[-91.72014,14.55921],[-91.71661,14.56193],[-91.71295,14.56478],[-91.70917,14.56776],[-91.70504,14.57092],[-91.70258,14.57462],[-91.70052,14.57692],[-91.70022,14.57725],[-91.7,14.5775],[-91.696,14.57732],[-91.69214,14.57716],[-91.68808,14.57752],[-91.68354,14.57787],[-91.67964,14.57745],[-91.6737,14.57679],[-91.66889,14.57626],[-91.66503,14.57585],[-91.66243,14.57867],[-91.65947,14.58192],[-91.65731,14.58423],[-91.65428,14.5849],[-91.65164,14.5855],[-91.6487,14.58398],[-91.6455,14.58234],[-91.6422,14.58065],[-91.64106,14.5801],[-91.63846,14.57884],[-91.63451,14.57694],[-91.63056,14.57503],[-91.62732,14.57347],[-91.62582,14.57408],[-91.62552,14.57545],[-91.62541,14.57594]]}}
Línea 400.0 kV | LineString | 400.0 kV |  |  |  | CFE |  |  |  |  | OpenStreetMap | {"type":"Feature","properties":{},"geometry":{"type":"LineString","coordinates":[[-92.97169,17.79203],[-92.97117,17.79237]]}}
Línea 400.0 kV | LineString | 400.0 kV |  |  |  | CFE |  |  |  |  | OpenStreetMap | {"type":"Feature","properties":{},"geometry":{"type":"LineString","coordinates":[[-92.97163,17.79264],[-92.97169,17.79203]]}}
Línea 400.0 kV | LineString | 400.0 kV |  |  |  | CFE |  |  |  |  | OpenStreetMap | {"type":"Feature","properties":{},"geometry":{"type":"LineString","coordinates":[[-92.97235,17.79306],[-92.97257,17.7921]]}}
Línea 400.0 kV | LineString | 400.0 kV |  |  |  | CFE |  |  |  |  | OpenStreetMap | {"type":"Feature","properties":{},"geometry":{"type":"LineString","coordinates":[[-92.97257,17.7921],[-92.97185,17.79277]]}}
Línea 400.0 kV | LineString | 400.0 kV | 2 |  |  | CFE |  |  |  |  | OpenStreetMap | {"type":"Feature","properties":{},"geometry":{"type":"LineString","coordinates":[[-92.97169,17.79203],[-92.97298,17.78956],[-92.97252,17.78782],[-92.97089,17.78687],[-92.96912,17.78729],[-92.96768,17.79007],[-92.96535,17.79456],[-92.96422,17.79676],[-92.96219,17.80062],[-92.96025,17.80395],[-92.9584,17.80712],[-92.9565,17.81033],[-92.95461,17.8136],[-92.95277,17.81678],[-92.94866,17.81805],[-92.94502,17.81918],[-92.94106,17.82041],[-92.93616,17.82192],[-92.93319,17.82282],[-92.93013,17.82296],[-92.92618,17.82213],[-92.92278,17.82145],[-92.9185,17.82055],[-92.91466,17.81977],[-92.91035,17.81889],[-92.90642,17.81807],[-92.90286,17.81735],[-92.8988,17.81651],[-92.89495,17.81572],[-92.89053,17.8148],[-92.88701,17.81408],[-92.88376,17.81342],[-92.87928,17.81348],[-92.87565,17.81355],[-92.87202,17.81362],[-92.8684,17.81368],[-92.86448,17.81376],[-92.86038,17.81382],[-92.85607,17.8139],[-92.85153,17.81398],[-92.848,17.81405],[-92.84381,17.81412],[-92.83952,17.81419],[-92.83584,17.81425],[-92.83227,17.8143],[-92.82843,17.81436],[-92.82528,17.81442],[-92.82113,17.8145],[-92.81579,17.8146],[-92.81088,17.81467],[-92.8073,17.81474],[-92.80312,17.81481],[-92.79896,17.81487],[-92.79506,17.81493],[-92.79065,17.81502],[-92.78706,17.81508],[-92.78344,17.81514],[-92.77912,17.81521],[-92.77507,17.81528],[-92.77133,17.81535],[-92.76749,17.8132],[-92.76311,17.81075],[-92.75914,17.80849],[-92.75579,17.80662],[-92.75291,17.805],[-92.74966,17.80316],[-92.74657,17.80144],[-92.74339,17.79965],[-92.73966,17.79754],[-92.73608,17.79553],[-92.73235,17.79345],[-92.72894,17.7915],[-92.72541,17.78955],[-92.72276,17.78805],[-92.7183,17.78554],[-92.71408,17.78321],[-92.71069,17.78125],[-92.70691,17.77918],[-92.70369,17.77736],[-92.70008,17.77533],[-92.69728,17.77375],[-92.69435,17.77211],[-92.6913,17.77036],[-92.68833,17.76869],[-92.68397,17.76624],[-92.67937,17.76365],[-92.67571,17.76159],[-92.67507,17.75818],[-92.6743,17.754],[-92.67368,17.75071],[-92.67301,17.74711],[-92.6723,17.74318],[-92.67152,17.73919],[-92.67076,17.73504],[-92.67015,17.73174],[-92.66647,17.73005],[-92.66256,17.72828],[-92.65883,17.72658],[-92.65501,17.72484],[-92.65122,17.72314],[-92.64721,17.72131],[-92.6437,17.71973],[-92.64068,17.72047],[-92.63557,17.72176],[-92.62906,17.72339],[-92.62536,17.7243],[-92.62251,17.72501],[-92.61878,17.72594],[-92.61565,17.72424],[-92.6125,17.72252],[-92.60941,17.72083],[-92.60571,17.71881],[-92.60251,17.71707],[-92.59912,17.7152],[-92.5954,17.71319],[-92.59197,17.71129],[-92.58873,17.70953],[-92.58511,17.70756],[-92.58136,17.70549],[-92.5773,17.70528],[-92.57262,17.70506],[-92.5691,17.70369],[-92.56505,17.70205],[-92.56171,17.70071],[-92.55808,17.69928],[-92.55602,17.69849],[-92.55388,17.69762],[-92.55167,17.69669],[-92.54812,17.69531],[-92.54488,17.69404],[-92.54093,17.69245],[-92.53775,17.6912],[-92.53372,17.68962],[-92.52915,17.6878],[-92.52523,17.68624],[-92.52146,17.68475],[-92.51739,17.68313],[-92.51312,17.68144],[-92.50908,17.67982],[-92.50561,17.67845],[-92.50206,17.67703],[-92.49855,17.67563],[-92.49542,17.67438],[-92.49213,17.67307],[-92.48895,17.6718],[-92.48582,17.67055],[-92.48209,17.66907],[-92.47848,17.66763],[-92.47518,17.66632],[-92.46927,17.66696],[-92.46485,17.66743],[-92.46186,17.66774],[-92.45837,17.6681],[-92.45456,17.6685],[-92.45125,17.66886],[-92.44683,17.6674],[-92.4427,17.66604],[-92.43875,17.66471],[-92.43616,17.66384],[-92.43263,17.66268],[-92.42766,17.66215],[-92.42255,17.66159],[-92.41767,17.66033],[-92.41312,17.65916],[-92.40921,17.65814],[-92.40493,17.65703],[-92.39995,17.65575],[-92.39574,17.65466],[-92.39211,17.65372],[-92.3888,17.65617],[-92.3856,17.65851],[-92.38223,17.66098],[-92.37837,17.66383],[-92.37474,17.66649],[-92.37174,17.66871],[-92.36899,17.6707],[-92.36524,17.67345],[-92.36272,17.67532],[-92.35959,17.67765],[-92.3563,17.68003],[-92.35352,17.68209],[-92.35058,17.68247],[-92.34516,17.68313],[-92.34244,17.68349],[-92.33745,17.68413],[-92.33245,17.68478],[-92.32906,17.68521],[-92.32544,17.68567],[-92.32124,17.68621],[-92.31705,17.68675],[-92.31328,17.68723],[-92.30965,17.68768],[-92.3052,17.68825],[-92.30063,17.68883],[-92.29695,17.6893],[-92.29289,17.68981],[-92.28797,17.69044],[-92.284,17.69095],[-92.27943,17.69153],[-92.27575,17.692],[-92.27192,17.69248],[-92.26762,17.69304],[-92.26217,17.69372],[-92.25776,17.69376],[-92.25372,17.6938],[-92.24947,17.69383],[-92.24532,17.69385],[-92.24121,17.69388],[-92.23771,17.6939],[-92.23355,17.69393],[-92.22999,17.69396],[-92.22743,17.69387],[-92.22408,17.69378],[-92.22044,17.69367],[-92.2162,17.69354],[-92.21207,17.69343],[-92.20848,17.6933],[-92.20424,17.69319],[-92.19904,17.69303],[-92.19479,17.69291],[-92.19116,17.6928],[-92.18695,17.69267],[-92.18269,17.69255],[-92.17907,17.69244],[-92.17528,17.69233],[-92.17191,17.69223],[-92.16872,17.69214],[-92.16523,17.69202],[-92.1608,17.6919],[-92.15616,17.69175],[-92.15277,17.69164],[-92.14834,17.69144],[-92.14431,17.69132],[-92.14013,17.69119],[-92.13637,17.69108],[-92.13256,17.69094],[-92.12886,17.69086],[-92.1251,17.69077],[-92.12075,17.69059],[-92.11719,17.69048],[-92.11323,17.69036],[-92.11015,17.69027],[-92.10603,17.69014],[-92.10318,17.69004],[-92.10004,17.68995],[-92.09717,17.68988],[-92.09364,17.6898],[-92.09034,17.68964],[-92.08623,17.68949],[-92.08228,17.6894],[-92.07938,17.68931],[-92.07597,17.68918],[-92.0727,17.6891],[-92.0681,17.68891],[-92.06451,17.68889],[-92.06048,17.69015],[-92.05709,17.6912],[-92.053,17.6926],[-92.04983,17.69365],[-92.04574,17.69499],[-92.04155,17.69633],[-92.03757,17.69766],[-92.03413,17.69873],[-92.03068,17.69987],[-92.02698,17.70109],[-92.02288,17.70244],[-92.01923,17.70369],[-92.01543,17.70492],[-92.01164,17.70616],[-92.0077,17.70744],[-92.00429,17.70856],[-92.00058,17.70977],[-91.99711,17.71091],[-91.99353,17.71206],[-91.98943,17.7134],[-91.98593,17.71454],[-91.9823,17.71569],[-91.979,17.71677],[-91.97517,17.71803],[-91.97118,17.71935],[-91.96717,17.72067],[-91.964,17.72167],[-91.96004,17.72287],[-91.95604,17.72412],[-91.95199,17.72534],[-91.9476,17.72667],[-91.94391,17.7278],[-91.94046,17.73016],[-91.93783,17.73195],[-91.93412,17.73342],[-91.93111,17.73461],[-91.92703,17.73619],[-91.92259,17.73776],[-91.91868,17.73912],[-91.9146,17.74053],[-91.91121,17.74172],[-91.90748,17.74302],[-91.90321,17.7445],[-91.89974,17.7457],[-91.89552,17.74718],[-91.8924,17.74826],[-91.88882,17.74951],[-91.88534,17.75071],[-91.88141,17.75209],[-91.8774,17.75349],[-91.87373,17.75477],[-91.87018,17.75599],[-91.867,17.7571],[-91.86344,17.75833],[-91.85992,17.75954],[-91.85673,17.76065],[-91.85291,17.76198],[-91.84945,17.76318],[-91.84575,17.76445],[-91.84237,17.76561],[-91.8393,17.76668],[-91.8355,17.768],[-91.8317,17.76931],[-91.82864,17.77038],[-91.82391,17.77201],[-91.82335,17.77434],[-91.82234,17.77857],[-91.8214,17.7824],[-91.82043,17.78635],[-91.81946,17.79035],[-91.81858,17.79411],[-91.81759,17.798],[-91.81562,17.80144],[-91.8132,17.80567],[-91.81095,17.8096],[-91.80916,17.81271],[-91.80739,17.81577],[-91.80545,17.81918],[-91.80369,17.82224],[-91.80192,17.82531],[-91.80033,17.82808],[-91.79851,17.83124],[-91.79642,17.83491],[-91.79769,17.83884],[-91.7989,17.84257],[-91.79994,17.8458],[-91.80112,17.84945],[-91.80238,17.85328],[-91.80362,17.85715],[-91.80484,17.86093],[-91.80325,17.86311],[-91.79997,17.86762],[-91.7966,17.87226],[-91.7937,17.87625],[-91.79115,17.87979],[-91.78885,17.88295],[-91.78678,17.8858],[-91.78473,17.88862],[-91.78282,17.89125],[-91.78017,17.8949],[-91.777,17.89925],[-91.77449,17.90263],[-91.77241,17.90559],[-91.77008,17.90881],[-91.76777,17.91201],[-91.76527,17.91544],[-91.7629,17.9187],[-91.76082,17.92155],[-91.75828,17.92506],[-91.75545,17.92897],[-91.75323,17.93204],[-91.75098,17.93512],[-91.74877,17.93817],[-91.74636,17.94149],[-91.74411,17.94459],[-91.74217,17.94788],[-91.74026,17.95114],[-91.73849,17.95414],[-91.7366,17.95737],[-91.73469,17.96062],[-91.73289,17.96366],[-91.73096,17.96695],[-91.72904,17.97023],[-91.72714,17.97348],[-91.72529,17.97657],[-91.72353,17.9796],[-91.72178,17.98257],[-91.71984,17.98585],[-91.71793,17.9891],[-91.71599,17.99239],[-91.71406,17.99568],[-91.71228,17.99871],[-91.71051,18.00174],[-91.7087,18.00478],[-91.70693,18.0078],[-91.70506,18.01095],[-91.70308,18.01432],[-91.70126,18.01742],[-91.69966,18.02016],[-91.69804,18.02291],[-91.69737,18.02634],[-91.6967,18.02972],[-91.69597,18.03343],[-91.69525,18.03712],[-91.69458,18.04054],[-91.6939,18.044],[-91.69316,18.0477],[-91.69244,18.05141],[-91.69176,18.05486],[-91.69109,18.05829],[-91.69043,18.06164],[-91.68744,18.06459],[-91.68433,18.06766],[-91.68161,18.07037],[-91.67907,18.07288],[-91.67655,18.0754],[-91.67402,18.07792],[-91.67128,18.08063],[-91.66853,18.08334],[-91.66603,18.08584],[-91.66352,18.08831],[-91.66103,18.09078],[-91.65831,18.09347],[-91.65538,18.09638],[-91.65247,18.09929],[-91.64955,18.10218],[-91.64662,18.10507],[-91.6437,18.10797],[-91.64095,18.1107],[-91.6382,18.11342],[-91.63509,18.1165],[-91.63217,18.11938],[-91.62923,18.12229],[-91.62611,18.12541],[-91.62337,18.12811],[-91.62064,18.13084],[-91.61769,18.13375],[-91.61474,18.13667],[-91.61203,18.13937],[-91.60951,18.14187],[-91.60703,18.14435],[-91.60434,18.147],[-91.60123,18.15006],[-91.59785,18.15327],[-91.59469,18.15627],[-91.5919,18.15892],[-91.58933,18.16135],[-91.58652,18.16401],[-91.58351,18.16688],[-91.58052,18.16971],[-91.57773,18.17237],[-91.57498,18.17499],[-91.57195,18.17786],[-91.56896,18.18069],[-91.56615,18.18336],[-91.56312,18.1862],[-91.56,18.18921],[-91.55697,18.19205],[-91.55397,18.1949],[-91.55098,18.19775],[-91.54817,18.20038],[-91.5456,18.20284],[-91.54278,18.2055],[-91.53989,18.20823],[-91.5372,18.21077],[-91.53425,18.21357],[-91.53114,18.2165],[-91.52789,18.21958],[-91.52344,18.22077],[-91.51841,18.22213],[-91.51304,18.22358],[-91.50825,18.22486],[-91.5041,18.22599],[-91.50021,18.22703],[-91.49658,18.22801],[-91.49302,18.22899],[-91.48934,18.22997],[-91.48584,18.23092],[-91.48226,18.23189],[-91.47885,18.23282],[-91.47543,18.23374],[-91.47161,18.23478],[-91.46726,18.23597],[-91.46323,18.23706],[-91.45923,18.23814],[-91.45486,18.23934],[-91.45115,18.24033],[-91.44762,18.24129],[-91.44412,18.24224],[-91.44061,18.24321],[-91.43673,18.24426],[-91.43274,18.24534],[-91.42821,18.2465],[-91.42375,18.24763],[-91.41943,18.24872],[-91.4156,18.24968],[-91.41205,18.24995],[-91.40815,18.25019],[-91.40431,18.25044],[-91.40082,18.25069],[-91.39668,18.25096],[-91.39249,18.25123],[-91.38833,18.25151],[-91.38419,18.25178],[-91.38049,18.25199],[-91.37638,18.25226],[-91.3726,18.25254],[-91.3685,18.25279],[-91.36431,18.2531],[-91.36025,18.25333],[-91.35601,18.25361],[-91.35244,18.25385],[-91.34906,18.25578],[-91.34538,18.25787],[-91.34215,18.25973],[-91.339,18.26152],[-91.33597,18.26328],[-91.33281,18.26505],[-91.32968,18.26686],[-91.32661,18.26862],[-91.32352,18.27038],[-91.31997,18.27242],[-91.31623,18.27456],[-91.31261,18.27662],[-91.3092,18.27857],[-91.30605,18.28036],[-91.30285,18.28217],[-91.29955,18.28407],[-91.29609,18.28607],[-91.2929,18.28789],[-91.28946,18.28985],[-91.28573,18.292],[-91.28234,18.29393],[-91.27923,18.29569],[-91.27619,18.29744],[-91.27301,18.29927],[-91.26964,18.3012],[-91.26631,18.30309],[-91.26315,18.30491],[-91.26,18.30668],[-91.25691,18.30846],[-91.25376,18.31028],[-91.25063,18.31206],[-91.24753,18.31383],[-91.24423,18.31571],[-91.24155,18.31724],[-91.23993,18.31998],[-91.2381,18.3231],[-91.23603,18.32659],[-91.23393,18.33015],[-91.23199,18.33343],[-91.23019,18.33649],[-91.22836,18.33959],[-91.22655,18.34264],[-91.22477,18.34565],[-91.22283,18.34897],[-91.2207,18.35256],[-91.21874,18.35587],[-91.21701,18.3588],[-91.2152,18.36186],[-91.21336,18.36496],[-91.21169,18.36781],[-91.20964,18.37128],[-91.2076,18.37469],[-91.20567,18.37792],[-91.20356,18.38144],[-91.20165,18.38463],[-91.19972,18.38786],[-91.1979,18.3909],[-91.19606,18.39399],[-91.19381,18.39772],[-91.19165,18.40135],[-91.18939,18.40512],[-91.18747,18.40833],[-91.18569,18.4113],[-91.18383,18.41442],[-91.18207,18.41736],[-91.1802,18.42046],[-91.17832,18.42359],[-91.17658,18.42672],[-91.17448,18.43],[-91.17253,18.43327],[-91.17068,18.43635],[-91.16886,18.4394],[-91.16711,18.44238],[-91.16528,18.44538],[-91.16377,18.44788],[-91.16131,18.45095],[-91.15895,18.4539],[-91.15678,18.45662],[-91.15455,18.45941],[-91.15214,18.46243],[-91.14958,18.46563],[-91.14705,18.46878],[-91.14468,18.47175],[-91.14248,18.4745],[-91.14008,18.47751],[-91.13752,18.48072],[-91.1349,18.48398],[-91.13247,18.48701],[-91.13021,18.48984],[-91.12766,18.49302],[-91.12491,18.49645],[-91.12252,18.49945],[-91.12013,18.50244],[-91.11756,18.50565],[-91.11516,18.50866],[-91.11295,18.51142],[-91.11057,18.51441],[-91.10818,18.51739],[-91.10596,18.52018],[-91.1036,18.52311],[-91.1012,18.52613],[-91.09864,18.52932],[-91.09603,18.53259],[-91.09343,18.5358],[-91.09086,18.53905],[-91.08832,18.54222],[-91.08583,18.54535],[-91.08349,18.54827],[-91.08095,18.55145],[-91.07837,18.55468],[-91.0758,18.55789],[-91.07322,18.56113],[-91.07081,18.56412],[-91.06858,18.56689],[-91.06638,18.56965],[-91.06415,18.57245],[-91.06194,18.5752],[-91.05973,18.57794],[-91.05775,18.58041],[-91.05508,18.58205],[-91.05206,18.58383],[-91.04949,18.58704],[-91.04699,18.59015],[-91.04476,18.59294],[-91.04227,18.59606],[-91.03974,18.59919],[-91.0373,18.60224],[-91.03473,18.60544],[-91.03211,18.6087],[-91.02995,18.61138],[-91.02779,18.61407],[-91.0255,18.61694],[-91.02325,18.61975],[-91.02085,18.62275],[-91.01849,18.6257],[-91.01608,18.62871],[-91.0137,18.63167],[-91.01155,18.63434],[-91.00888,18.63767],[-91.00494,18.63753],[-91.00079,18.63743],[-90.99671,18.63733],[-90.99247,18.63724],[-90.9885,18.63715],[-90.98397,18.63703],[-90.98012,18.63695],[-90.97595,18.63687],[-90.97162,18.63676],[-90.9675,18.63667],[-90.96307,18.63656],[-90.95918,18.63648],[-90.95624,18.63537],[-90.95237,18.63391],[-90.94779,18.63516],[-90.94393,18.63507],[-90.94027,18.63607],[-90.93569,18.63594],[-90.93145,18.63582],[-90.92716,18.63573],[-90.9234,18.63561],[-90.91953,18.63554],[-90.91561,18.63544],[-90.91196,18.63535],[-90.90831,18.6353],[-90.90464,18.63522],[-90.90034,18.63512],[-90.89626,18.63503],[-90.89265,18.63495],[-90.88861,18.63486],[-90.88481,18.63477],[-90.88065,18.63469],[-90.87703,18.63462],[-90.87297,18.63452],[-90.86881,18.63446],[-90.86452,18.63437],[-90.86035,18.63428],[-90.85615,18.63418],[-90.85181,18.6341],[-90.84801,18.63401],[-90.84455,18.63391],[-90.841,18.63383],[-90.83769,18.63598],[-90.83431,18.63821],[-90.83064,18.64068],[-90.8276,18.64271],[-90.82356,18.64223],[-90.81948,18.64175],[-90.81506,18.64127],[-90.81062,18.64074],[-90.80681,18.64028],[-90.80295,18.63984],[-90.79884,18.63937],[-90.79453,18.63882],[-90.79171,18.63665],[-90.7884,18.63407],[-90.78514,18.63149],[-90.78203,18.62909],[-90.77904,18.62674],[-90.77615,18.62448],[-90.77316,18.62216],[-90.77034,18.61994],[-90.76735,18.61761],[-90.76429,18.61523],[-90.76304,18.61388]]}}
Línea 400.0 kV | LineString | 400.0 kV |  |  |  | CFE |  |  |  |  | OpenStreetMap | {"type":"Feature","properties":{},"geometry":{"type":"LineString","coordinates":[[-89.96113,20.28575],[-89.96491,20.28506],[-89.96924,20.28432],[-89.97293,20.2839]]}}
Línea 400.0 kV | LineString | 400.0 kV |  |  |  | CFE |  |  |  |  | OpenStreetMap | {"type":"Feature","properties":{},"geometry":{"type":"LineString","coordinates":[[-89.97293,20.2839],[-89.96929,20.28463],[-89.96497,20.28536],[-89.96113,20.28575]]}}
Línea 400.0 kV | LineString | 400.0 kV | 2 |  |  | CFE |  |  |  |  | OpenStreetMap | {"type":"Feature","properties":{},"geometry":{"type":"LineString","coordinates":[[-89.96113,20.28575],[-89.95692,20.2864],[-89.95218,20.28718],[-89.94906,20.28771],[-89.94625,20.28812],[-89.94313,20.2886],[-89.94049,20.28901],[-89.93803,20.2894],[-89.93435,20.28998],[-89.93209,20.2903],[-89.92971,20.29071],[-89.92602,20.2913],[-89.92235,20.2919],[-89.91815,20.29253],[-89.91341,20.29328],[-89.90934,20.29392],[-89.90697,20.29428],[-89.90328,20.29489],[-89.89905,20.29552],[-89.89525,20.29614],[-89.89232,20.29662],[-89.88969,20.29701],[-89.88675,20.29752],[-89.88354,20.29796],[-89.8806,20.29849],[-89.87721,20.29899],[-89.87353,20.29954],[-89.87014,20.3001],[-89.86719,20.30056],[-89.86419,20.30102],[-89.85877,20.30161],[-89.85559,20.30202],[-89.85006,20.30271],[-89.84568,20.30325],[-89.84234,20.30365],[-89.83988,20.30396],[-89.83618,20.30442],[-89.83297,20.30479],[-89.82945,20.3052],[-89.82612,20.30557],[-89.82274,20.30597],[-89.81893,20.30643],[-89.81569,20.30682],[-89.81176,20.30732],[-89.8082,20.30773],[-89.80281,20.30837],[-89.79919,20.30883],[-89.7952,20.30932],[-89.79076,20.30985],[-89.78787,20.31019],[-89.78549,20.3105],[-89.78192,20.31091],[-89.77829,20.31135],[-89.77535,20.31172],[-89.77185,20.31215],[-89.7686,20.31251],[-89.76539,20.3129],[-89.76234,20.31327],[-89.7592,20.31364],[-89.75456,20.31419],[-89.75045,20.31466],[-89.74705,20.31509],[-89.74456,20.31539],[-89.74092,20.31579],[-89.73709,20.31626],[-89.73359,20.31667],[-89.72957,20.31716],[-89.72665,20.31749],[-89.72339,20.31789],[-89.72024,20.31827],[-89.71702,20.31865],[-89.71407,20.31901],[-89.71095,20.31937],[-89.70779,20.31974],[-89.70373,20.32021],[-89.6997,20.32069],[-89.69564,20.32119],[-89.6909,20.32174],[-89.68653,20.32228],[-89.68282,20.32273],[-89.6773,20.32338],[-89.67307,20.32388],[-89.66872,20.32442],[-89.66506,20.32488],[-89.6627,20.32794],[-89.66076,20.33043],[-89.65724,20.33176],[-89.65362,20.33315],[-89.65054,20.3343],[-89.64685,20.33571],[-89.64287,20.33728],[-89.63946,20.3385],[-89.63633,20.34104],[-89.63368,20.34315],[-89.63044,20.34575],[-89.62751,20.3481],[-89.62423,20.35071],[-89.62052,20.3537],[-89.61637,20.357],[-89.61364,20.35921],[-89.61093,20.36128],[-89.60868,20.36317],[-89.60606,20.36528],[-89.60371,20.36714],[-89.60121,20.36913],[-89.59851,20.37125],[-89.59604,20.37328],[-89.59384,20.37501],[-89.59143,20.37694],[-89.58883,20.37905],[-89.58661,20.38087],[-89.58494,20.38328],[-89.58339,20.38553],[-89.58211,20.38744],[-89.58075,20.38954],[-89.5782,20.39322],[-89.57558,20.39713],[-89.57332,20.4005],[-89.57282,20.40358],[-89.57192,20.40482],[-89.57085,20.4063]]}}
Línea 400.0 kV | LineString | 400.0 kV | 2 |  |  | CFE |  |  |  |  | OpenStreetMap | {"type":"Feature","properties":{},"geometry":{"type":"LineString","coordinates":[[-90.74318,19.02793],[-90.74443,19.02498],[-90.74568,19.0221],[-90.74687,19.01927],[-90.74803,19.01658],[-90.74925,19.01369],[-90.75043,19.01087],[-90.75163,19.0081],[-90.75297,19.00497],[-90.75431,19.00179],[-90.75586,18.99816],[-90.75672,18.99611],[-90.75789,18.99339],[-90.75947,18.98967],[-90.76114,18.98574],[-90.76263,18.98225],[-90.76415,18.97865],[-90.76572,18.97499],[-90.76492,18.97123],[-90.76456,18.96953],[-90.76394,18.96662],[-90.76294,18.9619],[-90.76244,18.95952],[-90.76181,18.95656],[-90.76121,18.95374],[-90.76031,18.94949],[-90.7597,18.94665],[-90.75899,18.9433],[-90.7583,18.94003],[-90.75746,18.93609],[-90.75675,18.93274],[-90.75621,18.93018],[-90.75573,18.92792],[-90.7551,18.92495],[-90.7543,18.92123],[-90.75359,18.91788],[-90.75293,18.91477],[-90.75234,18.91199],[-90.75164,18.90872],[-90.75086,18.90504],[-90.75001,18.90106],[-90.74908,18.89662],[-90.74822,18.89254],[-90.74771,18.89014],[-90.74711,18.88728],[-90.74609,18.88245],[-90.74499,18.87731],[-90.74414,18.87329],[-90.74351,18.87026],[-90.74264,18.86623],[-90.74222,18.86428],[-90.74323,18.86185],[-90.74458,18.8585],[-90.7462,18.85451],[-90.74744,18.85148],[-90.7486,18.84862],[-90.75018,18.84465],[-90.75168,18.84103],[-90.75286,18.83811],[-90.75381,18.83577],[-90.75555,18.83145],[-90.75751,18.82661],[-90.75689,18.82469],[-90.75586,18.82151],[-90.75493,18.81865],[-90.75411,18.81604],[-90.75341,18.81377],[-90.75191,18.809],[-90.75095,18.80593],[-90.75025,18.8037],[-90.74885,18.79926],[-90.74739,18.79465],[-90.74646,18.79173],[-90.74553,18.78881],[-90.74443,18.78532],[-90.74359,18.78272],[-90.7433,18.77879],[-90.74304,18.77567],[-90.7429,18.7739],[-90.74273,18.77183],[-90.7425,18.76893],[-90.74217,18.76478],[-90.74178,18.76005],[-90.74135,18.75466],[-90.74114,18.752],[-90.7409,18.74903],[-90.74062,18.74556],[-90.74031,18.74169],[-90.74003,18.73832],[-90.74027,18.73425],[-90.74052,18.7301],[-90.74074,18.72598],[-90.74093,18.72259],[-90.74111,18.7195],[-90.74128,18.71652],[-90.74147,18.71315],[-90.74171,18.70902],[-90.74191,18.70548],[-90.74211,18.70202],[-90.74225,18.69959],[-90.74242,18.69657],[-90.7427,18.69178],[-90.7429,18.68823],[-90.74315,18.68388],[-90.74326,18.68161],[-90.7435,18.67788],[-90.74372,18.67397],[-90.74398,18.66953],[-90.74415,18.66633],[-90.74434,18.66303],[-90.74448,18.66031],[-90.74466,18.65724],[-90.74481,18.65455],[-90.74503,18.65075],[-90.74515,18.64844],[-90.74532,18.64541],[-90.74549,18.64226],[-90.74566,18.63926],[-90.74585,18.63603],[-90.74606,18.63226],[-90.74628,18.62837],[-90.74647,18.62518],[-90.74876,18.62313],[-90.7513,18.6208],[-90.75417,18.6182],[-90.75689,18.61571],[-90.76123,18.61543],[-90.76246,18.61428],[-90.76257,18.61323]]}}
Línea 400.0 kV | LineString | 400.0 kV |  |  |  | CFE |  |  |  |  | OpenStreetMap | {"type":"Feature","properties":{},"geometry":{"type":"LineString","coordinates":[[-90.35824,19.64834],[-90.35737,19.65006],[-90.35517,19.65429],[-90.35355,19.65746],[-90.34976,19.66479],[-90.34858,19.66709],[-90.3477,19.66875],[-90.34569,19.67265],[-90.34403,19.67585],[-90.34291,19.67892],[-90.34182,19.6819],[-90.34078,19.68478],[-90.3398,19.68749],[-90.33864,19.69066],[-90.33772,19.69322],[-90.33658,19.69627],[-90.33547,19.69935],[-90.33397,19.70341],[-90.33309,19.70585],[-90.33192,19.70903],[-90.33097,19.71166],[-90.32984,19.71468],[-90.32889,19.71735],[-90.32737,19.7216],[-90.32609,19.72497],[-90.32481,19.72852],[-90.32379,19.73138],[-90.32271,19.73432],[-90.3216,19.73732],[-90.32054,19.74028],[-90.31947,19.74319],[-90.31831,19.74643],[-90.31706,19.74984],[-90.31612,19.75276],[-90.31564,19.75589],[-90.31532,19.75896],[-90.31498,19.76207],[-90.31467,19.76514],[-90.31434,19.76823],[-90.31402,19.77129],[-90.31369,19.77436],[-90.31339,19.77742],[-90.31303,19.78053],[-90.3127,19.78362],[-90.31237,19.78669],[-90.31205,19.78979],[-90.31172,19.79286],[-90.31139,19.79592],[-90.31111,19.79893],[-90.31072,19.80207],[-90.31039,19.80512],[-90.31007,19.80808],[-90.30971,19.81142],[-90.30931,19.81519],[-90.30893,19.81861],[-90.3086,19.82165],[-90.30826,19.82471],[-90.30786,19.82822],[-90.30747,19.83155],[-90.30716,19.8345],[-90.30526,19.83755],[-90.30344,19.84053],[-90.30175,19.84325],[-90.30007,19.84597],[-90.29823,19.84894],[-90.29637,19.85193],[-90.29451,19.85494],[-90.29259,19.85802],[-90.29087,19.86083],[-90.28924,19.86347],[-90.28731,19.86659],[-90.28522,19.86996],[-90.28309,19.87342],[-90.28108,19.87668],[-90.27895,19.88013],[-90.27713,19.88302],[-90.27538,19.88622],[-90.27392,19.88891],[-90.27209,19.89223],[-90.27025,19.89558],[-90.269,19.89791],[-90.26761,19.90044],[-90.26607,19.90325],[-90.26437,19.90634],[-90.26288,19.90905],[-90.26141,19.91174],[-90.26007,19.9142],[-90.25895,19.91625],[-90.25754,19.91883],[-90.2561,19.92147],[-90.25448,19.92441],[-90.25311,19.92694],[-90.25127,19.93028],[-90.2494,19.93366],[-90.24766,19.93682],[-90.24594,19.94],[-90.24485,19.942],[-90.24319,19.94499],[-90.24149,19.94813],[-90.23948,19.95184],[-90.23711,19.95598],[-90.23553,19.95891],[-90.23307,19.96353],[-90.2312,19.96691],[-90.22923,19.97042],[-90.22772,19.9732],[-90.22682,19.97491],[-90.22509,19.97804],[-90.22314,19.98015],[-90.22075,19.98274],[-90.21864,19.98503],[-90.21577,19.98816],[-90.21212,19.99208],[-90.20983,19.99456],[-90.20707,19.99756],[-90.20342,20.00148],[-90.20002,20.00518],[-90.19795,20.0074],[-90.19514,20.01044],[-90.19135,20.01452],[-90.188,20.01813],[-90.18581,20.0205],[-90.1832,20.02332],[-90.17958,20.02723],[-90.17724,20.02974],[-90.17561,20.03151],[-90.17187,20.03556],[-90.17063,20.03788],[-90.16937,20.04018],[-90.16769,20.04328],[-90.16594,20.04645],[-90.16423,20.04958],[-90.1624,20.05292],[-90.16087,20.05571],[-90.15893,20.05925],[-90.15668,20.06335],[-90.155,20.0664],[-90.15281,20.0704],[-90.15108,20.07353],[-90.15018,20.07515],[-90.14877,20.07773],[-90.14727,20.08047],[-90.14544,20.08376],[-90.14363,20.08709],[-90.14111,20.09159],[-90.13912,20.0951],[-90.13662,20.0996],[-90.13512,20.10232],[-90.13329,20.10551],[-90.13211,20.10761],[-90.13082,20.10994],[-90.12907,20.11311],[-90.12726,20.11639],[-90.1254,20.11962],[-90.12369,20.12269],[-90.12174,20.12614],[-90.11998,20.1293],[-90.11805,20.1327],[-90.11556,20.13626],[-90.11322,20.13957],[-90.11074,20.14309],[-90.10856,20.14618],[-90.10697,20.14839],[-90.10413,20.15246],[-90.1019,20.15563],[-90.09834,20.16066],[-90.09629,20.16357],[-90.0932,20.16792],[-90.09084,20.17128],[-90.09031,20.17521],[-90.08965,20.18027],[-90.08898,20.18568],[-90.08864,20.18822],[-90.08827,20.19098],[-90.08794,20.19361],[-90.08729,20.19873],[-90.08694,20.20136],[-90.08629,20.20645],[-90.0858,20.2103],[-90.08531,20.21409],[-90.08489,20.21742],[-90.0843,20.22173],[-90.08382,20.2255],[-90.0833,20.2296],[-90.08298,20.2321],[-90.08274,20.23398],[-90.08238,20.23682],[-90.08186,20.24094],[-90.08147,20.244],[-90.07946,20.24652],[-90.07735,20.2491],[-90.07494,20.25212],[-90.07256,20.25512],[-90.07029,20.25797],[-90.06817,20.26063],[-90.06604,20.26334],[-90.06403,20.26589],[-90.06226,20.26806],[-90.06068,20.27003],[-90.0577,20.27048],[-90.05531,20.27084],[-90.05332,20.27115],[-90.0491,20.27183],[-90.04343,20.27271],[-90.03903,20.27348],[-90.03582,20.27398],[-90.03243,20.2745],[-90.02969,20.27493],[-90.02501,20.27568],[-90.02031,20.2764],[-90.01814,20.27674],[-90.01364,20.27744],[-90.00994,20.27804],[-90.00336,20.27907],[-89.99799,20.27993],[-89.99538,20.28028],[-89.98985,20.28116],[-89.98601,20.28184],[-89.98235,20.2824],[-89.97949,20.28287],[-89.9765,20.28332],[-89.97293,20.2839]]}}
Línea 400.0 kV | LineString | 400.0 kV |  |  |  | CFE |  |  |  |  | OpenStreetMap | {"type":"Feature","properties":{},"geometry":{"type":"LineString","coordinates":[[-90.74052,19.03412],[-90.74199,19.03111],[-90.74318,19.02793]]}}
Línea 400.0 kV | LineString | 400.0 kV |  |  |  | CFE |  |  |  |  | OpenStreetMap | {"type":"Feature","properties":{},"geometry":{"type":"LineString","coordinates":[[-90.74052,19.03412],[-90.7417,19.03102],[-90.74318,19.02793]]}}
Línea 400.0 kV | LineString | 400.0 kV |  |  |  | CFE |  |  |  |  | OpenStreetMap | {"type":"Feature","properties":{},"geometry":{"type":"LineString","coordinates":[[-90.36245,19.64025],[-90.36119,19.64301],[-90.35977,19.64579],[-90.35824,19.64834]]}}
Línea 400.0 kV | LineString | 400.0 kV | 2 |  |  | Comisión Federal de Electricidad |  |  |  |  | OpenStreetMap | {"type":"Feature","properties":{},"geometry":{"type":"LineString","coordinates":[[-97.55137,20.84934],[-97.55226,20.84691],[-97.55376,20.84277],[-97.55465,20.84025],[-97.55577,20.83727],[-97.55668,20.83468],[-97.5579,20.83132],[-97.55885,20.82865],[-97.56076,20.82335],[-97.5623,20.81909],[-97.56415,20.81396]]}}
Línea 400.0 kV | LineString | 400.0 kV | 1 |  |  | CFE |  |  |  |  | OpenStreetMap | {"type":"Feature","properties":{},"geometry":{"type":"LineString","coordinates":[[-97.33751,21.0155],[-97.33768,21.01518]]}}
Línea 400.0 kV | LineString | 400.0 kV | 2 |  |  | Comisión Federal de Electricidad |  |  |  |  | OpenStreetMap | {"type":"Feature","properties":{},"geometry":{"type":"LineString","coordinates":[[-97.63386,20.69616],[-97.63546,20.69329],[-97.63672,20.69118],[-97.63893,20.68745],[-97.64052,20.68476],[-97.6431,20.68049],[-97.64511,20.67711],[-97.64688,20.67416],[-97.6492,20.6702]]}}
Línea 400.0 kV | LineString | 400.0 kV | 1 |  |  | CFE |  |  |  |  | OpenStreetMap | {"type":"Feature","properties":{},"geometry":{"type":"LineString","coordinates":[[-97.33768,21.01518],[-97.33733,21.01506]]}}
Línea 400.0 kV | LineString | 400.0 kV | 1 |  |  | CFE |  |  |  |  | OpenStreetMap | {"type":"Feature","properties":{},"geometry":{"type":"LineString","coordinates":[[-97.33715,21.01461],[-97.33802,21.01396]]}}
Línea 400.0 kV | LineString | 400.0 kV | 1 |  |  | CFE |  |  |  |  | OpenStreetMap | {"type":"Feature","properties":{},"geometry":{"type":"LineString","coordinates":[[-97.33663,21.01457],[-97.33802,21.01396]]}}
Línea 400.0 kV | LineString | 400.0 kV | 2 |  |  | Comisión Federal de Electricidad |  |  |  |  | OpenStreetMap | {"type":"Feature","properties":{},"geometry":{"type":"LineString","coordinates":[[-97.58019,20.78578],[-97.58219,20.7825],[-97.58453,20.77862],[-97.58624,20.77576],[-97.58773,20.77321],[-97.59032,20.76887],[-97.59248,20.76519],[-97.59446,20.76194],[-97.59707,20.75755],[-97.59928,20.7539],[-97.60048,20.75192],[-97.60215,20.74902],[-97.60344,20.74693],[-97.60469,20.74482],[-97.60606,20.7425],[-97.60757,20.74],[-97.60905,20.73749],[-97.61056,20.73501],[-97.61307,20.73082],[-97.61564,20.7265],[-97.61708,20.724],[-97.61876,20.72126]]}}
Línea 400.0 kV | LineString | 400.0 kV | 1 |  |  | Comisión Federal de Electricidad |  |  |  |  | OpenStreetMap | {"type":"Feature","properties":{},"geometry":{"type":"LineString","coordinates":[[-97.62284,20.71445],[-97.6205,20.71795],[-97.61876,20.72126]]}}
Línea 400.0 kV | LineString | 400.0 kV | 1 |  |  | Comisión Federal de Electricidad |  |  |  |  | OpenStreetMap | {"type":"Feature","properties":{},"geometry":{"type":"LineString","coordinates":[[-97.57679,20.79148],[-97.57822,20.78846],[-97.58019,20.78578]]}}
Línea 400.0 kV | LineString | 400.0 kV | 2 |  |  | Comisión Federal de Electricidad |  |  |  |  | OpenStreetMap | {"type":"Feature","properties":{},"geometry":{"type":"LineString","coordinates":[[-97.5423,20.87023],[-97.54519,20.86397],[-97.54626,20.86155]]}}
Línea 400.0 kV | LineString | 400.0 kV | 1 |  |  | Comisión Federal de Electricidad |  |  |  |  | OpenStreetMap | {"type":"Feature","properties":{},"geometry":{"type":"LineString","coordinates":[[-97.61876,20.72126],[-97.62083,20.71814],[-97.62284,20.71445]]}}
Línea 400.0 kV | LineString | 400.0 kV | 1 |  |  | Comisión Federal de Electricidad |  |  |  |  | OpenStreetMap | {"type":"Feature","properties":{},"geometry":{"type":"LineString","coordinates":[[-97.56698,20.80789],[-97.56515,20.81055],[-97.56415,20.81396]]}}
Línea 400.0 kV | LineString | 400.0 kV | 1 |  |  | Comisión Federal de Electricidad |  |  |  |  | OpenStreetMap | {"type":"Feature","properties":{},"geometry":{"type":"LineString","coordinates":[[-97.58019,20.78578],[-97.57877,20.78845],[-97.57679,20.79148]]}}
Línea 400.0 kV | LineString | 400.0 kV | 1 |  |  | Comisión Federal de Electricidad |  |  |  |  | OpenStreetMap | {"type":"Feature","properties":{},"geometry":{"type":"LineString","coordinates":[[-97.53965,20.87603],[-97.54056,20.87355],[-97.5423,20.87023]]}}
Línea 400.0 kV | LineString | 400.0 kV | 1 |  |  | Comisión Federal de Electricidad |  |  |  |  | OpenStreetMap | {"type":"Feature","properties":{},"geometry":{"type":"LineString","coordinates":[[-97.56415,20.81396],[-97.56554,20.81068],[-97.56698,20.80789]]}}
Línea 400.0 kV | LineString | 400.0 kV | 1 |  |  | Comisión Federal de Electricidad |  |  |  |  | OpenStreetMap | {"type":"Feature","properties":{},"geometry":{"type":"LineString","coordinates":[[-97.53965,20.87603],[-97.5414,20.87264],[-97.5423,20.87023]]}}
Línea 400.0 kV | LineString | 400.0 kV | 2 |  |  | Comisión Federal de Electricidad |  |  |  |  | OpenStreetMap | {"type":"Feature","properties":{},"geometry":{"type":"LineString","coordinates":[[-97.62284,20.71445],[-97.6256,20.70991],[-97.62664,20.70808],[-97.62946,20.70333]]}}
Línea 400.0 kV | LineString | 400.0 kV | 1 |  |  | Comisión Federal de Electricidad |  |  |  |  | OpenStreetMap | {"type":"Feature","properties":{},"geometry":{"type":"LineString","coordinates":[[-97.62946,20.70333],[-97.63162,20.70024],[-97.63301,20.69779],[-97.63386,20.69616]]}}
Línea 400.0 kV | LineString | 400.0 kV | 1 |  |  | Comisión Federal de Electricidad |  |  |  |  | OpenStreetMap | {"type":"Feature","properties":{},"geometry":{"type":"LineString","coordinates":[[-97.54626,20.86155],[-97.54882,20.85652],[-97.54965,20.8546],[-97.55137,20.84934]]}}
Línea 400.0 kV | LineString | 400.0 kV | 1 |  |  | Comisión Federal de Electricidad |  |  |  |  | OpenStreetMap | {"type":"Feature","properties":{},"geometry":{"type":"LineString","coordinates":[[-97.54626,20.86155],[-97.54847,20.85638],[-97.5493,20.85445],[-97.55137,20.84934]]}}
Línea 400.0 kV | LineString | 400.0 kV | 2 |  |  | Comisión Federal de Electricidad |  |  |  |  | OpenStreetMap | {"type":"Feature","properties":{},"geometry":{"type":"LineString","coordinates":[[-97.56698,20.80789],[-97.56882,20.80479],[-97.57184,20.79976],[-97.57376,20.79658],[-97.57679,20.79148]]}}
Línea 400.0 kV | LineString | 400.0 kV | 1 |  |  | Comisión Federal de Electricidad |  |  |  |  | OpenStreetMap | {"type":"Feature","properties":{},"geometry":{"type":"LineString","coordinates":[[-97.63386,20.69616],[-97.63276,20.6974],[-97.63199,20.69876],[-97.63096,20.70062],[-97.62946,20.70333]]}}
Línea 400.0 kV | LineString | 400.0 kV |  |  |  | CFE |  |  |  |  | OpenStreetMap | {"type":"Feature","properties":{},"geometry":{"type":"LineString","coordinates":[[-97.24505,20.84166],[-97.24489,20.84127],[-97.24451,20.84142],[-97.24356,20.84196],[-97.2428,20.84247]]}}
Línea 400.0 kV | LineString | 400.0 kV | 2 |  |  | Comisión Federal de Electricidad |  |  |  |  | OpenStreetMap | {"type":"Feature","properties":{},"geometry":{"type":"LineString","coordinates":[[-97.65273,20.66437],[-97.65386,20.66247]]}}
Línea 400.0 kV | LineString | 400.0 kV | 1 |  |  | Comisión Federal de Electricidad |  |  |  |  | OpenStreetMap | {"type":"Feature","properties":{},"geometry":{"type":"LineString","coordinates":[[-97.6492,20.6702],[-97.65105,20.6676],[-97.65273,20.66437]]}}
Línea 400.0 kV | LineString | 400.0 kV | 1 |  |  | Comisión Federal de Electricidad |  |  |  |  | OpenStreetMap | {"type":"Feature","properties":{},"geometry":{"type":"LineString","coordinates":[[-97.6492,20.6702],[-97.65071,20.66741],[-97.65273,20.66437]]}}
Línea 400.0 kV | LineString | 400.0 kV | 2 |  |  | CFE |  |  |  |  | OpenStreetMap | {"type":"Feature","properties":{},"geometry":{"type":"LineString","coordinates":[[-99.15952,19.15596],[-99.1587,19.15464],[-99.16029,19.15323],[-99.16267,19.15105],[-99.16487,19.14917],[-99.1664,19.14574],[-99.16781,19.14234],[-99.16934,19.13867],[-99.17088,19.13497],[-99.17285,19.13073],[-99.17445,19.12664],[-99.17594,19.12323],[-99.17764,19.11928],[-99.17926,19.11554],[-99.18072,19.11209],[-99.18171,19.10974],[-99.183,19.10675],[-99.18474,19.10291],[-99.18586,19.10038],[-99.18684,19.09884],[-99.18796,19.09733],[-99.18982,19.09459],[-99.19093,19.09301],[-99.19199,19.09158],[-99.19278,19.09029],[-99.19422,19.08815],[-99.19449,19.08775],[-99.19463,19.08624],[-99.19478,19.08392],[-99.19485,19.08181],[-99.1949,19.07945],[-99.19502,19.07672],[-99.19516,19.07379],[-99.19534,19.07123],[-99.19549,19.06816],[-99.19554,19.06507],[-99.19583,19.06117],[-99.19588,19.0588],[-99.19425,19.05714],[-99.19236,19.05506],[-99.19129,19.05388],[-99.18807,19.05023],[-99.1852,19.04709],[-99.18312,19.04483],[-99.18082,19.04228],[-99.17833,19.03958],[-99.17574,19.03676],[-99.17367,19.03449],[-99.17126,19.03169],[-99.16916,19.02942],[-99.1679,19.02807],[-99.16662,19.02668],[-99.16511,19.02502],[-99.16377,19.02353],[-99.16277,19.02244],[-99.16118,19.02066],[-99.15979,19.01923],[-99.15833,19.01758],[-99.15609,19.01504],[-99.15506,19.01384],[-99.15299,19.01165],[-99.15189,19.01047],[-99.15124,19.00978],[-99.14816,19.00631],[-99.14593,19.00377],[-99.14346,19.00114],[-99.14054,18.99784],[-99.1385,18.99556],[-99.13607,18.99293],[-99.13261,18.98914],[-99.13002,18.98629],[-99.12794,18.98402],[-99.12615,18.98208],[-99.12464,18.9804],[-99.12188,18.9774],[-99.11929,18.97446],[-99.11535,18.97089],[-99.1143,18.96989],[-99.10889,18.96501],[-99.10528,18.96174],[-99.10159,18.95835],[-99.09837,18.95549],[-99.09629,18.95355],[-99.09551,18.95012],[-99.09479,18.94697],[-99.09398,18.9434],[-99.09312,18.94007],[-99.09244,18.93674],[-99.09152,18.93301],[-99.09073,18.92946],[-99.08989,18.92609],[-99.08938,18.92415],[-99.08972,18.91802],[-99.09,18.91421],[-99.09016,18.9101],[-99.08623,18.90758],[-99.08342,18.90577],[-99.0803,18.90377],[-99.07751,18.90486],[-99.07467,18.90598],[-99.0713,18.90728],[-99.06801,18.90858],[-99.06521,18.90966],[-99.06216,18.91085],[-99.05866,18.91221],[-99.05565,18.91101],[-99.05182,18.90955],[-99.04839,18.90811],[-99.0452,18.90683],[-99.04108,18.90518],[-99.03729,18.90367],[-99.03458,18.90323],[-99.0328,18.90293],[-99.03178,18.90147],[-99.02921,18.90046],[-99.02682,18.89948],[-99.02372,18.89825],[-99.02058,18.897],[-99.01757,18.89577],[-99.01665,18.89317],[-99.01562,18.89019],[-99.01464,18.88734],[-99.01374,18.88467],[-99.01272,18.88177],[-99.01142,18.87795],[-99.01012,18.87421],[-99.00927,18.87176],[-99.00747,18.87031],[-99.00375,18.86726],[-99.00116,18.86521],[-98.99885,18.86336],[-98.99654,18.86155],[-98.99448,18.85991],[-98.99258,18.85831],[-98.99345,18.85474],[-98.99468,18.85089],[-98.99443,18.84951],[-98.99531,18.84856],[-98.9959,18.84862]]}}
Línea 400.0 kV | LineString | 400.0 kV |  |  |  | CFE |  |  |  |  | OpenStreetMap | {"type":"Feature","properties":{},"geometry":{"type":"LineString","coordinates":[[-99.05622,19.36372],[-99.0575,19.36415]]}}
Línea 400.0 kV | LineString | 400.0 kV |  |  |  | CFE |  |  |  |  | OpenStreetMap | {"type":"Feature","properties":{},"geometry":{"type":"LineString","coordinates":[[-99.05619,19.36411],[-99.05741,19.36489]]}}
Línea 400.0 kV | LineString | 400.0 kV |  |  |  | CFE |  |  |  |  | OpenStreetMap | {"type":"Feature","properties":{},"geometry":{"type":"LineString","coordinates":[[-98.99595,18.84802],[-98.99549,18.8477]]}}
Línea 400.0 kV | LineString | 400.0 kV |  |  |  | CFE |  |  |  |  | OpenStreetMap | {"type":"Feature","properties":{},"geometry":{"type":"LineString","coordinates":[[-98.99549,18.8477],[-98.99598,18.84752]]}}
Línea 400.0 kV | LineString | 400.0 kV |  |  |  | CFE |  |  |  |  | OpenStreetMap | {"type":"Feature","properties":{},"geometry":{"type":"LineString","coordinates":[[-99.05619,19.36411],[-99.05746,19.36452]]}}
Línea 400.0 kV | LineString | 400.0 kV | 1 |  |  | CFE |  |  |  |  | OpenStreetMap | {"type":"Feature","properties":{},"geometry":{"type":"LineString","coordinates":[[-99.15952,19.15596],[-99.15955,19.15625],[-99.15944,19.15652]]}}
Línea 400.0 kV | LineString | 400.0 kV | 1 |  |  | CFE |  |  |  |  | OpenStreetMap | {"type":"Feature","properties":{},"geometry":{"type":"LineString","coordinates":[[-98.42153,19.30185],[-98.42208,19.30171],[-98.42319,19.30166],[-98.42559,19.30002],[-98.42572,19.29946],[-98.42512,19.29858],[-98.42326,19.29635],[-98.42102,19.29398],[-98.41851,19.29107],[-98.41627,19.28862],[-98.41356,19.28546],[-98.41073,19.2822],[-98.40782,19.27889],[-98.40502,19.27569],[-98.40219,19.27249],[-98.39949,19.26933],[-98.39652,19.26605],[-98.39363,19.26271],[-98.39075,19.25944],[-98.38766,19.25579],[-98.38536,19.25318],[-98.38226,19.24963],[-98.3791,19.24614],[-98.37702,19.24371],[-98.37382,19.24009],[-98.37103,19.23682],[-98.36812,19.23353],[-98.36521,19.23027],[-98.36244,19.22709],[-98.35961,19.22387],[-98.35684,19.22065],[-98.35404,19.21749],[-98.35121,19.21429],[-98.34842,19.21103],[-98.34593,19.20826],[-98.34298,19.20581],[-98.34014,19.20342],[-98.33674,19.20065],[-98.3334,19.19796],[-98.33012,19.19526],[-98.32699,19.19267],[-98.32384,19.1901],[-98.3204,19.18717],[-98.31696,19.18442],[-98.3137,19.18175],[-98.31024,19.17889],[-98.30688,19.17615],[-98.30352,19.17334],[-98.30017,19.17057],[-98.29672,19.16781],[-98.29337,19.16508],[-98.29029,19.16247],[-98.28692,19.15967],[-98.28346,19.1569],[-98.28009,19.15414],[-98.2767,19.15129],[-98.27345,19.14859],[-98.27003,19.14579],[-98.26674,19.14299],[-98.26315,19.14019],[-98.25998,19.13766],[-98.25639,19.13568],[-98.25258,19.13367],[-98.24839,19.13147],[-98.24473,19.12958],[-98.24144,19.1279],[-98.24002,19.12673],[-98.23967,19.12645]]}}
Línea 400.0 kV | LineString | 400.0 kV |  |  |  | CFE |  |  |  |  | OpenStreetMap | {"type":"Feature","properties":{},"geometry":{"type":"LineString","coordinates":[[-99.05622,19.36372],[-99.05241,19.36297],[-99.04853,19.36254],[-99.04426,19.36165],[-99.04277,19.36043],[-99.04118,19.35913],[-99.04129,19.35586],[-99.04141,19.35303],[-99.04118,19.35172],[-99.04052,19.35051],[-99.03938,19.34955],[-99.03702,19.34852],[-99.03473,19.3475],[-99.03353,19.34669],[-99.03303,19.34578],[-99.03281,19.34443],[-99.03231,19.34036],[-99.03159,19.33726],[-99.03051,19.33337],[-99.02936,19.32924],[-99.02916,19.32853],[-99.02799,19.32426],[-99.02703,19.32083],[-99.0264,19.31756],[-99.0256,19.31321],[-99.02494,19.30984],[-99.02449,19.30747],[-99.02438,19.30689],[-99.02429,19.30641],[-99.02366,19.30298],[-99.02296,19.29924],[-99.02493,19.29576],[-99.02492,19.29198],[-99.02494,19.28852],[-99.02496,19.28473],[-99.02495,19.28298],[-99.02495,19.28109],[-99.02495,19.27737],[-99.02497,19.27355],[-99.02497,19.26982],[-99.02496,19.26589],[-99.02499,19.26222],[-99.02496,19.25813],[-99.02495,19.25455],[-99.0285,19.25251],[-99.03084,19.25121],[-99.03542,19.24864],[-99.03844,19.24691],[-99.04265,19.24452],[-99.04684,19.24213],[-99.04932,19.24073],[-99.05197,19.23924],[-99.05783,19.23591],[-99.06204,19.23354],[-99.06525,19.23166],[-99.0738,19.22688],[-99.07756,19.22475],[-99.08118,19.22274],[-99.08302,19.22172],[-99.08558,19.22047],[-99.08729,19.21958],[-99.08851,19.21894],[-99.09027,19.21807],[-99.09198,19.21717],[-99.09897,19.21306],[-99.10399,19.21078],[-99.10835,19.20883],[-99.11435,19.206],[-99.11675,19.20491],[-99.11897,19.20394],[-99.12373,19.20181],[-99.1285,19.19957],[-99.13126,19.19833],[-99.13603,19.19607],[-99.13908,19.19472],[-99.1411,19.19374],[-99.14466,19.19125],[-99.14627,19.19025],[-99.149,19.18841],[-99.15053,19.18733],[-99.15125,19.185],[-99.15181,19.18236],[-99.15257,19.17883],[-99.1536,19.17531],[-99.1544,19.17245],[-99.15532,19.16881],[-99.15606,19.16634],[-99.15713,19.16245],[-99.15794,19.15948],[-99.15837,19.15834]]}}
Línea 400.0 kV | LineString | 400.0 kV | 1 |  |  | CFE |  |  |  |  | OpenStreetMap | {"type":"Feature","properties":{},"geometry":{"type":"LineString","coordinates":[[-98.84807,19.01291],[-98.84922,19.01378],[-98.85324,19.0167],[-98.85683,19.01935],[-98.85942,19.0213],[-98.86269,19.02367],[-98.8649,19.02536],[-98.86642,19.02649],[-98.86924,19.02854],[-98.871,19.02983],[-98.87596,19.03347],[-98.87918,19.0359],[-98.88279,19.03838],[-98.88777,19.0421],[-98.89151,19.04494],[-98.89331,19.04626],[-98.89498,19.04754],[-98.89895,19.05037],[-98.90359,19.05382],[-98.90729,19.0565],[-98.91188,19.05992],[-98.91504,19.06225],[-98.91816,19.06453],[-98.92111,19.06671],[-98.92376,19.06867],[-98.93047,19.07358],[-98.95111,19.09867],[-98.95382,19.10339],[-98.95548,19.10638],[-98.95776,19.11047],[-98.95955,19.11351],[-98.96085,19.11596],[-98.96217,19.1183],[-98.96429,19.12203],[-98.96556,19.12419],[-98.96752,19.12773],[-98.96977,19.13171],[-98.97153,19.13476],[-98.97381,19.13642],[-98.97644,19.1384],[-98.97966,19.14082],[-98.98187,19.1424],[-98.98491,19.1446],[-98.98804,19.14692],[-98.9907,19.1489],[-98.99352,19.15099],[-98.99601,19.15281],[-98.99896,19.15496],[-99.00171,19.15691],[-99.00473,19.1592],[-99.00719,19.15889],[-99.01104,19.1585],[-99.01378,19.15819],[-99.01719,19.15783],[-99.0208,19.15745],[-99.02417,19.15708],[-99.0281,19.15663],[-99.03188,19.15621],[-99.03623,19.15576],[-99.0411,19.15526],[-99.04391,19.15495],[-99.0479,19.15451],[-99.05123,19.15416],[-99.05503,19.15371],[-99.05898,19.15417],[-99.063,19.15456],[-99.06546,19.15487],[-99.07071,19.15554],[-99.07671,19.15703],[-99.08102,19.15803],[-99.08478,19.159],[-99.08822,19.15983],[-99.09127,19.16056],[-99.0955,19.16162],[-99.09886,19.16253],[-99.1029,19.16354],[-99.10762,19.16465],[-99.11148,19.16442],[-99.11362,19.16297],[-99.1163,19.16104],[-99.11838,19.15957],[-99.1217,19.15735],[-99.12471,19.15518],[-99.12835,19.15263],[-99.13223,19.15291],[-99.13533,19.15312],[-99.13885,19.15339],[-99.14293,19.15366],[-99.14759,19.15396],[-99.15097,19.15423],[-99.15422,19.15432],[-99.15811,19.15476],[-99.15902,19.15591],[-99.15896,19.15633]]}}
Línea 400.0 kV | LineString | 400.0 kV |  |  |  | CFE |  |  |  |  | OpenStreetMap | {"type":"Feature","properties":{},"geometry":{"type":"LineString","coordinates":[[-98.86493,19.66571],[-98.86554,19.66541]]}}
Línea 400.0 kV | LineString | 400.0 kV | 1 |  |  | CFE |  |  |  |  | OpenStreetMap | {"type":"Feature","properties":{},"geometry":{"type":"LineString","coordinates":[[-100.28091,20.46875],[-100.28079,20.46924]]}}
Línea 400.0 kV | LineString | 400.0 kV | 2 |  |  | CFE |  |  |  |  | OpenStreetMap | {"type":"Feature","properties":{},"geometry":{"type":"LineString","coordinates":[[-100.27797,20.47277],[-100.27937,20.47185],[-100.2792,20.46935]]}}
Línea 400.0 kV | LineString | 400.0 kV |  |  |  | CFE |  |  |  |  | OpenStreetMap | {"type":"Feature","properties":{},"geometry":{"type":"LineString","coordinates":[[-100.28105,20.4725],[-100.28384,20.47342],[-100.2859,20.47364],[-100.28964,20.47407],[-100.29305,20.47445],[-100.29669,20.47485],[-100.30149,20.4754],[-100.30487,20.47577],[-100.30801,20.47613],[-100.31247,20.47663],[-100.31456,20.47547],[-100.31653,20.47438],[-100.32303,20.47562],[-100.32639,20.47623],[-100.335,20.47791],[-100.33736,20.47836],[-100.34068,20.47899],[-100.3447,20.47981],[-100.34831,20.48046],[-100.35076,20.48092],[-100.35379,20.48126],[-100.35632,20.48154],[-100.36011,20.48196],[-100.36391,20.48238],[-100.36742,20.48277],[-100.37273,20.48186],[-100.37729,20.48108],[-100.38104,20.48041],[-100.38315,20.48133],[-100.38587,20.48257],[-100.39014,20.48438],[-100.39276,20.4856],[-100.39545,20.4859],[-100.39897,20.4863],[-100.40248,20.4867],[-100.4062,20.4871],[-100.40991,20.48753],[-100.41419,20.488],[-100.41933,20.48858],[-100.42219,20.4889],[-100.42476,20.48918],[-100.42817,20.48956],[-100.43094,20.48987],[-100.43484,20.4903],[-100.43894,20.49076],[-100.44474,20.4914],[-100.44855,20.49183],[-100.45178,20.49218],[-100.45522,20.49256],[-100.45933,20.49302],[-100.4632,20.49345],[-100.46668,20.49383],[-100.47043,20.49425],[-100.47428,20.49468],[-100.47605,20.49772],[-100.47761,20.50052],[-100.47921,20.50338],[-100.48035,20.50588],[-100.48187,20.50928],[-100.48325,20.51265],[-100.48468,20.51592],[-100.48544,20.51896],[-100.48572,20.51958]]}}
Línea 400.0 kV | LineString | 400.0 kV | 2 |  |  | CFE |  |  |  |  | OpenStreetMap | {"type":"Feature","properties":{},"geometry":{"type":"LineString","coordinates":[[-99.34279,19.3079],[-99.34233,19.30805],[-99.34307,19.3105],[-99.34355,19.31244],[-99.34409,19.3146],[-99.34581,19.32158],[-99.34671,19.32529],[-99.34483,19.32808],[-99.34082,19.33242],[-99.33923,19.33413],[-99.33644,19.33713],[-99.33444,19.33929],[-99.33459,19.34182],[-99.33483,19.34601],[-99.33517,19.3519],[-99.33534,19.35494],[-99.33543,19.35667],[-99.33545,19.35703],[-99.33554,19.35849],[-99.33561,19.35977],[-99.33563,19.36014],[-99.33593,19.36533],[-99.33608,19.36797],[-99.3361,19.36834],[-99.33624,19.37067],[-99.33646,19.37452],[-99.3366,19.37688],[-99.33709,19.3856],[-99.33718,19.38692],[-99.33697,19.39619],[-99.33702,19.39661],[-99.33738,19.39946],[-99.33777,19.40253],[-99.33794,19.40394],[-99.33802,19.40428],[-99.338,19.40445],[-99.33827,19.40663],[-99.33832,19.40704],[-99.33833,19.40716],[-99.33841,19.40861],[-99.3386,19.41194],[-99.33868,19.41343],[-99.33868,19.4135],[-99.33889,19.41735],[-99.33583,19.42658],[-99.3301,19.43075],[-99.32786,19.43236],[-99.32227,19.43642],[-99.3187,19.439],[-99.31671,19.44083],[-99.31593,19.44187]]}}
Línea 400.0 kV | LineString | 400.0 kV |  |  |  | CFE |  |  |  |  | OpenStreetMap | {"type":"Feature","properties":{},"geometry":{"type":"LineString","coordinates":[[-100.71543,20.5204],[-100.71512,20.52018]]}}
Línea 400.0 kV | LineString | 400.0 kV |  |  |  | CFE |  |  |  |  | OpenStreetMap | {"type":"Feature","properties":{},"geometry":{"type":"LineString","coordinates":[[-100.71512,20.52018],[-100.71536,20.5199]]}}
Línea 400.0 kV | LineString | 400.0 kV | 1 |  |  | CFE |  |  |  |  | OpenStreetMap | {"type":"Feature","properties":{},"geometry":{"type":"LineString","coordinates":[[-101.229,20.52963],[-101.22709,20.52767]]}}
Línea 400.0 kV | LineString | 400.0 kV |  |  |  | CFE |  |  |  |  | OpenStreetMap | {"type":"Feature","properties":{},"geometry":{"type":"LineString","coordinates":[[-101.23129,20.53206],[-101.23053,20.53187]]}}
Línea 400.0 kV | LineString | 400.0 kV |  |  |  | CFE |  |  |  |  | OpenStreetMap | {"type":"Feature","properties":{},"geometry":{"type":"LineString","coordinates":[[-101.23129,20.53206],[-101.23082,20.5314]]}}
Línea 400.0 kV | LineString | 400.0 kV | 1 |  |  | CFE |  |  |  |  | OpenStreetMap | {"type":"Feature","properties":{},"geometry":{"type":"LineString","coordinates":[[-101.42504,20.64148],[-101.42439,20.64146]]}}
Línea 400.0 kV | LineString | 400.0 kV |  |  |  | CFE |  |  |  |  | OpenStreetMap | {"type":"Feature","properties":{},"geometry":{"type":"LineString","coordinates":[[-103.5063,20.79282],[-103.50356,20.79089],[-103.50286,20.79062]]}}
Línea 400.0 kV | LineString | 400.0 kV | 2 |  |  | CFE |  |  |  |  | OpenStreetMap | {"type":"Feature","properties":{},"geometry":{"type":"LineString","coordinates":[[-103.26067,20.82882],[-103.26354,20.82895],[-103.26666,20.82908],[-103.26934,20.8292],[-103.27393,20.8294],[-103.27839,20.8296],[-103.2824,20.82977],[-103.28677,20.82996],[-103.28942,20.83008],[-103.29401,20.83028],[-103.29809,20.83046],[-103.30079,20.83057],[-103.30533,20.83077],[-103.3101,20.83098],[-103.31419,20.83115],[-103.31865,20.83188],[-103.32412,20.83277],[-103.32811,20.83344],[-103.33594,20.83429],[-103.33742,20.83446],[-103.34035,20.83486],[-103.34544,20.83559],[-103.34824,20.83599],[-103.35304,20.83666],[-103.35522,20.83697],[-103.35767,20.83732],[-103.36118,20.83782],[-103.36443,20.83827],[-103.36673,20.83869],[-103.37613,20.83993],[-103.37931,20.84038],[-103.38194,20.84074],[-103.38546,20.84125],[-103.39108,20.84206],[-103.39434,20.84252],[-103.39795,20.84302],[-103.40229,20.84364],[-103.4065,20.84424],[-103.41053,20.84481],[-103.41525,20.84547],[-103.41978,20.84611],[-103.42368,20.84668],[-103.42751,20.84722],[-103.43119,20.84774],[-103.4351,20.84829],[-103.43901,20.84883],[-103.44254,20.84933],[-103.44646,20.84989],[-103.45025,20.85042],[-103.4531,20.84813],[-103.45577,20.84598],[-103.45781,20.84428],[-103.46257,20.84041],[-103.46788,20.83616],[-103.47377,20.83137],[-103.47544,20.83004],[-103.48052,20.82721],[-103.48332,20.82564],[-103.48673,20.82374],[-103.48974,20.82206],[-103.49304,20.82027],[-103.49664,20.81824],[-103.50007,20.81635],[-103.50322,20.81446],[-103.50417,20.81095],[-103.50509,20.80731],[-103.50598,20.80391],[-103.50663,20.80147],[-103.50651,20.79883],[-103.50643,20.79593],[-103.5063,20.79282]]}}
Línea 400.0 kV | LineString | 400.0 kV |  |  |  | CFE |  |  |  |  | OpenStreetMap | {"type":"Feature","properties":{},"geometry":{"type":"LineString","coordinates":[[-103.23199,20.47643],[-103.2323,20.47621]]}}
Línea 400.0 kV | LineString | 400.0 kV | 2 |  |  | CFE |  |  |  |  | OpenStreetMap | {"type":"Feature","properties":{},"geometry":{"type":"LineString","coordinates":[[-103.23173,20.47574],[-103.22915,20.47399]]}}
Línea 400.0 kV | LineString | 400.0 kV |  |  |  | CFE |  |  |  |  | OpenStreetMap | {"type":"Feature","properties":{},"geometry":{"type":"LineString","coordinates":[[-103.2323,20.47599],[-103.23173,20.47574]]}}
Línea 400.0 kV | LineString | 400.0 kV |  |  |  | CFE |  |  |  |  | OpenStreetMap | {"type":"Feature","properties":{},"geometry":{"type":"LineString","coordinates":[[-103.23173,20.47574],[-103.23231,20.47551]]}}
Línea 400.0 kV | LineString | 400.0 kV |  |  |  | CFE |  |  |  |  | OpenStreetMap | {"type":"Feature","properties":{},"geometry":{"type":"LineString","coordinates":[[-103.23229,20.47669],[-103.23199,20.47643]]}}
Línea 400.0 kV | LineString | 400.0 kV | 2 |  |  | CFE |  |  |  |  | OpenStreetMap | {"type":"Feature","properties":{},"geometry":{"type":"LineString","coordinates":[[-103.21482,20.4777],[-103.21626,20.47619],[-103.2209,20.47496],[-103.22187,20.47502],[-103.22557,20.47484],[-103.22923,20.47462],[-103.23199,20.47643]]}}
Línea 400.0 kV | LineString | 400.0 kV | 1 |  |  | CFE |  |  |  |  | OpenStreetMap | {"type":"Feature","properties":{},"geometry":{"type":"LineString","coordinates":[[-103.16471,20.68699],[-103.1642,20.68696],[-103.16055,20.68573],[-103.15696,20.68448],[-103.15503,20.68137],[-103.15284,20.67785],[-103.15119,20.6752],[-103.1495,20.67248],[-103.14766,20.66954],[-103.1461,20.66703],[-103.14414,20.66588],[-103.1416,20.6644],[-103.13908,20.6629],[-103.1365,20.66139],[-103.13384,20.65983],[-103.13018,20.6577],[-103.12604,20.65527],[-103.12282,20.65337],[-103.12044,20.65198],[-103.11713,20.65004],[-103.11696,20.64717],[-103.11674,20.64351],[-103.11629,20.63538],[-103.11606,20.63118],[-103.11588,20.62802],[-103.11567,20.62427],[-103.11542,20.62017],[-103.11523,20.61665],[-103.11503,20.61301],[-103.11478,20.60861],[-103.11464,20.60621],[-103.11437,20.60154],[-103.11425,20.59903],[-103.1122,20.59745],[-103.10937,20.59522],[-103.10667,20.59312],[-103.10361,20.59072],[-103.10081,20.58858],[-103.09663,20.58529],[-103.09489,20.5839],[-103.09445,20.58119],[-103.09399,20.57818],[-103.09346,20.57478],[-103.09294,20.57144],[-103.09241,20.56802],[-103.09186,20.56453],[-103.0913,20.56098],[-103.09075,20.55745],[-103.09041,20.55527],[-103.08941,20.55477]]}}
Línea 400.0 kV | LineString | 400.0 kV | 1 |  |  | CFE |  |  |  |  | OpenStreetMap | {"type":"Feature","properties":{},"geometry":{"type":"LineString","coordinates":[[-102.00678,19.8515],[-102.00667,19.85206],[-102.00815,19.85935],[-102.00881,19.86321],[-102.01125,19.86436],[-102.01683,19.86698],[-102.0214,19.86691],[-102.02566,19.86686],[-102.02958,19.8668],[-102.03422,19.86675],[-102.03869,19.86668],[-102.04265,19.86663],[-102.04655,19.86658],[-102.05049,19.86652],[-102.05467,19.86646],[-102.05862,19.8664],[-102.06154,19.86636],[-102.06538,19.86628],[-102.06914,19.86623],[-102.07343,19.86617],[-102.07671,19.86613],[-102.07984,19.86609],[-102.08272,19.86603],[-102.08665,19.86598],[-102.09024,19.86595],[-102.09255,19.86589],[-102.09682,19.86586],[-102.10084,19.86802],[-102.10456,19.87006],[-102.11022,19.8731],[-102.11309,19.87465],[-102.11641,19.87643],[-102.12005,19.87842],[-102.12355,19.88033],[-102.12725,19.88227],[-102.13091,19.88427],[-102.13439,19.88615],[-102.13812,19.88818],[-102.14109,19.8898],[-102.14427,19.89152],[-102.14752,19.89328],[-102.15074,19.89502],[-102.15403,19.89682],[-102.15735,19.89861],[-102.16073,19.90043],[-102.16383,19.90211],[-102.16655,19.90358],[-102.1687,19.90509],[-102.17098,19.90672],[-102.17391,19.90879],[-102.17671,19.91079],[-102.18065,19.91164],[-102.18454,19.91247],[-102.18838,19.91331],[-102.19127,19.91392],[-102.19463,19.91464],[-102.19843,19.91546],[-102.20205,19.91624],[-102.20607,19.91709],[-102.2086,19.91764],[-102.21258,19.91851],[-102.21547,19.91912],[-102.21967,19.92001],[-102.22137,19.92042],[-102.22503,19.91996],[-102.23082,19.91923],[-102.23311,19.91894],[-102.23765,19.91911],[-102.24157,19.91926],[-102.24472,19.91938],[-102.2513,19.91963],[-102.25454,19.91976],[-102.25942,19.91996],[-102.26342,19.92012],[-102.26687,19.92025],[-102.26983,19.92036],[-102.27489,19.92055],[-102.28023,19.92076],[-102.28404,19.92091],[-102.28898,19.9211],[-102.29156,19.9212],[-102.29548,19.92135],[-102.29933,19.92152],[-102.30222,19.92164],[-102.30641,19.9218],[-102.31213,19.92202],[-102.31559,19.92215],[-102.32046,19.92234],[-102.32388,19.92247],[-102.32741,19.92261],[-102.33027,19.92272],[-102.33389,19.92286],[-102.33875,19.92304],[-102.34229,19.92289],[-102.34515,19.92277],[-102.3486,19.92263],[-102.35219,19.92247],[-102.35603,19.92231],[-102.36079,19.92211],[-102.36403,19.92197],[-102.36813,19.92179],[-102.37128,19.92166],[-102.37626,19.92142],[-102.37934,19.92127],[-102.38332,19.92111],[-102.38676,19.92097],[-102.39154,19.92075],[-102.39647,19.92055],[-102.40158,19.92033],[-102.40563,19.92017],[-102.41307,19.91985],[-102.41594,19.91972],[-102.41948,19.91958],[-102.42357,19.9194],[-102.42739,19.91921],[-102.43082,19.91909],[-102.43523,19.9189],[-102.43937,19.91872],[-102.44456,19.91849],[-102.44855,19.91834],[-102.4518,19.9182],[-102.45572,19.91801],[-102.46078,19.91778],[-102.46479,19.9176],[-102.46859,19.91744],[-102.47262,19.91726],[-102.47641,19.91713],[-102.48042,19.91693],[-102.48444,19.91677],[-102.48824,19.91661],[-102.49233,19.91641],[-102.49605,19.91628],[-102.50045,19.91611],[-102.50351,19.91592],[-102.50655,19.91581],[-102.51075,19.91563],[-102.51391,19.91549],[-102.51758,19.91533],[-102.52129,19.91709],[-102.52568,19.91911],[-102.52892,19.92063],[-102.53303,19.92254],[-102.53698,19.92436],[-102.54092,19.92621],[-102.54475,19.92802],[-102.54913,19.93003],[-102.55288,19.93182],[-102.55596,19.93329],[-102.55966,19.935],[-102.56316,19.93663],[-102.56625,19.93805],[-102.56982,19.93974],[-102.57327,19.94136],[-102.57671,19.94294],[-102.57996,19.94445],[-102.58403,19.94635],[-102.58763,19.94805],[-102.59119,19.9497],[-102.59454,19.95127],[-102.59768,19.95272],[-102.6008,19.95417],[-102.60618,19.95666],[-102.60959,19.95828],[-102.61234,19.95956],[-102.61751,19.96194],[-102.6207,19.96345],[-102.62114,19.96432]]}}
Línea 400.0 kV | LineString | 400.0 kV |  |  |  | CFE |  |  |  |  | OpenStreetMap | {"type":"Feature","properties":{},"geometry":{"type":"LineString","coordinates":[[-102.98035,19.96029],[-102.98059,19.96038],[-102.98144,19.96073],[-102.98668,19.96286],[-102.99136,19.96476],[-102.99651,19.96674],[-103.00288,19.9694],[-103.00655,19.97088],[-103.01102,19.97264],[-103.01558,19.97449],[-103.01912,19.97591],[-103.02147,19.97687],[-103.02404,19.97791],[-103.02765,19.97936],[-103.0297,19.9802],[-103.03186,19.98108],[-103.03618,19.98284],[-103.04014,19.98442],[-103.04462,19.98624],[-103.04911,19.98804],[-103.05253,19.98943],[-103.05672,19.99113],[-103.06154,19.99307],[-103.06567,19.99474],[-103.06974,19.99638],[-103.07394,19.99807],[-103.07809,19.99976],[-103.08252,20.00154],[-103.08587,20.0029],[-103.08947,20.00434],[-103.09287,20.00571],[-103.09984,20.00851],[-103.1048,20.01053],[-103.10823,20.01191],[-103.11176,20.01333],[-103.11746,20.01562],[-103.12408,20.0183],[-103.12816,20.01993],[-103.1328,20.02181],[-103.13759,20.02376],[-103.14036,20.02487],[-103.14537,20.0269],[-103.14979,20.02866],[-103.15618,20.03125],[-103.16217,20.03364],[-103.16641,20.03535],[-103.1742,20.03849],[-103.17837,20.04017],[-103.18165,20.04149],[-103.18626,20.04334],[-103.19015,20.0449],[-103.19372,20.04636],[-103.19778,20.04828],[-103.20145,20.05],[-103.2067,20.05245],[-103.21399,20.05586],[-103.22094,20.05913],[-103.2269,20.06194],[-103.23052,20.06358],[-103.23479,20.06558],[-103.23901,20.06754],[-103.24565,20.07067],[-103.25089,20.07309],[-103.2542,20.07467],[-103.25693,20.07592],[-103.26079,20.07772],[-103.26569,20.07998],[-103.27249,20.08317],[-103.27644,20.08503],[-103.28263,20.08792],[-103.28781,20.09033],[-103.29101,20.09181],[-103.29618,20.09423],[-103.30044,20.09622],[-103.30564,20.09864],[-103.30954,20.10046],[-103.31318,20.10216],[-103.31855,20.10466],[-103.32332,20.10688],[-103.328,20.10907],[-103.33245,20.11114],[-103.33707,20.11326],[-103.34179,20.11549],[-103.34647,20.11767],[-103.35155,20.12003],[-103.3573,20.12271],[-103.36213,20.12497],[-103.3667,20.12709],[-103.37038,20.12884],[-103.37214,20.13234],[-103.37405,20.13627],[-103.37684,20.14192],[-103.38011,20.14854],[-103.38184,20.15212],[-103.38599,20.16051],[-103.38789,20.16435],[-103.39098,20.17062],[-103.39199,20.17267],[-103.39515,20.17909],[-103.39859,20.18608],[-103.40045,20.18985],[-103.40214,20.19328],[-103.40429,20.19762],[-103.40778,20.20475],[-103.41067,20.2106],[-103.41336,20.21464],[-103.41692,20.22002],[-103.41881,20.22287],[-103.42079,20.22586],[-103.42372,20.23029],[-103.42635,20.23428],[-103.42873,20.23786],[-103.43116,20.24152],[-103.43342,20.24494],[-103.43581,20.24854],[-103.43846,20.25254],[-103.44118,20.25664],[-103.44334,20.25991],[-103.4457,20.26345],[-103.44815,20.26718],[-103.45057,20.27082],[-103.45266,20.27397],[-103.45636,20.27956],[-103.45961,20.28448],[-103.46555,20.28883],[-103.46829,20.29084],[-103.47521,20.29592],[-103.47991,20.29935],[-103.48246,20.30123],[-103.48511,20.30317],[-103.48942,20.30633],[-103.49174,20.30804],[-103.49558,20.31084],[-103.4994,20.31365],[-103.50733,20.31945],[-103.51223,20.32304],[-103.51699,20.32654],[-103.52057,20.32916],[-103.52317,20.33106],[-103.52692,20.33381],[-103.52812,20.33784],[-103.52989,20.344],[-103.53153,20.34966],[-103.53277,20.354],[-103.53505,20.36191],[-103.53624,20.36601],[-103.53754,20.37057],[-103.539,20.3756],[-103.54016,20.37963],[-103.54332,20.38528],[-103.54514,20.38853],[-103.54775,20.39323],[-103.54966,20.39664],[-103.55226,20.40129],[-103.55523,20.4066],[-103.55791,20.41136],[-103.55997,20.41497],[-103.56055,20.41574]]}}
Línea 400.0 kV | LineString | 400.0 kV |  |  |  | CFE |  |  |  |  | OpenStreetMap | {"type":"Feature","properties":{},"geometry":{"type":"LineString","coordinates":[[-102.98051,19.96131],[-102.9804,19.96091],[-102.98059,19.96038],[-102.98069,19.96009]]}}
Línea 400.0 kV | LineString | 400.0 kV |  |  |  | CFE |  |  |  |  | OpenStreetMap | {"type":"Feature","properties":{},"geometry":{"type":"LineString","coordinates":[[-104.29139,19.04574],[-104.2932,19.04443],[-104.29534,19.04273],[-104.29752,19.04096],[-104.29969,19.03925],[-104.30185,19.03753],[-104.30401,19.03582],[-104.30616,19.0341],[-104.30831,19.03239],[-104.31045,19.03068],[-104.31273,19.02887],[-104.31435,19.0276],[-104.31618,19.02759],[-104.31645,19.02761]]}}
Línea 400.0 kV | LineString | 400.0 kV |  |  |  | CFE |  |  |  |  | OpenStreetMap | {"type":"Feature","properties":{},"geometry":{"type":"LineString","coordinates":[[-104.31695,19.02576],[-104.31667,19.02583],[-104.31514,19.02622],[-104.31332,19.02673],[-104.31123,19.02839],[-104.30955,19.02973],[-104.30742,19.03143],[-104.30532,19.0331],[-104.30327,19.03474],[-104.30113,19.03643],[-104.29898,19.03813],[-104.29668,19.03997],[-104.29442,19.04177],[-104.29216,19.04356]]}}
Línea 400.0 kV | LineString | 400.0 kV |  |  |  | CFE |  |  |  |  | OpenStreetMap | {"type":"Feature","properties":{},"geometry":{"type":"LineString","coordinates":[[-104.29139,19.04574],[-104.29304,19.04404],[-104.2952,19.04233],[-104.29734,19.04061],[-104.2995,19.0389],[-104.30163,19.03721],[-104.30377,19.03551],[-104.3059,19.03383],[-104.30804,19.03212],[-104.3102,19.0304],[-104.31235,19.02869],[-104.31438,19.02709],[-104.31617,19.02657],[-104.31646,19.02655]]}}
Línea 400.0 kV | LineString | 400.0 kV |  |  |  | CFE |  |  |  |  | OpenStreetMap | {"type":"Feature","properties":{},"geometry":{"type":"LineString","coordinates":[[-104.28885,19.04771],[-104.29139,19.04574]]}}
Línea 400.0 kV | LineString | 400.0 kV |  |  |  | CFE |  |  |  |  | OpenStreetMap | {"type":"Feature","properties":{},"geometry":{"type":"LineString","coordinates":[[-104.29216,19.04356],[-104.28879,19.04583],[-104.28674,19.04785]]}}
Línea 400.0 kV | LineString | 400.0 kV |  |  |  | CFE |  |  |  |  | OpenStreetMap | {"type":"Feature","properties":{},"geometry":{"type":"LineString","coordinates":[[-104.29216,19.04356],[-104.28921,19.04629],[-104.28674,19.04785]]}}
Línea 400.0 kV | LineString | 400.0 kV |  |  |  | CFE |  |  |  |  | OpenStreetMap | {"type":"Feature","properties":{},"geometry":{"type":"LineString","coordinates":[[-103.22915,20.47399],[-103.22865,20.4738],[-103.22616,20.47318],[-103.22513,20.46992],[-103.22421,20.46707],[-103.22304,20.46343],[-103.22205,20.46032],[-103.22104,20.45712],[-103.22016,20.45434],[-103.21903,20.45078],[-103.21802,20.44764],[-103.21706,20.44464],[-103.21647,20.44082],[-103.2174,20.43835],[-103.22033,20.43706],[-103.22394,20.43547],[-103.22734,20.43395],[-103.23118,20.43226],[-103.23457,20.43075],[-103.23847,20.42902],[-103.23913,20.42873],[-103.2421,20.42742],[-103.24643,20.4255],[-103.24934,20.42423],[-103.25564,20.42144],[-103.25997,20.41952],[-103.26207,20.41676],[-103.26409,20.41405],[-103.26572,20.41184],[-103.26828,20.4084],[-103.27083,20.40495],[-103.27331,20.40161],[-103.2761,20.39787],[-103.27906,20.39386],[-103.28141,20.39072],[-103.2847,20.38629],[-103.28856,20.38109],[-103.2906,20.37833],[-103.29341,20.37457],[-103.29969,20.36608],[-103.30193,20.36305],[-103.30394,20.36035],[-103.30673,20.3593],[-103.31115,20.35764],[-103.31725,20.35537],[-103.32072,20.35407],[-103.32519,20.3524],[-103.32896,20.351],[-103.33324,20.34941],[-103.33962,20.34702],[-103.34365,20.34551],[-103.34733,20.34414],[-103.35133,20.34264],[-103.3549,20.34131],[-103.35541,20.34112],[-103.35895,20.3398],[-103.36314,20.33824],[-103.36727,20.33669],[-103.37166,20.33506],[-103.37634,20.3333],[-103.38133,20.33144],[-103.38581,20.32976],[-103.38971,20.32831],[-103.39267,20.32718],[-103.39782,20.32526],[-103.40216,20.32364],[-103.40477,20.32266],[-103.41101,20.32033],[-103.41555,20.31864],[-103.42011,20.31693],[-103.42511,20.31507],[-103.42735,20.31425],[-103.43081,20.31295],[-103.43459,20.31151],[-103.43809,20.30353],[-103.43903,20.30116],[-103.44076,20.2973],[-103.44224,20.29401],[-103.44417,20.28956],[-103.44517,20.28724],[-103.44656,20.28405],[-103.44773,20.28145],[-103.44925,20.27792],[-103.45063,20.27473],[-103.4519,20.27178],[-103.45358,20.26795],[-103.45507,20.26453],[-103.45718,20.25968],[-103.45887,20.25583],[-103.46178,20.24912],[-103.46325,20.24568],[-103.46599,20.23928],[-103.46843,20.23373],[-103.47015,20.22975],[-103.47122,20.22715],[-103.47595,20.21648],[-103.47911,20.20935],[-103.48117,20.20456],[-103.48355,20.20169],[-103.48627,20.19836],[-103.48785,20.19642],[-103.49028,20.19341],[-103.49426,20.18853],[-103.49729,20.18484],[-103.50272,20.17831],[-103.50486,20.17565],[-103.50686,20.17322],[-103.50883,20.17078],[-103.51104,20.16807],[-103.51392,20.16456],[-103.51998,20.15707],[-103.5236,20.15273],[-103.52663,20.14901],[-103.52858,20.14664],[-103.53193,20.14255],[-103.53466,20.13921],[-103.53707,20.13501],[-103.53955,20.13078],[-103.54148,20.12747],[-103.54362,20.12368],[-103.54639,20.11877],[-103.54812,20.11601],[-103.55046,20.1119],[-103.55198,20.10929],[-103.55361,20.10649],[-103.55456,20.10486],[-103.55756,20.09966],[-103.55977,20.0959],[-103.56139,20.09307],[-103.56237,20.09035],[-103.56312,20.0882],[-103.56439,20.08469],[-103.56551,20.0816],[-103.56569,20.0811],[-103.56697,20.07754],[-103.56831,20.07378],[-103.5698,20.06965],[-103.57089,20.06657],[-103.57207,20.0633],[-103.57389,20.05827],[-103.5754,20.05405],[-103.57654,20.05084],[-103.57759,20.0479],[-103.57845,20.04554],[-103.57971,20.04202],[-103.58097,20.03852],[-103.58326,20.03648],[-103.58589,20.03413],[-103.58864,20.0317],[-103.59194,20.02876],[-103.59461,20.02636],[-103.59753,20.02376],[-103.60145,20.02026],[-103.60507,20.01704],[-103.60905,20.01348],[-103.61449,20.00858],[-103.61761,20.00578],[-103.6201,20.00357],[-103.62468,19.99948],[-103.62676,19.99763],[-103.62964,19.99507],[-103.63271,19.99233],[-103.63503,19.99024],[-103.63841,19.98725],[-103.64188,19.98414],[-103.64452,19.98179],[-103.64877,19.97801],[-103.65254,19.97462],[-103.65612,19.97141],[-103.65888,19.96897],[-103.65937,19.96853],[-103.66244,19.96582],[-103.66996,19.95908],[-103.67282,19.95656],[-103.67534,19.95472],[-103.67658,19.95385],[-103.67913,19.95206],[-103.68199,19.95004],[-103.68272,19.94952],[-103.68478,19.94808],[-103.68791,19.94587],[-103.69132,19.94346],[-103.69516,19.94072],[-103.69791,19.93878],[-103.7014,19.93634],[-103.70626,19.93285],[-103.70946,19.93061],[-103.71384,19.9275],[-103.71736,19.925],[-103.72054,19.92279],[-103.7253,19.91939],[-103.72752,19.91782],[-103.73152,19.91498],[-103.73493,19.91257],[-103.73824,19.91022],[-103.74175,19.90773],[-103.74595,19.90478],[-103.74971,19.9021],[-103.75197,19.90049],[-103.75513,19.89825],[-103.75949,19.89515],[-103.76297,19.89271],[-103.76689,19.88995],[-103.77279,19.88575],[-103.77604,19.88342],[-103.78084,19.88003],[-103.78596,19.87641],[-103.7908,19.87297],[-103.79519,19.86986],[-103.80041,19.86618],[-103.80563,19.86246],[-103.81089,19.85874],[-103.81396,19.85654],[-103.81578,19.85525],[-103.81761,19.85395],[-103.82162,19.85112],[-103.82313,19.84779],[-103.82551,19.84255],[-103.82807,19.83691],[-103.83068,19.83116],[-103.83193,19.82844],[-103.83399,19.82388],[-103.83736,19.81646],[-103.83884,19.81319],[-103.84144,19.80748],[-103.84466,19.80035],[-103.84716,19.79491],[-103.8499,19.78884],[-103.85144,19.78544],[-103.85347,19.781],[-103.85514,19.7773],[-103.85675,19.77376],[-103.85853,19.76986],[-103.86023,19.76608],[-103.86189,19.76243],[-103.8635,19.75888],[-103.86583,19.75374],[-103.86835,19.74819],[-103.86969,19.74522],[-103.87119,19.74195],[-103.87287,19.73915],[-103.87519,19.73535],[-103.87863,19.72966],[-103.88085,19.72604],[-103.8826,19.72315],[-103.88428,19.72041],[-103.88595,19.71767],[-103.88768,19.71483],[-103.88947,19.71187],[-103.89098,19.7094],[-103.89291,19.70622],[-103.89482,19.70308],[-103.89695,19.69958],[-103.89862,19.69684],[-103.90015,19.69433],[-103.90198,19.69131],[-103.9042,19.68765],[-103.90569,19.68522],[-103.90726,19.68264],[-103.90947,19.67898],[-103.91156,19.67556],[-103.91333,19.67265],[-103.9149,19.67006],[-103.91657,19.66733],[-103.91861,19.66397],[-103.92102,19.66001],[-103.92369,19.65558],[-103.92544,19.6527],[-103.92762,19.64914],[-103.92935,19.64628],[-103.93119,19.64327],[-103.93277,19.64064],[-103.93563,19.63593],[-103.93831,19.6315],[-103.9415,19.62627],[-103.94313,19.6236],[-103.94525,19.62014],[-103.94876,19.61435],[-103.95093,19.61077],[-103.95566,19.60299],[-103.95846,19.59838],[-103.96053,19.59503],[-103.96213,19.59235],[-103.96413,19.58905],[-103.96629,19.58668],[-103.96974,19.58293],[-103.97239,19.58007],[-103.97582,19.57637],[-103.97853,19.57347],[-103.98247,19.56921],[-103.98558,19.56579],[-103.9877,19.56352],[-103.99129,19.55963],[-103.99455,19.55611],[-103.99634,19.55421],[-103.99752,19.55096],[-103.99819,19.54911],[-103.99939,19.5458],[-104.00029,19.54335],[-104.00156,19.53988],[-104.00379,19.53373],[-104.00564,19.52874],[-104.00711,19.52469],[-104.00858,19.52065],[-104.01,19.51672],[-104.01138,19.51295],[-104.01294,19.51127],[-104.01683,19.50703],[-104.01864,19.50505],[-104.02287,19.50041],[-104.02525,19.49782],[-104.03052,19.49203],[-104.03221,19.49019],[-104.03569,19.48635],[-104.03834,19.48346],[-104.04123,19.48025],[-104.04156,19.47723],[-104.042,19.47359],[-104.04246,19.46928],[-104.04301,19.46457],[-104.04349,19.46039],[-104.04396,19.4563],[-104.04456,19.45094],[-104.04526,19.44491],[-104.04604,19.43788],[-104.04679,19.43148],[-104.04731,19.42685],[-104.04811,19.42],[-104.04855,19.41605],[-104.04898,19.41232],[-104.0508,19.4098],[-104.05281,19.40699],[-104.05554,19.40317],[-104.05892,19.39845],[-104.06188,19.39434],[-104.06369,19.39182],[-104.06581,19.38888],[-104.0678,19.38611],[-104.07112,19.38139],[-104.07276,19.37909],[-104.07571,19.37506],[-104.07897,19.37052],[-104.08107,19.3675],[-104.0825,19.36554],[-104.08515,19.36179],[-104.08809,19.35771],[-104.09262,19.3514],[-104.09822,19.34356],[-104.1004,19.3405],[-104.10369,19.33595],[-104.10493,19.3342],[-104.10786,19.33009],[-104.11117,19.32547],[-104.11413,19.3213],[-104.11682,19.31756],[-104.11836,19.3154],[-104.12071,19.31301],[-104.12459,19.309],[-104.12736,19.30623],[-104.13193,19.30157],[-104.136,19.29738],[-104.13832,19.29497],[-104.14238,19.29087],[-104.14506,19.28813],[-104.1483,19.28485],[-104.15155,19.28155],[-104.15552,19.27746],[-104.15694,19.27602],[-104.15968,19.2732],[-104.16284,19.27],[-104.1659,19.26689],[-104.16862,19.26407],[-104.17266,19.25996],[-104.17464,19.25788],[-104.17708,19.25539],[-104.18068,19.25172],[-104.1838,19.24853],[-104.18613,19.24617],[-104.18995,19.2423],[-104.19403,19.2381],[-104.19682,19.2352],[-104.19961,19.23235],[-104.20463,19.22806],[-104.20869,19.22446],[-104.21142,19.22217],[-104.21672,19.21745],[-104.22266,19.21241],[-104.2284,19.20743],[-104.23234,19.20395],[-104.23519,19.2015],[-104.23952,19.1977],[-104.24266,19.19499],[-104.24482,19.19118],[-104.24713,19.18704],[-104.24751,19.18505],[-104.24843,19.18058],[-104.24895,19.17795],[-104.24973,19.17412],[-104.25103,19.16769],[-104.25149,19.16535],[-104.25201,19.1628],[-104.25301,19.15785],[-104.25405,19.15262],[-104.25521,19.14689],[-104.25596,19.14321],[-104.2568,19.13906],[-104.25728,19.13664],[-104.25776,19.13424],[-104.25918,19.1273],[-104.26033,19.12159],[-104.26145,19.1161],[-104.26251,19.1108],[-104.26388,19.10407],[-104.26449,19.10098],[-104.2663,19.09213],[-104.2667,19.09017],[-104.26744,19.08638],[-104.26835,19.08179],[-104.2675,19.07868],[-104.26628,19.07413],[-104.26813,19.07104],[-104.2708,19.0665],[-104.27212,19.06347],[-104.27464,19.05758],[-104.27569,19.05691],[-104.28018,19.05379],[-104.28362,19.05145],[-104.28543,19.05004],[-104.28885,19.04771]]}}
Línea 400.0 kV | LineString | 400.0 kV | 2 |  |  | CFE |  |  |  |  | OpenStreetMap | {"type":"Feature","properties":{},"geometry":{"type":"LineString","coordinates":[[-103.38032,20.44934],[-103.38305,20.44851],[-103.38506,20.44793],[-103.38839,20.44699],[-103.39371,20.44549],[-103.39904,20.44399],[-103.40434,20.44249],[-103.40938,20.44106],[-103.41439,20.43966],[-103.41902,20.43834],[-103.42361,20.43706],[-103.42821,20.43576],[-103.43194,20.4347],[-103.43589,20.43422],[-103.44188,20.43351],[-103.44692,20.43295],[-103.45036,20.43254],[-103.45481,20.43204],[-103.46087,20.43132],[-103.46665,20.43062],[-103.47192,20.43001],[-103.4746,20.42971],[-103.47945,20.42911],[-103.48509,20.42842],[-103.49035,20.42783],[-103.49592,20.42716],[-103.50126,20.42652],[-103.50563,20.426],[-103.51281,20.42514],[-103.51738,20.42459],[-103.5206,20.42424],[-103.52578,20.42361],[-103.52982,20.42312],[-103.53532,20.42251],[-103.54193,20.42176],[-103.54587,20.42129],[-103.55394,20.4167],[-103.55656,20.41524],[-103.55942,20.41569],[-103.55976,20.41615]]}}
Línea 400.0 kV | LineString | 400.0 kV |  |  |  | CFE |  |  |  |  | OpenStreetMap | {"type":"Feature","properties":{},"geometry":{"type":"LineString","coordinates":[[-103.56199,20.41477],[-103.56147,20.41424],[-103.56177,20.41493]]}}
Línea 400.0 kV | LineString | 400.0 kV |  |  |  | CFE |  |  |  |  | OpenStreetMap | {"type":"Feature","properties":{},"geometry":{"type":"LineString","coordinates":[[-104.23144,19.05166],[-104.23143,19.05218]]}}
Línea 400.0 kV | LineString | 400.0 kV |  |  |  | CFE |  |  |  |  | OpenStreetMap | {"type":"Feature","properties":{},"geometry":{"type":"LineString","coordinates":[[-104.23209,19.05139],[-104.23144,19.05166]]}}
Línea 400.0 kV | LineString | 400.0 kV |  |  |  | CFE |  |  |  |  | OpenStreetMap | {"type":"Feature","properties":{},"geometry":{"type":"LineString","coordinates":[[-104.2321,19.0522],[-104.23209,19.05139]]}}
Línea 400.0 kV | LineString | 400.0 kV |  |  |  | CFE |  |  |  |  | OpenStreetMap | {"type":"Feature","properties":{},"geometry":{"type":"LineString","coordinates":[[-104.28674,19.04785],[-104.28321,19.04853],[-104.27845,19.04985],[-104.27554,19.04934],[-104.27329,19.04895],[-104.27095,19.04855],[-104.26828,19.04808],[-104.26489,19.04791],[-104.26195,19.04775],[-104.25604,19.04743],[-104.25366,19.04731],[-104.2507,19.04713],[-104.24794,19.04705],[-104.24519,19.04686],[-104.24251,19.0467],[-104.23923,19.0465],[-104.23764,19.04753],[-104.23602,19.04851],[-104.23411,19.04989],[-104.23209,19.05139]]}}
Línea 400.0 kV | LineString | 400.0 kV |  |  |  | CFE |  |  |  |  | OpenStreetMap | {"type":"Feature","properties":{},"geometry":{"type":"LineString","coordinates":[[-104.23144,19.05166],[-104.23112,19.05141],[-104.22886,19.05151],[-104.2263,19.05159],[-104.22299,19.05169],[-104.2192,19.0518],[-104.21463,19.05194],[-104.2126,19.05203],[-104.2071,19.05436],[-104.20504,19.05518],[-104.19941,19.05739],[-104.19566,19.05897],[-104.19108,19.06087],[-104.18557,19.06309],[-104.17978,19.06542],[-104.17762,19.06631],[-104.17467,19.06753],[-104.16834,19.06775],[-104.16395,19.06784],[-104.15499,19.06809],[-104.14585,19.0683],[-104.1456,19.06831],[-104.14449,19.06835],[-104.13899,19.06849],[-104.13223,19.06862],[-104.12931,19.06867],[-104.1209,19.06877],[-104.11586,19.06892],[-104.11085,19.06902],[-104.10786,19.06907],[-104.1053,19.06911],[-104.09945,19.06922],[-104.09481,19.06925],[-104.09072,19.06934],[-104.08875,19.06937],[-104.08503,19.06938],[-104.08218,19.06955],[-104.07843,19.06958],[-104.07642,19.06961],[-104.07242,19.06968],[-104.06679,19.06979],[-104.06311,19.06987],[-104.05504,19.07004],[-104.05032,19.07438],[-104.04873,19.07575],[-104.04578,19.07844],[-104.04194,19.08197],[-104.03777,19.0858],[-104.03441,19.08887],[-104.03225,19.09083],[-104.02973,19.0931],[-104.02474,19.09768],[-104.02299,19.10044],[-104.02069,19.10415],[-104.01917,19.10656],[-104.01666,19.11051],[-104.01546,19.11244],[-104.01426,19.11437],[-104.01193,19.11807],[-104.00926,19.12234],[-104.00655,19.12671],[-104.00483,19.12944],[-104.00182,19.13426],[-103.99879,19.13918],[-103.99596,19.1437],[-103.99464,19.14577],[-103.99263,19.149],[-103.99005,19.15315],[-103.98877,19.1552],[-103.98528,19.16075],[-103.98281,19.16467],[-103.98038,19.16862],[-103.97596,19.1712],[-103.97225,19.17345],[-103.96692,19.17669],[-103.96326,19.17892],[-103.95913,19.1814],[-103.95471,19.18407],[-103.95065,19.18653],[-103.9482,19.18802],[-103.94488,19.19002],[-103.94132,19.19214],[-103.93608,19.19531],[-103.93296,19.19719],[-103.92886,19.19969],[-103.92518,19.20191],[-103.92156,19.20413],[-103.91815,19.20617],[-103.91416,19.20857],[-103.91001,19.21107],[-103.90423,19.21454],[-103.89843,19.21804],[-103.89649,19.21923],[-103.8926,19.22158],[-103.88902,19.22346],[-103.88699,19.22452],[-103.88345,19.22637],[-103.87915,19.22864],[-103.87517,19.23071],[-103.8711,19.23283],[-103.86756,19.2347],[-103.86455,19.23628],[-103.8619,19.23766],[-103.855,19.24127],[-103.84976,19.24402],[-103.84608,19.24829],[-103.84471,19.24987],[-103.84207,19.25293],[-103.83983,19.25553],[-103.83562,19.26042],[-103.83249,19.26405],[-103.82988,19.26711],[-103.8282,19.26902],[-103.82654,19.27095],[-103.82314,19.27488],[-103.82001,19.27853],[-103.81761,19.28132],[-103.81508,19.28424],[-103.81279,19.28691],[-103.80789,19.29256],[-103.80545,19.29539],[-103.80298,19.29828],[-103.80043,19.30121],[-103.79799,19.30405],[-103.79591,19.30646],[-103.79332,19.30946],[-103.79108,19.31205],[-103.78878,19.3147],[-103.78684,19.31696],[-103.78425,19.31996],[-103.78121,19.32348],[-103.77782,19.3274],[-103.77483,19.33087],[-103.772,19.33414],[-103.77034,19.33607],[-103.76683,19.34014],[-103.7643,19.34306],[-103.76202,19.34571],[-103.76015,19.34788],[-103.75757,19.35056],[-103.7548,19.35344],[-103.75135,19.35706],[-103.74905,19.35944],[-103.74717,19.36143],[-103.74402,19.3647],[-103.74108,19.36776],[-103.73877,19.37013],[-103.7364,19.37262],[-103.73386,19.37526],[-103.73147,19.37775],[-103.72722,19.38218],[-103.72354,19.38311],[-103.71823,19.38449],[-103.71207,19.38612],[-103.70858,19.38698],[-103.70298,19.38845],[-103.69691,19.38997],[-103.69306,19.39098],[-103.68921,19.39196],[-103.68532,19.39296],[-103.68127,19.39401],[-103.67767,19.39498],[-103.6728,19.39622],[-103.66919,19.39714],[-103.66513,19.39819],[-103.65762,19.40008],[-103.65541,19.40066],[-103.65053,19.40193],[-103.64768,19.40266],[-103.64586,19.40414],[-103.64335,19.40618],[-103.6404,19.40856],[-103.63748,19.41091],[-103.63399,19.41374],[-103.63218,19.41522],[-103.62944,19.41742],[-103.62562,19.42052],[-103.62257,19.42299],[-103.62102,19.42424],[-103.61901,19.42587],[-103.61451,19.42952],[-103.61104,19.43231],[-103.60871,19.43419],[-103.60511,19.43712],[-103.6014,19.44012],[-103.59856,19.44242],[-103.59423,19.44591],[-103.58959,19.44967],[-103.58692,19.45183],[-103.58424,19.45401],[-103.58212,19.4557],[-103.57574,19.4578],[-103.56871,19.46007],[-103.56296,19.46195],[-103.56043,19.46275],[-103.55575,19.46427],[-103.55068,19.46593],[-103.54763,19.46691],[-103.54456,19.46791],[-103.53954,19.46953],[-103.53627,19.47061],[-103.53338,19.47155],[-103.52529,19.47423],[-103.51704,19.47684],[-103.51461,19.47768],[-103.51023,19.47906],[-103.50459,19.48088],[-103.50168,19.48185],[-103.4973,19.48326],[-103.49116,19.48716],[-103.48767,19.48935],[-103.48404,19.49163],[-103.48149,19.49325],[-103.47655,19.49638],[-103.4729,19.49866],[-103.46931,19.50093],[-103.46629,19.50283],[-103.46304,19.50485],[-103.46012,19.50672],[-103.45564,19.50957],[-103.45225,19.51169],[-103.44926,19.51359],[-103.44506,19.51627],[-103.44275,19.51767],[-103.44051,19.51778],[-103.42974,19.51822],[-103.42109,19.51857],[-103.41719,19.51873],[-103.41281,19.51888],[-103.40836,19.51903],[-103.40339,19.51922],[-103.3994,19.51937],[-103.39494,19.51956],[-103.39132,19.51971],[-103.38455,19.51996],[-103.37881,19.52019],[-103.37352,19.52336],[-103.36716,19.52715],[-103.3631,19.52955],[-103.35827,19.53247],[-103.35356,19.53528],[-103.35197,19.53622],[-103.34952,19.5377],[-103.34616,19.53969],[-103.34289,19.54165],[-103.33555,19.54602],[-103.33336,19.54733],[-103.32811,19.55047],[-103.32446,19.55266],[-103.31985,19.5554],[-103.31763,19.55674],[-103.31274,19.55965],[-103.30766,19.56267],[-103.30299,19.56548],[-103.29873,19.56804],[-103.29542,19.57],[-103.28969,19.57341],[-103.28576,19.57661],[-103.28164,19.58002],[-103.27836,19.58264],[-103.27474,19.5856],[-103.27296,19.58702],[-103.2702,19.58927],[-103.26707,19.59181],[-103.26461,19.59383],[-103.26199,19.59595],[-103.25905,19.59837],[-103.25717,19.60275],[-103.25552,19.6066],[-103.25343,19.61128],[-103.25042,19.61857],[-103.24867,19.62274],[-103.24591,19.62896],[-103.24488,19.63139],[-103.24311,19.63558],[-103.24135,19.63974],[-103.24035,19.6421],[-103.23942,19.64425],[-103.23682,19.65024],[-103.2344,19.65582],[-103.23304,19.65908],[-103.2305,19.66151],[-103.2234,19.66839],[-103.21814,19.6735],[-103.2137,19.67787],[-103.20896,19.68235],[-103.20499,19.68626],[-103.19946,19.69317],[-103.19746,19.69711],[-103.19253,19.7077],[-103.18789,19.71638],[-103.18506,19.72209],[-103.1833,19.72569],[-103.18224,19.72773],[-103.18055,19.73123],[-103.17664,19.7391],[-103.1714,19.74169],[-103.16657,19.74405],[-103.16439,19.74512],[-103.15927,19.74765],[-103.15547,19.74954],[-103.15227,19.75113],[-103.14742,19.75352],[-103.14209,19.7561],[-103.13991,19.75718],[-103.13347,19.76033],[-103.12745,19.76327],[-103.12245,19.76575],[-103.11591,19.76891],[-103.11145,19.77111],[-103.11063,19.77548],[-103.10926,19.78263],[-103.10834,19.78749],[-103.10782,19.79029],[-103.10605,19.79951],[-103.10527,19.80363],[-103.10456,19.8074],[-103.10366,19.81213],[-103.10307,19.81523],[-103.10243,19.81868],[-103.10161,19.82294],[-103.10123,19.83004],[-103.10106,19.83412],[-103.10084,19.83792],[-103.10056,19.84333],[-103.10039,19.84655],[-103.10014,19.85142],[-103.09993,19.85542],[-103.09965,19.8607],[-103.09949,19.86391],[-103.09928,19.86785],[-103.09909,19.87148],[-103.09895,19.87409],[-103.09882,19.87657],[-103.09644,19.88043],[-103.09457,19.88346],[-103.0923,19.88714],[-103.09006,19.89077],[-103.08751,19.89491],[-103.08596,19.89742],[-103.08223,19.90349],[-103.07997,19.90714],[-103.0767,19.91243],[-103.07459,19.91586],[-103.07167,19.92059],[-103.07002,19.92325],[-103.06719,19.92786],[-103.06484,19.93166],[-103.06117,19.93343],[-103.05827,19.9348],[-103.05298,19.93736],[-103.04941,19.93908],[-103.04639,19.94052],[-103.04089,19.94316],[-103.0363,19.94535],[-103.03281,19.94704],[-103.02658,19.95001],[-103.02361,19.95143],[-103.02097,19.95269],[-103.01637,19.95491],[-103.01279,19.95662],[-103.0063,19.95978],[-103.00384,19.96095],[-103.00086,19.96238],[-102.99993,19.96277],[-102.99703,19.96219],[-102.99404,19.96151],[-102.99012,19.96064],[-102.98677,19.95989],[-102.9824,19.95892],[-102.98064,19.95918],[-102.97996,19.96051],[-102.98009,19.96092]]}}
Línea 400.0 kV | LineString | 400.0 kV | 1 |  |  | Comisión Federal de Electricidad |  |  |  |  | OpenStreetMap | {"type":"Feature","properties":{},"geometry":{"type":"LineString","coordinates":[[-102.98086,19.96338],[-102.98108,19.9641],[-102.98015,19.96572],[-102.97638,19.96641],[-102.97325,19.96435],[-102.97121,19.96121],[-102.96902,19.9578],[-102.96747,19.95534],[-102.96314,19.95331],[-102.95818,19.95128],[-102.95096,19.94836],[-102.94696,19.94673],[-102.9405,19.94414],[-102.93487,19.94186],[-102.92933,19.93961],[-102.92594,19.93739],[-102.92278,19.93529],[-102.91901,19.93279],[-102.91447,19.92977],[-102.91123,19.92764],[-102.90554,19.92386],[-102.90073,19.92064],[-102.89662,19.91792],[-102.8927,19.91532],[-102.88788,19.91212],[-102.8848,19.91009],[-102.88069,19.90763],[-102.87582,19.90472],[-102.87258,19.90277],[-102.86703,19.89948],[-102.86199,19.89645],[-102.85711,19.89357],[-102.85362,19.89143],[-102.84957,19.889],[-102.84292,19.88503],[-102.83828,19.88227],[-102.83407,19.87976],[-102.82945,19.87698],[-102.82608,19.87497],[-102.82279,19.873],[-102.81703,19.86955],[-102.81478,19.86819],[-102.80992,19.86529],[-102.80491,19.86229],[-102.80116,19.86005],[-102.79717,19.85766],[-102.79266,19.85496],[-102.78894,19.85271],[-102.78369,19.84957],[-102.78046,19.84764],[-102.77548,19.84466],[-102.77291,19.84312],[-102.7681,19.84024],[-102.76297,19.83716],[-102.76007,19.83542],[-102.7556,19.83275],[-102.75158,19.83034],[-102.74676,19.82745],[-102.74161,19.82436],[-102.73773,19.82205],[-102.73249,19.8189],[-102.72805,19.81624],[-102.7237,19.81363],[-102.71941,19.81105],[-102.71546,19.80873],[-102.70904,19.80484],[-102.705,19.80236],[-102.70062,19.79977],[-102.69586,19.79695],[-102.6915,19.79428],[-102.68684,19.79151],[-102.6829,19.78913],[-102.67826,19.78635],[-102.67386,19.78372],[-102.66987,19.78132],[-102.66562,19.77877],[-102.66158,19.77636],[-102.65689,19.77353],[-102.65342,19.77146],[-102.647,19.76757],[-102.64348,19.76549],[-102.63896,19.76278],[-102.63461,19.76017],[-102.63069,19.75777],[-102.62668,19.75538],[-102.62222,19.75271],[-102.61818,19.75029],[-102.61273,19.74705],[-102.60983,19.74531],[-102.60655,19.74332],[-102.60052,19.73978],[-102.59605,19.73701],[-102.59221,19.73471],[-102.5878,19.73203],[-102.58297,19.72914],[-102.57733,19.72536],[-102.57324,19.72259],[-102.56879,19.71961],[-102.56455,19.71673],[-102.56092,19.71426],[-102.55703,19.71167],[-102.55314,19.70904],[-102.54944,19.70653],[-102.54452,19.70321],[-102.54217,19.7016],[-102.53687,19.69805],[-102.53128,19.69429],[-102.5243,19.68957],[-102.521,19.68732],[-102.51462,19.68303],[-102.5109,19.6805],[-102.50708,19.67794],[-102.50282,19.67503],[-102.49655,19.67082],[-102.49259,19.66817],[-102.48949,19.66607],[-102.4853,19.66325],[-102.48104,19.66036],[-102.47686,19.65755],[-102.47563,19.65356],[-102.47507,19.65187],[-102.47467,19.65046],[-102.47273,19.64433],[-102.47157,19.64055],[-102.46993,19.63534],[-102.46876,19.63156],[-102.46768,19.6281],[-102.46655,19.62446],[-102.46487,19.61909],[-102.46314,19.61355],[-102.46201,19.60992],[-102.46057,19.60534],[-102.45966,19.60253],[-102.45828,19.598],[-102.45707,19.59409],[-102.45596,19.59052],[-102.4548,19.58671],[-102.4536,19.5829],[-102.45249,19.57934],[-102.45164,19.57659],[-102.45015,19.57183],[-102.44882,19.56753],[-102.44728,19.56253],[-102.44602,19.55852],[-102.44442,19.55339],[-102.44312,19.54918],[-102.44168,19.54456],[-102.44026,19.53999],[-102.43886,19.5355],[-102.43751,19.53117],[-102.43581,19.52565],[-102.43442,19.52124],[-102.43319,19.51735],[-102.4316,19.51218],[-102.43025,19.50787],[-102.42851,19.50232],[-102.42737,19.4986],[-102.42572,19.49336],[-102.42427,19.48861],[-102.42292,19.48432],[-102.42183,19.48081],[-102.42036,19.47607],[-102.41897,19.47158],[-102.41766,19.46738],[-102.41586,19.46156],[-102.41476,19.45797],[-102.41314,19.45283],[-102.41176,19.44841],[-102.4085,19.438],[-102.4071,19.43339],[-102.40454,19.42923],[-102.40205,19.42524],[-102.39928,19.42083],[-102.39756,19.41818],[-102.39413,19.41259],[-102.39196,19.40914],[-102.38862,19.40383],[-102.38693,19.40101],[-102.3853,19.39837],[-102.38349,19.3954],[-102.38017,19.38989],[-102.37869,19.38747],[-102.37573,19.38263],[-102.37235,19.37712],[-102.36553,19.366],[-102.36425,19.36391],[-102.35952,19.35616],[-102.35809,19.35382],[-102.35617,19.35067],[-102.35427,19.34755],[-102.35017,19.34082],[-102.34745,19.33634],[-102.34491,19.33217],[-102.34228,19.32791],[-102.34032,19.32461],[-102.33751,19.32001],[-102.33491,19.31578],[-102.33245,19.31176],[-102.33148,19.3101],[-102.33043,19.30836],[-102.32804,19.30449],[-102.32583,19.30091],[-102.32271,19.29573],[-102.31931,19.29016],[-102.31647,19.28546],[-102.31407,19.28162],[-102.31077,19.27613],[-102.30882,19.27294],[-102.30671,19.26945],[-102.30438,19.2656],[-102.29992,19.25826],[-102.29521,19.25056],[-102.29213,19.24553],[-102.28954,19.2413],[-102.28718,19.23746],[-102.28441,19.23281],[-102.28235,19.22938],[-102.27971,19.22508],[-102.27715,19.22085],[-102.27173,19.21198],[-102.27049,19.20984],[-102.26684,19.20384],[-102.26386,19.1989],[-102.2597,19.19183],[-102.25637,19.18629],[-102.25348,19.18146],[-102.25085,19.17703],[-102.24891,19.17377],[-102.24648,19.16969],[-102.24188,19.16199],[-102.23948,19.158],[-102.23767,19.15498],[-102.23389,19.14864],[-102.23134,19.14434],[-102.22915,19.14068],[-102.22597,19.13537],[-102.2233,19.13147],[-102.22057,19.12751],[-102.21667,19.12187],[-102.21484,19.11923],[-102.21288,19.11636],[-102.20907,19.11084],[-102.20694,19.10737],[-102.20338,19.10158],[-102.2008,19.09734],[-102.19816,19.09304],[-102.1953,19.08838],[-102.19314,19.08483],[-102.18996,19.07961],[-102.18766,19.07589],[-102.18481,19.07123],[-102.18256,19.06755],[-102.18008,19.0635],[-102.17758,19.05941],[-102.17545,19.05593],[-102.17342,19.05268],[-102.1714,19.04932],[-102.16891,19.04551],[-102.1662,19.04139],[-102.16231,19.03541],[-102.15975,19.03149],[-102.15713,19.02746],[-102.15419,19.023],[-102.15161,19.01899],[-102.14905,19.0151],[-102.14684,19.01173],[-102.14419,19.00763],[-102.1416,19.00371],[-102.139,18.99969],[-102.13618,18.99536],[-102.13343,18.99109],[-102.13074,18.98696],[-102.12799,18.98278],[-102.12511,18.97839],[-102.12243,18.97423],[-102.11967,18.97004],[-102.11704,18.96598],[-102.11405,18.96145],[-102.11241,18.95888],[-102.11144,18.95742],[-102.10843,18.9528],[-102.10576,18.94866],[-102.10321,18.94478],[-102.10083,18.94112],[-102.09812,18.93697],[-102.09542,18.93283],[-102.09265,18.92861],[-102.09004,18.92461],[-102.08749,18.92071],[-102.0848,18.91657],[-102.08075,18.91035],[-102.07814,18.90636],[-102.07489,18.90137],[-102.07205,18.89702],[-102.06886,18.89212],[-102.06665,18.88872],[-102.06404,18.88471],[-102.06114,18.88026],[-102.05831,18.87592],[-102.0559,18.87222],[-102.05279,18.86745],[-102.05006,18.86325],[-102.0471,18.85871],[-102.0446,18.85487],[-102.04271,18.84945],[-102.04122,18.8452],[-102.03984,18.84126],[-102.03768,18.83506],[-102.03671,18.83228],[-102.03492,18.8272],[-102.0323,18.81972],[-102.03169,18.81795],[-102.02936,18.81125],[-102.02663,18.80346],[-102.02532,18.79969],[-102.02199,18.79016],[-102.02107,18.78754],[-102.01809,18.77897],[-102.01802,18.77618],[-102.01772,18.76661],[-102.01751,18.7592],[-102.01733,18.75219],[-102.01728,18.75099],[-102.01696,18.73978],[-102.01686,18.73607],[-102.0167,18.7306],[-102.01658,18.7262],[-102.01643,18.72103],[-102.0163,18.71642],[-102.01617,18.71146],[-102.01603,18.7065],[-102.01589,18.70172],[-102.0127,18.69775],[-102.00982,18.69418],[-102.00668,18.69019],[-102.0036,18.68638],[-102.00054,18.68257],[-101.99729,18.67857],[-101.99447,18.67505],[-101.99085,18.67055],[-101.9865,18.66513],[-101.98434,18.6625],[-101.98228,18.65993],[-101.97908,18.65595],[-101.97686,18.6532],[-101.97733,18.64218],[-101.97754,18.638],[-101.97782,18.63211],[-101.97806,18.62701],[-101.97826,18.62233],[-101.97851,18.61732],[-101.9787,18.61337],[-101.97894,18.60821],[-101.97918,18.60326],[-101.97942,18.59833],[-101.97962,18.59367],[-101.97985,18.58842],[-101.98001,18.58506],[-101.98019,18.58071],[-101.98045,18.57585],[-101.98062,18.57154],[-101.98084,18.56713],[-101.98107,18.56191],[-101.98131,18.55708],[-101.98152,18.55239],[-101.98176,18.54705],[-101.98197,18.54261],[-101.98218,18.5382],[-101.9824,18.53317],[-101.98261,18.52845],[-101.98282,18.52381],[-101.98139,18.51971],[-101.98007,18.51593],[-101.97895,18.51264],[-101.97714,18.50744],[-101.97556,18.50291],[-101.97388,18.49807],[-101.97254,18.49419],[-101.97078,18.48915],[-101.96941,18.48522],[-101.96792,18.48092],[-101.96656,18.47699],[-101.96495,18.47237],[-101.96253,18.46537],[-101.96069,18.4601],[-101.95851,18.45392],[-101.95564,18.44558],[-101.9538,18.44027],[-101.95304,18.43798],[-101.9522,18.43562],[-101.94967,18.43426],[-101.94187,18.43005],[-101.93838,18.42817],[-101.93444,18.42605],[-101.93052,18.42394],[-101.92702,18.42205],[-101.92344,18.42012],[-101.92021,18.41839],[-101.91089,18.41339],[-101.90754,18.41149],[-101.90122,18.40813],[-101.90021,18.40753],[-101.89941,18.40473],[-101.89826,18.40013],[-101.89596,18.39133],[-101.89514,18.38811],[-101.89398,18.38375],[-101.89327,18.38118],[-101.89202,18.37617],[-101.89102,18.37268],[-101.8917,18.36893],[-101.89329,18.35994],[-101.8942,18.35479],[-101.8956,18.34688],[-101.8962,18.34352],[-101.89716,18.33801],[-101.89841,18.3306],[-101.89939,18.32545],[-101.90025,18.32053],[-101.90115,18.31538],[-101.90169,18.31222],[-101.90215,18.30945],[-101.90322,18.30333],[-101.90419,18.29795],[-101.90499,18.29352],[-101.9058,18.28877],[-101.90335,18.28369],[-101.90189,18.28067],[-101.90002,18.27936]]}}
Línea 400.0 kV | LineString | 400.0 kV | 1 |  |  | Comisión Federal de Electricidad |  |  |  |  | OpenStreetMap | {"type":"Feature","properties":{},"geometry":{"type":"LineString","coordinates":[[-102.00589,19.85004],[-102.00597,19.84943],[-102.00606,19.84882],[-102.00647,19.84601],[-102.00675,19.84432],[-102.00742,19.83966],[-102.00822,19.83448],[-102.00884,19.83044],[-102.00957,19.82785],[-102.01046,19.8247],[-102.0112,19.82208],[-102.01213,19.81886],[-102.0134,19.81442],[-102.015,19.80873],[-102.01576,19.80613],[-102.01675,19.80255],[-102.01732,19.79825],[-102.01777,19.79475],[-102.01833,19.79036],[-102.01882,19.78668],[-102.0193,19.78292],[-102.01969,19.77988],[-102.02032,19.7752],[-102.02078,19.77181],[-102.02103,19.76965],[-102.0214,19.76688],[-102.02183,19.76361],[-102.02222,19.76052],[-102.02259,19.75774],[-102.02291,19.75514],[-102.0235,19.75067],[-102.02477,19.74632],[-102.02556,19.74348],[-102.02565,19.73945],[-102.02573,19.73499],[-102.02585,19.73067],[-102.02597,19.72593],[-102.02602,19.72304],[-102.02617,19.71744],[-102.02625,19.71336],[-102.0263,19.71076],[-102.02637,19.7082],[-102.02644,19.70505],[-102.02653,19.70163],[-102.02658,19.69863],[-102.02664,19.6953],[-102.02675,19.69052],[-102.02686,19.68572],[-102.02865,19.68429],[-102.03121,19.68225],[-102.03372,19.68021],[-102.03717,19.67743],[-102.03997,19.67518],[-102.04394,19.67219],[-102.04768,19.66937],[-102.05024,19.66744],[-102.05312,19.66527],[-102.05676,19.66252],[-102.05981,19.66023],[-102.06243,19.65824],[-102.06489,19.65639],[-102.06773,19.65424],[-102.07077,19.65194],[-102.07362,19.64981],[-102.07767,19.64676],[-102.07801,19.64286],[-102.0784,19.63923],[-102.07855,19.63783],[-102.07907,19.63307],[-102.07946,19.62952],[-102.07985,19.62569],[-102.08023,19.62222],[-102.08064,19.61833],[-102.08107,19.6145],[-102.08171,19.60849],[-102.08212,19.60478],[-102.08249,19.60128],[-102.08299,19.59644],[-102.08348,19.59176],[-102.08402,19.58687],[-102.0844,19.58322],[-102.08477,19.57983],[-102.0853,19.57488],[-102.08583,19.57003],[-102.08628,19.5659],[-102.08692,19.56006],[-102.08746,19.55483],[-102.0877,19.55276],[-102.08813,19.54866],[-102.08865,19.54378],[-102.08904,19.54018],[-102.08953,19.53576],[-102.09009,19.5306],[-102.09048,19.52691],[-102.09098,19.52233],[-102.09161,19.51635],[-102.09204,19.51256],[-102.09471,19.50996],[-102.0978,19.50703],[-102.10161,19.5034],[-102.10295,19.50211],[-102.10642,19.49879],[-102.10927,19.49604],[-102.11282,19.49266],[-102.11591,19.48971],[-102.11898,19.48675],[-102.12207,19.48381],[-102.12555,19.48047],[-102.12951,19.4767],[-102.13281,19.47349],[-102.13538,19.47106],[-102.13819,19.46837],[-102.14147,19.46523],[-102.14413,19.46265],[-102.14332,19.45903],[-102.14261,19.45578],[-102.14165,19.45141],[-102.14059,19.44672],[-102.13992,19.44375],[-102.14293,19.44081],[-102.14768,19.43618],[-102.15026,19.43366],[-102.15407,19.42994],[-102.15701,19.42706],[-102.16038,19.4238],[-102.1638,19.42045],[-102.16654,19.41778],[-102.16939,19.41501],[-102.17199,19.41245],[-102.17204,19.40788],[-102.17209,19.40428],[-102.17219,19.39869],[-102.17226,19.3927],[-102.17229,19.38967],[-102.17231,19.38727],[-102.1724,19.38357],[-102.17244,19.38031],[-102.17247,19.37759],[-102.17251,19.37456],[-102.17251,19.37261],[-102.17263,19.36533],[-102.17266,19.364],[-102.17269,19.35878],[-102.1727,19.35535],[-102.17163,19.3533],[-102.17125,19.35269],[-102.16934,19.34883],[-102.16809,19.34657],[-102.16605,19.3427],[-102.16381,19.33853],[-102.16161,19.33432],[-102.15858,19.32867],[-102.15728,19.3262],[-102.15446,19.32079],[-102.14974,19.31199],[-102.14735,19.30747],[-102.14372,19.30065],[-102.14163,19.29676],[-102.13933,19.29239],[-102.13668,19.2874],[-102.13444,19.28322],[-102.13199,19.27859],[-102.13039,19.27555],[-102.12844,19.27189],[-102.12881,19.26979],[-102.12966,19.26445],[-102.12992,19.26303],[-102.13055,19.25926],[-102.13149,19.25363],[-102.13227,19.24893],[-102.13278,19.24579],[-102.13352,19.24142],[-102.13404,19.23829],[-102.13447,19.23565],[-102.13516,19.23161],[-102.13598,19.2265],[-102.13661,19.22293],[-102.13582,19.22029],[-102.13489,19.21715],[-102.13365,19.21296],[-102.13218,19.20802],[-102.13133,19.20515],[-102.13033,19.20176],[-102.12912,19.19768],[-102.12807,19.19415],[-102.12726,19.19141],[-102.12627,19.18809],[-102.12551,19.18551],[-102.12424,19.18122],[-102.12323,19.17783],[-102.12211,19.17403],[-102.12099,19.17028],[-102.11983,19.16636],[-102.1188,19.16289],[-102.11772,19.15924],[-102.11662,19.15552],[-102.11551,19.15178],[-102.11442,19.14811],[-102.11336,19.14453],[-102.11233,19.14107],[-102.11123,19.13733],[-102.11014,19.13368],[-102.10911,19.1302],[-102.10793,19.12621],[-102.1065,19.12141],[-102.10526,19.11721],[-102.10421,19.11368],[-102.10314,19.11004],[-102.10205,19.10639],[-102.10094,19.10265],[-102.09986,19.09899],[-102.09885,19.09558],[-102.09732,19.09385],[-102.09579,19.09212],[-102.09336,19.08936],[-102.09098,19.08666],[-102.08786,19.08314],[-102.08604,19.08105],[-102.08358,19.07828],[-102.08224,19.07677],[-102.08018,19.07441],[-102.07828,19.07225],[-102.076,19.06965],[-102.0742,19.06761],[-102.07175,19.06486],[-102.0687,19.06138],[-102.06624,19.05852],[-102.06199,19.05373],[-102.06034,19.05186],[-102.05812,19.04931],[-102.0554,19.04629],[-102.05258,19.04305],[-102.05004,19.0402],[-102.04695,19.03668],[-102.04454,19.03384],[-102.04506,19.02867],[-102.04556,19.02418],[-102.04574,19.02214],[-102.04615,19.01833],[-102.04667,19.01326],[-102.04702,19.00988],[-102.04744,19.00576],[-102.04778,19.00247],[-102.04819,18.99839],[-102.04849,18.9955],[-102.04887,18.99174],[-102.04948,18.98571],[-102.04969,18.98361],[-102.04995,18.98022],[-102.05017,18.97706],[-102.05041,18.97345],[-102.05068,18.96948],[-102.05094,18.96569],[-102.0512,18.962],[-102.05148,18.95822],[-102.05181,18.95362],[-102.05209,18.94939],[-102.05239,18.94496],[-102.05266,18.94127],[-102.05285,18.93848],[-102.05312,18.93479],[-102.05332,18.93172],[-102.05354,18.92866],[-102.05391,18.92343],[-102.0541,18.92054],[-102.05444,18.91597],[-102.05463,18.91316],[-102.05481,18.91053],[-102.05521,18.90487],[-102.05573,18.89738],[-102.05598,18.89377],[-102.05623,18.89014],[-102.05484,18.88622],[-102.05343,18.88222],[-102.05201,18.87818],[-102.05043,18.87364],[-102.0488,18.869],[-102.04771,18.8659],[-102.04668,18.863],[-102.04533,18.85915],[-102.04404,18.85546],[-102.04256,18.85124],[-102.04166,18.84869],[-102.03962,18.84288],[-102.0381,18.83849],[-102.03695,18.83525],[-102.03601,18.8326],[-102.03453,18.82841],[-102.03197,18.82112],[-102.03096,18.8182],[-102.02863,18.81153],[-102.026,18.80407],[-102.0247,18.79991],[-102.02413,18.7991],[-102.02001,18.79098],[-102.01878,18.78854],[-102.01766,18.78634],[-102.01541,18.78187],[-102.01407,18.77924],[-102.01471,18.77719],[-102.01557,18.77447],[-102.01713,18.76956],[-102.0166,18.76615],[-102.0161,18.76286],[-102.01563,18.75977],[-102.01445,18.75204],[-102.01375,18.74731],[-102.01349,18.74568],[-102.01265,18.74014],[-102.01209,18.7364],[-102.01162,18.73338],[-102.01123,18.73084],[-102.01063,18.7269],[-102.00985,18.72172],[-102.00914,18.71707],[-102.00849,18.71268],[-102.00788,18.70869],[-102.00743,18.70598],[-102.00694,18.70264],[-102.00651,18.69975],[-102.00386,18.69682],[-102.00049,18.69313],[-101.99758,18.68993],[-101.99447,18.68653],[-101.99187,18.68366],[-101.98848,18.67999],[-101.98579,18.67704],[-101.98314,18.67413],[-101.97981,18.67044],[-101.97732,18.6677],[-101.9736,18.66367],[-101.96967,18.65938],[-101.96694,18.65637],[-101.96693,18.65283],[-101.96692,18.64776],[-101.96695,18.64245],[-101.96694,18.63864],[-101.96694,18.63473],[-101.9669,18.63205],[-101.96693,18.62724],[-101.96697,18.62147],[-101.96696,18.6182],[-101.96693,18.61476],[-101.96696,18.6118],[-101.96697,18.60774],[-101.96696,18.60375],[-101.96697,18.59833],[-101.96697,18.59273],[-101.96692,18.58856],[-101.96696,18.58512],[-101.96699,18.57909],[-101.96698,18.57507],[-101.96698,18.57141],[-101.96701,18.56692],[-101.967,18.56113],[-101.96698,18.55773],[-101.96702,18.55373],[-101.967,18.5501],[-101.96701,18.54613],[-101.96702,18.54281],[-101.96757,18.53857],[-101.96804,18.53508],[-101.96857,18.53108],[-101.96896,18.52799],[-101.96928,18.52557],[-101.96978,18.52157],[-101.97017,18.51885],[-101.97068,18.515],[-101.97094,18.51306],[-101.97109,18.51193],[-101.97147,18.50906],[-101.97222,18.50343],[-101.9711,18.50011],[-101.97045,18.4981],[-101.96916,18.49417],[-101.96761,18.48948],[-101.96637,18.48574],[-101.96531,18.48246],[-101.96393,18.47831],[-101.9629,18.47521],[-101.96153,18.47103],[-101.96013,18.46681],[-101.9582,18.46099],[-101.95692,18.45711],[-101.95578,18.45365],[-101.95453,18.44995],[-101.95417,18.44879],[-101.95214,18.4463],[-101.95004,18.44367],[-101.94797,18.44108],[-101.94635,18.4391],[-101.94418,18.43636],[-101.94167,18.43329],[-101.93762,18.4315],[-101.93394,18.42985],[-101.93058,18.42834],[-101.92723,18.42685],[-101.92468,18.4257],[-101.92351,18.42517],[-101.91845,18.42299],[-101.9172,18.41985],[-101.91546,18.41523],[-101.91462,18.41336],[-101.91164,18.41182],[-101.90905,18.41048],[-101.90581,18.40868],[-101.90216,18.40677],[-101.90205,18.40406],[-101.90195,18.40261],[-101.90175,18.39938],[-101.90146,18.39464],[-101.90119,18.39036],[-101.9011,18.38817],[-101.90098,18.38629],[-101.90089,18.38436],[-101.90087,18.38238],[-101.90064,18.37913],[-101.90108,18.3762],[-101.90172,18.37237],[-101.90241,18.36779],[-101.9022,18.36416],[-101.90206,18.36199],[-101.90202,18.36136],[-101.90184,18.35762],[-101.9017,18.35491],[-101.90149,18.35165],[-101.90211,18.34805],[-101.90309,18.34267],[-101.90383,18.33834],[-101.90413,18.33667],[-101.90509,18.33122],[-101.90557,18.32872],[-101.90577,18.32719],[-101.90696,18.3207],[-101.90746,18.31773],[-101.90823,18.31338],[-101.90927,18.30754],[-101.90955,18.30583],[-101.90989,18.30381],[-101.91023,18.30182],[-101.91128,18.29597],[-101.91029,18.29235],[-101.90877,18.28674],[-101.90838,18.28522],[-101.90625,18.28424],[-101.90501,18.28145],[-101.90393,18.27899],[-101.90354,18.27813],[-101.90208,18.27705]]}}
Línea 400.0 kV | LineString | 400.0 kV |  |  |  | Comisión Federal de Electricidad |  |  |  |  | OpenStreetMap | {"type":"Feature","properties":{},"geometry":{"type":"LineString","coordinates":[[-101.90183,18.27803],[-101.90129,18.27763],[-101.90107,18.27411],[-101.8986,18.27146],[-101.89773,18.27134]]}}
Línea 400.0 kV | LineString | 400.0 kV |  |  |  | Comisión Federal de Electricidad |  |  |  |  | OpenStreetMap | {"type":"Feature","properties":{},"geometry":{"type":"LineString","coordinates":[[-101.9012,18.27883],[-101.90073,18.27849],[-101.89989,18.27655],[-101.90009,18.27371],[-101.89847,18.27191],[-101.89767,18.27178]]}}
Línea 400.0 kV | LineString | 400.0 kV | 1 |  |  | Comisión Federal de Electricidad |  |  |  |  | OpenStreetMap | {"type":"Feature","properties":{},"geometry":{"type":"LineString","coordinates":[[-101.90216,18.2776],[-101.9017,18.27725],[-101.90164,18.27589],[-101.90237,18.27199],[-101.90122,18.26596],[-101.90108,18.26234],[-101.90093,18.25821],[-101.90083,18.25648],[-101.89868,18.25119],[-101.89701,18.24698],[-101.89559,18.24335],[-101.89404,18.23943],[-101.89389,18.23642],[-101.89374,18.23057],[-101.89366,18.22748],[-101.89356,18.22437],[-101.89342,18.22066],[-101.89338,18.2182],[-101.8933,18.21502],[-101.89314,18.21102],[-101.893,18.20573],[-101.89291,18.20339],[-101.89282,18.20098],[-101.89458,18.19587],[-101.89648,18.19027],[-101.89779,18.18632],[-101.89944,18.18155],[-101.90188,18.17438],[-101.90321,18.17052],[-101.90326,18.16585],[-101.90331,18.16296],[-101.90333,18.15952],[-101.90337,18.15662],[-101.90341,18.15382],[-101.90347,18.14808],[-101.90352,18.1423],[-101.90359,18.1374],[-101.90365,18.13485],[-101.90367,18.13172],[-101.90368,18.12672],[-101.9037,18.12175],[-101.90754,18.11573],[-101.91025,18.11149],[-101.91356,18.10994],[-101.91682,18.1084],[-101.92192,18.10607],[-101.92493,18.10468],[-101.92786,18.10329],[-101.93001,18.10231],[-101.93315,18.10085],[-101.9359,18.09959],[-101.93992,18.09774],[-101.94289,18.09636],[-101.94595,18.09493],[-101.9491,18.09347],[-101.95369,18.09133],[-101.95623,18.09013],[-101.95915,18.08882],[-101.96404,18.0865],[-101.96917,18.08417],[-101.97302,18.08234],[-101.97705,18.0805],[-101.98043,18.0789],[-101.983,18.07769],[-101.9862,18.07623],[-101.98986,18.07452],[-101.99264,18.07323],[-101.99638,18.0715],[-101.99988,18.06988],[-102.00321,18.06832],[-102.00555,18.06721],[-102.00943,18.06544],[-102.01324,18.06368],[-102.01623,18.0623],[-102.01873,18.06111],[-102.0222,18.05948],[-102.02779,18.05692],[-102.03076,18.05552],[-102.03332,18.05433],[-102.03775,18.05229],[-102.04151,18.05056],[-102.04473,18.04905],[-102.04776,18.0476],[-102.05223,18.04556],[-102.05528,18.04414],[-102.05887,18.04248],[-102.06227,18.04089],[-102.06565,18.03931],[-102.06941,18.03757],[-102.074,18.03543],[-102.07655,18.03423],[-102.07934,18.03293],[-102.08341,18.03108],[-102.08715,18.02575],[-102.08841,18.02381],[-102.09129,18.01986],[-102.09338,18.01687],[-102.09537,18.01405],[-102.09726,18.01134],[-102.09973,18.0078],[-102.10261,18.00371],[-102.10487,18.00051],[-102.10649,17.99823],[-102.10886,17.99486],[-102.11109,17.99165],[-102.11261,17.98949],[-102.11514,17.98716],[-102.11787,17.98539],[-102.11876,17.98565]]}}
Línea 400.0 kV | LineString | 400.0 kV | 2 |  |  | CFE |  |  |  |  | OpenStreetMap | {"type":"Feature","properties":{},"geometry":{"type":"LineString","coordinates":[[-102.08777,18.02599],[-102.08893,18.02392],[-102.0908,18.02135],[-102.09347,18.01775],[-102.09584,18.0145],[-102.09704,18.01284],[-102.09877,18.01049],[-102.10068,18.00788],[-102.10224,18.00579],[-102.10425,18.00291],[-102.10704,17.99892],[-102.10939,17.99563],[-102.11119,17.99305],[-102.11342,17.98986],[-102.11585,17.98781],[-102.11798,17.98611]]}}
Línea 400.0 kV | LineString | 400.0 kV |  |  |  | CFE |  |  |  |  | OpenStreetMap | {"type":"Feature","properties":{},"geometry":{"type":"LineString","coordinates":[[-101.90229,18.27742],[-101.90208,18.27705]]}}
Línea 400.0 kV | LineString | 400.0 kV |  |  |  | CFE |  |  |  |  | OpenStreetMap | {"type":"Feature","properties":{},"geometry":{"type":"LineString","coordinates":[[-102.11798,17.98611],[-102.11845,17.98601]]}}
Línea 400.0 kV | LineString | 400.0 kV |  |  |  | CFE |  |  |  |  | OpenStreetMap | {"type":"Feature","properties":{},"geometry":{"type":"LineString","coordinates":[[-102.11831,17.98639],[-102.11798,17.98611]]}}
Línea 400.0 kV | LineString | 400.0 kV | 1 |  |  | Comisión Federal de Electricidad |  |  |  |  | OpenStreetMap | {"type":"Feature","properties":{},"geometry":{"type":"LineString","coordinates":[[-102.07708,18.03483],[-102.08509,18.03151],[-102.08777,18.02599]]}}
Línea 400.0 kV | LineString | 400.0 kV | 1 |  |  | Comisión Federal de Electricidad |  |  |  |  | OpenStreetMap | {"type":"Feature","properties":{},"geometry":{"type":"LineString","coordinates":[[-102.07708,18.03483],[-102.08472,18.03125],[-102.08777,18.02599]]}}
Línea 400.0 kV | LineString | 400.0 kV |  |  |  | CFE |  |  |  |  | OpenStreetMap | {"type":"Feature","properties":{},"geometry":{"type":"LineString","coordinates":[[-102.11656,17.98497],[-102.11768,17.98483],[-102.1188,17.98507],[-102.11916,17.98515]]}}
Línea 400.0 kV | LineString | 400.0 kV |  |  |  | CFE |  |  |  |  | OpenStreetMap | {"type":"Feature","properties":{},"geometry":{"type":"LineString","coordinates":[[-102.11714,17.98341],[-102.11812,17.98374],[-102.119,17.98457],[-102.11933,17.98468]]}}
Línea 400.0 kV | LineString | 400.0 kV | 1 |  |  | Comisión Federal de Electricidad |  |  |  |  | OpenStreetMap | {"type":"Feature","properties":{},"geometry":{"type":"LineString","coordinates":[[-100.1439,19.28286],[-100.14449,19.28285],[-100.14703,19.28168],[-100.15006,19.2803],[-100.1548,19.27948],[-100.16068,19.27698],[-100.16398,19.2756],[-100.16762,19.27238],[-100.17231,19.26818],[-100.17558,19.26528],[-100.18104,19.26038],[-100.18326,19.25841],[-100.18651,19.25553],[-100.19019,19.25223],[-100.19377,19.24901],[-100.19621,19.24685],[-100.20231,19.24142],[-100.20662,19.23754],[-100.20953,19.23497],[-100.21228,19.2326],[-100.21647,19.22996],[-100.22068,19.22696],[-100.22404,19.22474],[-100.22688,19.2229],[-100.23027,19.21769],[-100.23311,19.21337],[-100.23632,19.20854],[-100.23863,19.20491],[-100.24265,19.19892],[-100.24522,19.19501],[-100.24652,19.193],[-100.25299,19.19143],[-100.25647,19.19055],[-100.25902,19.18992],[-100.26806,19.1877],[-100.27196,19.18675],[-100.28092,19.18455],[-100.29251,19.1817],[-100.3026,19.17922],[-100.30783,19.17795],[-100.31018,19.17467],[-100.31419,19.16925],[-100.31683,19.16566],[-100.32251,19.1579],[-100.32339,19.1567],[-100.32544,19.15599],[-100.33494,19.15271],[-100.33669,19.15213],[-100.34504,19.14893],[-100.34737,19.14838],[-100.35383,19.14611],[-100.35655,19.14515],[-100.36174,19.14336],[-100.36637,19.14186],[-100.36956,19.13698],[-100.37137,19.13404],[-100.3749,19.12878],[-100.37652,19.1263],[-100.37845,19.12331],[-100.3806,19.12002],[-100.3826,19.11685],[-100.38558,19.11218],[-100.38687,19.11018],[-100.38908,19.10695],[-100.39226,19.10244],[-100.39388,19.10128],[-100.40206,19.09561],[-100.40878,19.09089],[-100.41032,19.08962],[-100.41157,19.08871],[-100.41694,19.0865],[-100.42126,19.08467],[-100.42411,19.08345],[-100.43161,19.08039],[-100.4366,19.07834],[-100.44237,19.07597],[-100.44799,19.07573],[-100.4542,19.07548],[-100.45563,19.0754],[-100.46172,19.07513],[-100.4683,19.0749],[-100.47231,19.07476],[-100.47927,19.07364],[-100.48611,19.07255],[-100.49211,19.07165],[-100.49815,19.07064],[-100.50211,19.07004],[-100.50822,19.06906],[-100.52004,19.06719],[-100.52574,19.06625],[-100.52932,19.06568],[-100.53157,19.06477],[-100.53516,19.06331],[-100.53893,19.06176],[-100.54506,19.05926],[-100.54994,19.05725],[-100.55307,19.05595],[-100.55945,19.05331],[-100.56129,19.05079],[-100.56426,19.04673],[-100.56847,19.04069],[-100.5725,19.03509],[-100.57609,19.03012],[-100.57801,19.02742],[-100.58119,19.02296],[-100.58419,19.01878],[-100.58727,19.01445],[-100.59169,19.00825],[-100.59409,19.00486],[-100.596,19.00218],[-100.59949,18.99731],[-100.60157,18.9944],[-100.60446,18.99037],[-100.60745,18.98619],[-100.6105,18.9819],[-100.6123,18.97938],[-100.61442,18.9764],[-100.61738,18.97308],[-100.61991,18.97023],[-100.6224,18.96742],[-100.62489,18.96462],[-100.62829,18.96083],[-100.63216,18.95648],[-100.63379,18.95462],[-100.63628,18.95181],[-100.63921,18.94852],[-100.6418,18.94561],[-100.64518,18.94182],[-100.64997,18.93642],[-100.65402,18.93186],[-100.65941,18.9258],[-100.66132,18.92363],[-100.6633,18.92144],[-100.66539,18.91906],[-100.66972,18.91411],[-100.67234,18.91115],[-100.67748,18.90531],[-100.67964,18.90286],[-100.68141,18.90085],[-100.6854,18.89632],[-100.69207,18.88875],[-100.69658,18.88363],[-100.69889,18.881],[-100.70484,18.87425],[-100.71068,18.86762],[-100.71577,18.86184],[-100.71759,18.85977],[-100.72092,18.85599],[-100.72185,18.85413],[-100.72567,18.84656],[-100.72834,18.84122],[-100.73249,18.83319],[-100.73457,18.82929],[-100.73641,18.8258],[-100.74023,18.81859],[-100.7436,18.81218],[-100.74654,18.80663],[-100.74842,18.80308],[-100.751,18.79825],[-100.75552,18.78963],[-100.7584,18.78418],[-100.76069,18.77985],[-100.76253,18.77637],[-100.76449,18.77266],[-100.76701,18.76781],[-100.76922,18.76375],[-100.77086,18.76064],[-100.77297,18.75663],[-100.78004,18.75017],[-100.78569,18.74502],[-100.79056,18.74059],[-100.79375,18.73536],[-100.79808,18.73245],[-100.80345,18.72883],[-100.80778,18.72488],[-100.81044,18.72244],[-100.81272,18.72037],[-100.8162,18.71718],[-100.82014,18.71361],[-100.8227,18.71127],[-100.82502,18.70915],[-100.82807,18.70637],[-100.83136,18.70337],[-100.83537,18.69971],[-100.83755,18.69772],[-100.84052,18.69503],[-100.84162,18.69402],[-100.84706,18.69162],[-100.8525,18.68921],[-100.85533,18.688],[-100.86125,18.68537],[-100.86268,18.68503],[-100.8637,18.68438],[-100.87217,18.68073],[-100.87516,18.67936],[-100.8797,18.67734],[-100.88424,18.67527],[-100.88719,18.67402],[-100.89001,18.67198],[-100.89334,18.66956],[-100.89706,18.66683],[-100.9003,18.66444],[-100.90422,18.66157],[-100.90827,18.65863],[-100.91069,18.65678],[-100.91304,18.65503],[-100.91606,18.65283],[-100.91984,18.65008],[-100.92306,18.64771],[-100.92573,18.64575],[-100.92998,18.64259],[-100.93312,18.64031],[-100.93709,18.63739],[-100.94126,18.6343],[-100.94487,18.63165],[-100.94873,18.62881],[-100.95188,18.62649],[-100.95623,18.62337],[-100.96009,18.62057],[-100.96514,18.61925],[-100.97516,18.61652],[-100.98352,18.61427],[-100.98586,18.61364],[-100.9899,18.6126],[-100.99311,18.61167],[-101.00065,18.60973],[-101.00587,18.60828],[-101.01087,18.60699],[-101.01707,18.60541],[-101.02403,18.60347],[-101.02796,18.60242],[-101.03172,18.60143],[-101.03421,18.60076],[-101.03941,18.59942],[-101.0445,18.59905],[-101.04893,18.59878],[-101.05401,18.59845],[-101.06357,18.59788],[-101.06809,18.59756],[-101.07246,18.59724],[-101.07674,18.59699],[-101.08079,18.59673],[-101.08523,18.59644],[-101.08863,18.59486],[-101.09244,18.59308],[-101.09743,18.59078],[-101.10709,18.58627],[-101.11254,18.58374],[-101.11555,18.58234],[-101.11959,18.58046],[-101.12893,18.57613],[-101.13747,18.57214],[-101.14131,18.57121],[-101.15123,18.56869],[-101.15593,18.56748],[-101.16066,18.56624],[-101.16373,18.56547],[-101.16825,18.56434],[-101.17326,18.56308],[-101.17847,18.56318],[-101.18632,18.56332],[-101.19376,18.56348],[-101.19836,18.56353],[-101.20193,18.56366],[-101.20832,18.5637],[-101.21478,18.56383],[-101.22236,18.56394],[-101.22521,18.5633],[-101.23817,18.56027],[-101.24139,18.55954],[-101.24785,18.55799],[-101.25178,18.55696],[-101.25556,18.55595],[-101.26143,18.55439],[-101.26517,18.5534],[-101.27072,18.55193],[-101.27623,18.55049],[-101.2837,18.54846],[-101.29027,18.54672],[-101.29364,18.54622],[-101.29699,18.54572],[-101.30095,18.54514],[-101.30443,18.54462],[-101.3074,18.5442],[-101.31154,18.54357],[-101.31563,18.54298],[-101.31919,18.54244],[-101.32562,18.54152],[-101.32976,18.5409],[-101.33432,18.54023],[-101.33718,18.53914],[-101.34056,18.53781],[-101.34706,18.53528],[-101.35146,18.53358],[-101.35541,18.53203],[-101.35967,18.53041],[-101.36186,18.53052],[-101.36908,18.531],[-101.37252,18.53122],[-101.37535,18.53143],[-101.37794,18.53163],[-101.38029,18.53174],[-101.38711,18.53219],[-101.39307,18.53258],[-101.39671,18.53281],[-101.40135,18.53312],[-101.40427,18.53333],[-101.41139,18.53382],[-101.41569,18.53412],[-101.41953,18.53447],[-101.4257,18.53494],[-101.4303,18.53531],[-101.43311,18.53555],[-101.43501,18.53571],[-101.44007,18.53614],[-101.44524,18.53653],[-101.45161,18.53704],[-101.45594,18.5374],[-101.4616,18.53782],[-101.46555,18.53817],[-101.47099,18.53861],[-101.47447,18.53887],[-101.47994,18.5393],[-101.48283,18.53957],[-101.48936,18.54009],[-101.49081,18.53912],[-101.49505,18.5363],[-101.49864,18.5339],[-101.50205,18.53165],[-101.50652,18.52872],[-101.5121,18.52493],[-101.51356,18.52415],[-101.51899,18.52103],[-101.5257,18.51712],[-101.5312,18.51403],[-101.53299,18.51219],[-101.53503,18.51014],[-101.53945,18.50554],[-101.54157,18.50341],[-101.54646,18.49838],[-101.54971,18.49509],[-101.55191,18.49282],[-101.55542,18.48925],[-101.55682,18.48783],[-101.55835,18.48626],[-101.56099,18.48215],[-101.56445,18.47672],[-101.5661,18.47412],[-101.56784,18.47139],[-101.57067,18.46697],[-101.57466,18.46072],[-101.57787,18.45566],[-101.5798,18.45263],[-101.58088,18.45094],[-101.58454,18.44751],[-101.58716,18.44508],[-101.5927,18.43992],[-101.594,18.43871],[-101.5958,18.43704],[-101.59661,18.43623],[-101.60196,18.43413],[-101.60383,18.4334],[-101.60873,18.43147],[-101.61319,18.42972],[-101.61724,18.42813],[-101.62166,18.42639],[-101.62535,18.42495],[-101.62869,18.42365],[-101.63367,18.42166],[-101.63783,18.42005],[-101.64986,18.41535],[-101.65384,18.41379],[-101.65924,18.41168],[-101.66822,18.40816],[-101.6737,18.40601],[-101.68253,18.40256],[-101.69053,18.39942],[-101.69475,18.39795],[-101.69802,18.39529],[-101.70055,18.39332],[-101.70182,18.39232],[-101.70476,18.39009],[-101.70565,18.38945],[-101.711,18.38531],[-101.71529,18.382],[-101.71885,18.37921],[-101.7218,18.37695],[-101.72706,18.37291],[-101.7286,18.37171],[-101.72994,18.37065],[-101.73575,18.36612],[-101.73798,18.36442],[-101.74155,18.36166],[-101.74458,18.35928],[-101.7464,18.35788],[-101.74705,18.35409],[-101.74761,18.35079],[-101.74842,18.346],[-101.74884,18.34355],[-101.74973,18.3382],[-101.75046,18.3336],[-101.75077,18.33185],[-101.75158,18.32694],[-101.75207,18.3242],[-101.75238,18.3223],[-101.75303,18.31836],[-101.75365,18.31481],[-101.75416,18.31188],[-101.75485,18.30762],[-101.75556,18.30336],[-101.75594,18.3011],[-101.75649,18.29783],[-101.75736,18.29257],[-101.75763,18.29108],[-101.75877,18.28426],[-101.75907,18.28254],[-101.75966,18.27913],[-101.7605,18.27416],[-101.76103,18.27088],[-101.76166,18.26713],[-101.76214,18.26407],[-101.7626,18.26126],[-101.76312,18.25832],[-101.76454,18.25466],[-101.76631,18.25006],[-101.76747,18.24712],[-101.7693,18.24252],[-101.77066,18.23886],[-101.77267,18.23369],[-101.77368,18.2311],[-101.7746,18.22873],[-101.77661,18.22309],[-101.77878,18.2175],[-101.78015,18.21389],[-101.78093,18.21182],[-101.78244,18.20776],[-101.78509,18.20095],[-101.7872,18.1954],[-101.78817,18.19286],[-101.79034,18.18715],[-101.79186,18.18315],[-101.79234,18.18187],[-101.79529,18.1741],[-101.79643,18.17112],[-101.79909,18.16411],[-101.80081,18.15957],[-101.80241,18.15538],[-101.80364,18.15215],[-101.80448,18.14994],[-101.80617,18.14541],[-101.80731,18.14242],[-101.80902,18.13797],[-101.81075,18.13343],[-101.81189,18.1304],[-101.81273,18.12816],[-101.81442,18.12741],[-101.81976,18.12449],[-101.8261,18.12098],[-101.83344,18.11686],[-101.83736,18.11473],[-101.84048,18.113],[-101.84507,18.11046],[-101.84852,18.10855],[-101.85225,18.10647],[-101.85606,18.10672],[-101.85897,18.1069],[-101.86563,18.10729],[-101.86825,18.10746],[-101.87141,18.10768],[-101.87626,18.10802],[-101.87904,18.10815],[-101.88609,18.10864],[-101.88896,18.10887],[-101.89477,18.10921],[-101.89937,18.10946],[-101.90426,18.10978],[-101.90946,18.11006],[-101.91453,18.10793],[-101.91959,18.10576],[-101.92363,18.10396],[-101.92724,18.10245],[-101.93037,18.10108],[-101.93417,18.09945],[-101.93708,18.09821],[-101.94098,18.09642],[-101.94425,18.09491],[-101.94774,18.09324],[-101.95186,18.09137],[-101.95412,18.09027],[-101.95747,18.08877],[-101.96181,18.08674],[-101.9646,18.08541],[-101.96636,18.08461],[-101.96963,18.08315],[-101.97325,18.08142],[-101.97787,18.0793],[-101.98169,18.07751],[-101.98668,18.07519],[-101.99132,18.07301],[-101.99453,18.07156],[-101.9993,18.0693],[-102.0037,18.06729],[-102.00921,18.06473],[-102.01289,18.06301],[-102.01527,18.06193],[-102.01865,18.06035],[-102.02257,18.05854],[-102.02866,18.05567],[-102.03087,18.05465],[-102.03545,18.05252],[-102.03962,18.05059],[-102.04381,18.04867],[-102.0479,18.04673],[-102.05364,18.04407],[-102.05796,18.04209],[-102.0608,18.04078],[-102.06377,18.03939],[-102.06744,18.03769],[-102.07047,18.03626],[-102.07512,18.03409],[-102.07905,18.03224],[-102.08302,18.03042],[-102.08549,18.02701],[-102.08722,18.02441],[-102.09004,18.02048],[-102.09303,18.01627],[-102.09447,18.01425],[-102.09622,18.0117],[-102.099,18.00775],[-102.10171,18.0039],[-102.10347,18.00143],[-102.10674,17.99678],[-102.10911,17.99341],[-102.11075,17.99108],[-102.11261,17.98949]]}}
Línea 400.0 kV | LineString | 400.0 kV | 2 |  |  | Comisión Federal de Electricidad |  |  |  |  | OpenStreetMap | {"type":"Feature","properties":{},"geometry":{"type":"LineString","coordinates":[[-101.90208,18.27705],[-101.90231,18.27566],[-101.90287,18.27258],[-101.90353,18.26924],[-101.90218,18.2663],[-101.90218,18.26349],[-101.90225,18.26066],[-101.90225,18.25801],[-101.90028,18.25321],[-101.8988,18.24934],[-101.89776,18.24701],[-101.89648,18.24384],[-101.89454,18.23904],[-101.89442,18.23601],[-101.89435,18.23124],[-101.8943,18.22752],[-101.89419,18.22436],[-101.89414,18.22074],[-101.89403,18.21871],[-101.89395,18.21498],[-101.89382,18.21052],[-101.89376,18.20715],[-101.89365,18.20413],[-101.89361,18.20215],[-101.89442,18.19943],[-101.89525,18.19668],[-101.89718,18.1906],[-101.89761,18.189],[-101.89831,18.18689],[-101.89998,18.18191],[-101.90181,18.17644],[-101.90233,18.17489],[-101.90398,18.17003],[-101.90401,18.16717],[-101.90402,18.16368],[-101.90404,18.16159],[-101.90412,18.15566],[-101.90418,18.15198],[-101.90425,18.14742],[-101.90433,18.14207],[-101.90436,18.13776],[-101.90438,18.13518],[-101.90449,18.13221],[-101.9045,18.12781],[-101.90456,18.12227],[-101.9059,18.12021],[-101.90799,18.11656],[-101.91108,18.11236],[-101.91515,18.11012],[-101.91758,18.10898],[-101.92194,18.10695],[-101.92504,18.10551],[-101.92738,18.10437],[-101.9311,18.10267],[-101.93422,18.10118],[-101.93606,18.10034],[-101.94038,18.0983],[-101.94338,18.09694],[-101.9461,18.09565],[-101.94917,18.09421],[-101.95292,18.09251],[-101.95561,18.09121],[-101.95923,18.08955],[-101.96347,18.08759],[-101.96839,18.08529],[-101.97322,18.08302],[-101.97671,18.08142],[-101.97987,18.07996],[-101.98314,18.07848],[-101.98485,18.07766],[-101.98829,18.07607],[-101.9911,18.07477],[-101.99518,18.07287],[-101.99772,18.0717],[-102.00042,18.07042],[-102.00342,18.06903],[-102.00696,18.06738],[-102.01056,18.06575],[-102.01618,18.06313],[-102.01913,18.06178],[-102.02304,18.05994],[-102.02835,18.0575],[-102.03076,18.05636],[-102.03337,18.05512],[-102.03786,18.05305],[-102.04441,18.04996],[-102.04744,18.04857],[-102.05236,18.04629],[-102.05532,18.04495],[-102.05854,18.04344],[-102.06074,18.0424],[-102.06424,18.0408],[-102.06807,18.03902],[-102.0707,18.0378],[-102.07476,18.03589],[-102.07708,18.03483]]}}
Línea 400.0 kV | LineString | 400.0 kV | 1 |  |  | Comisión Federal de Electricidad |  |  |  |  | OpenStreetMap | {"type":"Feature","properties":{},"geometry":{"type":"LineString","coordinates":[[-100.14375,19.28267],[-100.14439,19.28241],[-100.14684,19.28121],[-100.14968,19.27968],[-100.15351,19.27872],[-100.15591,19.27625],[-100.1606,19.27187],[-100.1647,19.26794],[-100.16762,19.26514],[-100.17178,19.26115],[-100.17592,19.25526],[-100.17786,19.2525],[-100.18002,19.24945],[-100.18301,19.24523],[-100.18473,19.24279],[-100.18992,19.23542],[-100.19171,19.23288],[-100.19432,19.22915],[-100.19672,19.22622],[-100.19915,19.22323],[-100.20257,19.21907],[-100.20506,19.21606],[-100.2087,19.21165],[-100.2115,19.20829],[-100.21457,19.20454],[-100.21594,19.20291],[-100.21879,19.19949],[-100.22178,19.19572],[-100.22596,19.19386],[-100.22952,19.19338],[-100.23507,19.19264],[-100.24254,19.19164],[-100.24586,19.19108],[-100.25534,19.18943],[-100.25939,19.18875],[-100.26553,19.18683],[-100.27118,19.1851],[-100.27605,19.18363],[-100.28208,19.18176],[-100.29072,19.17909],[-100.29539,19.1733],[-100.30045,19.1694],[-100.30249,19.16775],[-100.30733,19.16396],[-100.30933,19.1624],[-100.31283,19.15974],[-100.32013,19.15641],[-100.32293,19.15513],[-100.32807,19.15289],[-100.33433,19.15086],[-100.3363,19.15026],[-100.34535,19.14735],[-100.35043,19.14572],[-100.35312,19.14485],[-100.36015,19.1426],[-100.36449,19.1412],[-100.36877,19.13353],[-100.37142,19.12867],[-100.37255,19.12668],[-100.37405,19.12464],[-100.37757,19.11982],[-100.38028,19.11603],[-100.38292,19.11237],[-100.38438,19.11042],[-100.38708,19.10661],[-100.39036,19.10211],[-100.39179,19.10013],[-100.39299,19.09731],[-100.39392,19.09509],[-100.39895,19.09264],[-100.40535,19.08954],[-100.41166,19.08644],[-100.41748,19.08358],[-100.42242,19.0812],[-100.42905,19.07896],[-100.43695,19.07636],[-100.44105,19.07492],[-100.44366,19.07409],[-100.45386,19.07226],[-100.45805,19.07173],[-100.46201,19.0713],[-100.4696,19.07042],[-100.47147,19.07021],[-100.47876,19.06935],[-100.48543,19.0686],[-100.49008,19.06806],[-100.49686,19.06729],[-100.49837,19.0671],[-100.5065,19.06616],[-100.50849,19.06604],[-100.51907,19.06539],[-100.52578,19.06493],[-100.5293,19.06471],[-100.53356,19.06305],[-100.53626,19.062],[-100.53915,19.06086],[-100.54361,19.05911],[-100.54574,19.0583],[-100.54632,19.05768],[-100.54664,19.05734],[-100.54796,19.056],[-100.54841,19.05556],[-100.54989,19.05393],[-100.55577,19.04846],[-100.5584,19.04596],[-100.56263,19.04196],[-100.56386,19.04083],[-100.5661,19.0382],[-100.5685,19.03532],[-100.57385,19.02903],[-100.57626,19.02619],[-100.57955,19.0223],[-100.58088,19.02072],[-100.58563,19.0151],[-100.58652,19.01403],[-100.58927,19.01012],[-100.59219,19.00591],[-100.59367,19.00376],[-100.59698,18.99906],[-100.59941,18.99551],[-100.60092,18.99336],[-100.60318,18.9901],[-100.60577,18.98638],[-100.60784,18.98338],[-100.6106,18.97942],[-100.61269,18.97642],[-100.61465,18.97362],[-100.61717,18.97085],[-100.62049,18.96719],[-100.62379,18.96356],[-100.62884,18.95801],[-100.63222,18.95429],[-100.63584,18.95032],[-100.6394,18.94641],[-100.64109,18.94454],[-100.64466,18.94062],[-100.64904,18.93576],[-100.6523,18.93223],[-100.65497,18.92927],[-100.65787,18.92608],[-100.65992,18.92385],[-100.66259,18.92087],[-100.66501,18.91812],[-100.66801,18.9147],[-100.67096,18.9113],[-100.67705,18.90435],[-100.68067,18.90018],[-100.68509,18.89515],[-100.69135,18.88797],[-100.69317,18.88588],[-100.69566,18.88302],[-100.69764,18.88076],[-100.70115,18.87673],[-100.70396,18.8735],[-100.70666,18.87043],[-100.70948,18.8672],[-100.71189,18.86443],[-100.71509,18.86076],[-100.71826,18.85713],[-100.71981,18.85537],[-100.72092,18.85321],[-100.72476,18.84594],[-100.72623,18.84314],[-100.7279,18.83997],[-100.72924,18.83744],[-100.73157,18.83298],[-100.73323,18.82985],[-100.73481,18.82684],[-100.7368,18.82305],[-100.74004,18.81694],[-100.74552,18.80649],[-100.74782,18.80204],[-100.7504,18.79721],[-100.75225,18.7937],[-100.75497,18.78847],[-100.75658,18.7854],[-100.75859,18.78162],[-100.76094,18.77714],[-100.76349,18.77229],[-100.76607,18.76738],[-100.76859,18.7626],[-100.77014,18.75962],[-100.77213,18.75589],[-100.77473,18.75091],[-100.77687,18.74687],[-100.77826,18.74417],[-100.78036,18.74021],[-100.78301,18.73767],[-100.78703,18.73382],[-100.79,18.73095],[-100.79244,18.72862],[-100.7943,18.72684],[-100.79963,18.72171],[-100.80584,18.71577],[-100.80799,18.7137],[-100.81413,18.7078],[-100.81726,18.7048],[-100.82059,18.70162],[-100.82361,18.6987],[-100.82667,18.69576],[-100.83061,18.69197],[-100.83397,18.68875],[-100.8374,18.68547],[-100.83918,18.68377],[-100.84172,18.68131],[-100.84457,18.67857],[-100.84864,18.67466],[-100.85171,18.67173],[-100.85268,18.67078],[-100.85943,18.66987],[-100.86766,18.66877],[-100.87188,18.6682],[-100.87572,18.6668],[-100.87896,18.66566],[-100.88276,18.66438],[-100.88749,18.6627],[-100.89307,18.66074],[-100.89926,18.65858],[-100.90407,18.6569],[-100.90747,18.65455],[-100.91053,18.65239],[-100.91344,18.65036],[-100.91725,18.64772],[-100.92144,18.64484],[-100.92429,18.64284],[-100.92855,18.63991],[-100.93148,18.6379],[-100.93551,18.63513],[-100.93928,18.63247],[-100.94308,18.62986],[-100.94736,18.62689],[-100.9513,18.62415],[-100.95721,18.62017],[-100.96211,18.61669],[-100.96462,18.61494],[-100.96676,18.61346],[-100.97596,18.61118],[-100.98087,18.60994],[-100.98819,18.60813],[-100.99266,18.60703],[-101.00131,18.60485],[-101.00604,18.60372],[-101.01301,18.60194],[-101.01835,18.60061],[-101.02111,18.59993],[-101.02681,18.59854],[-101.03117,18.5974],[-101.03506,18.59647],[-101.04406,18.59425],[-101.04685,18.59352],[-101.05129,18.5924],[-101.05628,18.59122],[-101.05948,18.59035],[-101.06326,18.58944],[-101.06908,18.58799],[-101.07059,18.5876],[-101.07655,18.58614],[-101.08462,18.58413],[-101.08855,18.58314],[-101.09136,18.58244],[-101.0947,18.5816],[-101.10524,18.57898],[-101.10801,18.57828],[-101.11823,18.57574],[-101.12499,18.57404],[-101.13139,18.57248],[-101.13782,18.57084],[-101.14098,18.57006],[-101.15062,18.56765],[-101.15571,18.56638],[-101.16075,18.56514],[-101.16359,18.56441],[-101.16818,18.56324],[-101.17232,18.56225],[-101.17585,18.56134],[-101.17978,18.56119],[-101.18426,18.56101],[-101.19196,18.56068],[-101.19537,18.56054],[-101.20095,18.56032],[-101.20432,18.56016],[-101.20683,18.56003],[-101.21154,18.55983],[-101.21457,18.55969],[-101.22203,18.56145],[-101.22351,18.56185],[-101.22783,18.56079],[-101.23439,18.55925],[-101.24195,18.55744],[-101.24865,18.55583],[-101.25258,18.5549],[-101.25603,18.55408],[-101.25973,18.55321],[-101.26438,18.5521],[-101.26982,18.55082],[-101.27609,18.54934],[-101.28386,18.54748],[-101.29091,18.5458],[-101.29527,18.54475],[-101.29964,18.54373],[-101.3044,18.54259],[-101.309,18.54149],[-101.31404,18.54029],[-101.31898,18.53911],[-101.3241,18.53791],[-101.32877,18.53679],[-101.33569,18.53514],[-101.34058,18.53398],[-101.34483,18.53296],[-101.34825,18.53216],[-101.35176,18.53131],[-101.35443,18.53068],[-101.35955,18.52946],[-101.36262,18.52957],[-101.36834,18.52981],[-101.37271,18.52996],[-101.37589,18.5301],[-101.37895,18.5302],[-101.38487,18.53044],[-101.38798,18.53055],[-101.39326,18.53074],[-101.39934,18.53097],[-101.40344,18.53109],[-101.4079,18.53129],[-101.41079,18.5314],[-101.41378,18.5317],[-101.42046,18.53238],[-101.42468,18.53281],[-101.4291,18.53321],[-101.43422,18.53374],[-101.44,18.53431],[-101.44303,18.53461],[-101.44595,18.5349],[-101.4518,18.53548],[-101.45603,18.53593],[-101.4612,18.53642],[-101.46506,18.53683],[-101.47303,18.53764],[-101.48213,18.53852],[-101.48909,18.53922],[-101.49001,18.53859],[-101.49101,18.53789],[-101.49409,18.53578],[-101.4973,18.53355],[-101.4998,18.5318],[-101.50623,18.52735],[-101.50851,18.52573],[-101.51158,18.52364],[-101.51594,18.52062],[-101.52131,18.51693],[-101.52968,18.51115],[-101.53364,18.50765],[-101.53915,18.50274],[-101.54711,18.49563],[-101.55091,18.49228],[-101.55671,18.48653],[-101.5576,18.48506],[-101.56032,18.48088],[-101.56334,18.47554],[-101.56444,18.47359],[-101.56668,18.46965],[-101.56875,18.46602],[-101.57267,18.45913],[-101.57376,18.45725],[-101.57561,18.45397],[-101.57723,18.45251],[-101.58179,18.44839],[-101.58435,18.44613],[-101.58613,18.44452],[-101.58948,18.44153],[-101.59503,18.43663],[-101.59591,18.43573],[-101.59986,18.43375],[-101.60292,18.43221],[-101.60804,18.42964],[-101.6145,18.42639],[-101.6197,18.4238],[-101.62349,18.4219],[-101.62574,18.42077],[-101.63022,18.4185],[-101.64788,18.40964],[-101.65015,18.4085],[-101.65617,18.40548],[-101.65951,18.40381],[-101.66292,18.4021],[-101.66876,18.39916],[-101.6738,18.3966],[-101.67808,18.39448],[-101.68188,18.39257],[-101.69237,18.3873],[-101.69326,18.38684],[-101.69503,18.38543],[-101.69675,18.38404],[-101.70157,18.38016],[-101.70757,18.37541],[-101.71144,18.37227],[-101.71584,18.36872],[-101.72092,18.36464],[-101.72506,18.3613],[-101.73139,18.35616],[-101.73564,18.35274],[-101.7372,18.35147],[-101.74025,18.34901],[-101.74629,18.34416],[-101.75069,18.34239],[-101.75321,18.34138],[-101.75679,18.33995],[-101.76191,18.33794],[-101.76605,18.33628],[-101.77151,18.33408],[-101.7763,18.33222],[-101.78135,18.33017],[-101.78615,18.32827],[-101.79494,18.32478],[-101.79871,18.32328],[-101.80527,18.32068],[-101.80841,18.31942],[-101.81474,18.31691],[-101.82093,18.31444],[-101.82608,18.31237],[-101.82933,18.31106],[-101.83384,18.30927],[-101.83766,18.30831],[-101.84162,18.3073],[-101.84897,18.30537],[-101.85289,18.30436],[-101.85655,18.30214],[-101.86175,18.29899],[-101.87295,18.2922],[-101.87547,18.29067],[-101.88194,18.28676],[-101.88612,18.2839],[-101.89145,18.28196],[-101.89547,18.28099],[-101.90014,18.27906]]}}
Línea 400.0 kV | LineString | 400.0 kV | 1 |  |  | Comisión Federal de Electricidad |  |  |  |  | OpenStreetMap | {"type":"Feature","properties":{},"geometry":{"type":"LineString","coordinates":[[-100.14344,19.28223],[-100.14407,19.28181],[-100.14537,19.28116],[-100.147,19.28022],[-100.14945,19.27878],[-100.15294,19.27799],[-100.155,19.27602],[-100.16033,19.27088],[-100.16543,19.26596],[-100.16975,19.26176],[-100.17159,19.26002],[-100.17446,19.25591],[-100.17673,19.25271],[-100.17967,19.24849],[-100.18276,19.24413],[-100.18466,19.24144],[-100.18704,19.23806],[-100.18922,19.23496],[-100.19071,19.2328],[-100.19372,19.22852],[-100.19717,19.22432],[-100.19857,19.22259],[-100.20185,19.21861],[-100.20473,19.21512],[-100.20871,19.2103],[-100.21155,19.20687],[-100.21397,19.20391],[-100.215,19.20263],[-100.21783,19.19923],[-100.22058,19.19578],[-100.22209,19.19406],[-100.226,19.19264],[-100.22947,19.19139],[-100.23155,19.19064],[-100.23571,19.18916],[-100.23814,19.18832],[-100.24511,19.18579],[-100.24857,19.18588],[-100.25435,19.18604],[-100.25967,19.18618],[-100.26327,19.18626],[-100.26669,19.18405],[-100.2709,19.18166],[-100.27511,19.17916],[-100.28319,19.178],[-100.28491,19.17775],[-100.28935,19.17712],[-100.29441,19.17246],[-100.29822,19.16898],[-100.30095,19.16636],[-100.30637,19.16136],[-100.30808,19.15976],[-100.31124,19.15838],[-100.31814,19.15533],[-100.32124,19.15396],[-100.32623,19.15179],[-100.33409,19.1483],[-100.33471,19.14804],[-100.3441,19.14555],[-100.34847,19.1444],[-100.35072,19.14381],[-100.35683,19.14219],[-100.35853,19.1417],[-100.36413,19.14024],[-100.36755,19.1332],[-100.37001,19.12803],[-100.3713,19.12538],[-100.37315,19.12307],[-100.37705,19.11819],[-100.38018,19.11427],[-100.38324,19.11039],[-100.38441,19.10883],[-100.38745,19.10451],[-100.39165,19.09858],[-100.39357,19.09422],[-100.3985,19.0908],[-100.40032,19.08972],[-100.40341,19.08789],[-100.41374,19.08151],[-100.41941,19.07799],[-100.42216,19.07724],[-100.42649,19.07607],[-100.42969,19.07524],[-100.43643,19.07351],[-100.4429,19.07181],[-100.45194,19.06942],[-100.45544,19.06948],[-100.46142,19.06952],[-100.4671,19.06957],[-100.46926,19.06957],[-100.47154,19.06905],[-100.47746,19.06746],[-100.48112,19.06657],[-100.4841,19.06576],[-100.49152,19.06379],[-100.4985,19.06196],[-100.50336,19.06225],[-100.50617,19.0624],[-100.51019,19.06266],[-100.51788,19.06313],[-100.52475,19.06348],[-100.52933,19.06378],[-100.53324,19.06233],[-100.53604,19.06129],[-100.53942,19.06],[-100.54331,19.05857],[-100.54547,19.05782],[-100.54593,19.05733],[-100.54626,19.05705],[-100.54755,19.05564],[-100.54797,19.0552],[-100.54932,19.05376],[-100.55558,19.04736],[-100.55891,19.04394],[-100.56146,19.04134],[-100.56408,19.03864],[-100.56628,19.03601],[-100.56854,19.0333],[-100.5727,19.02843],[-100.57484,19.02526],[-100.57718,19.02176],[-100.57853,19.01973],[-100.58116,19.0158],[-100.58312,19.01285],[-100.58571,19.00907],[-100.58854,19.00488],[-100.58986,19.00288],[-100.59181,18.99998],[-100.59342,18.99764],[-100.59524,18.99476],[-100.59695,18.99229],[-100.59991,18.98789],[-100.60228,18.98438],[-100.60518,18.9801],[-100.60723,18.97696],[-100.60893,18.97445],[-100.61132,18.97091],[-100.6131,18.96826],[-100.61538,18.96562],[-100.61703,18.96368],[-100.61946,18.96089],[-100.62164,18.95838],[-100.62415,18.95547],[-100.6272,18.95193],[-100.62887,18.94997],[-100.63111,18.94743],[-100.63405,18.94402],[-100.63584,18.94195],[-100.63764,18.93987],[-100.64127,18.93567],[-100.6427,18.93404],[-100.64472,18.93166],[-100.64687,18.92912],[-100.64889,18.92684],[-100.65323,18.9218],[-100.65679,18.91769],[-100.65904,18.91529],[-100.66315,18.91093],[-100.66598,18.9079],[-100.66779,18.906],[-100.67151,18.90202],[-100.67315,18.90026],[-100.67622,18.89699],[-100.67843,18.89464],[-100.68293,18.88985],[-100.68442,18.88825],[-100.68746,18.88502],[-100.68886,18.8835],[-100.69213,18.88004],[-100.69641,18.87549],[-100.70014,18.87152],[-100.7037,18.86772],[-100.70825,18.86289],[-100.71175,18.85915],[-100.71768,18.85284],[-100.71846,18.85201],[-100.71894,18.85122],[-100.72076,18.84785],[-100.72465,18.84065],[-100.72681,18.83666],[-100.72734,18.83574],[-100.72915,18.8324],[-100.73063,18.82969],[-100.73314,18.82508],[-100.73671,18.81851],[-100.73851,18.81528],[-100.74323,18.80661],[-100.74618,18.80122],[-100.74923,18.79552],[-100.75075,18.7927],[-100.75337,18.78789],[-100.7551,18.78483],[-100.75761,18.78021],[-100.75936,18.77703],[-100.76034,18.77515],[-100.76236,18.77157],[-100.76457,18.7675],[-100.76577,18.76533],[-100.76793,18.76137],[-100.7695,18.75833],[-100.77132,18.75516],[-100.7734,18.75134],[-100.77432,18.74967],[-100.77618,18.74623],[-100.77774,18.74342],[-100.7795,18.7402],[-100.78061,18.73822],[-100.78291,18.73395],[-100.78488,18.73036],[-100.78582,18.72866],[-100.78781,18.725],[-100.78951,18.72187],[-100.79086,18.71941],[-100.79236,18.71672],[-100.79384,18.71399],[-100.79505,18.71174],[-100.79683,18.70944],[-100.80022,18.70511],[-100.8028,18.7018],[-100.80626,18.69948],[-100.81289,18.69509],[-100.81485,18.6938],[-100.81959,18.69066],[-100.82401,18.6877],[-100.82909,18.68434],[-100.83588,18.67983],[-100.84308,18.67505],[-100.84554,18.67339],[-100.85098,18.6698],[-100.85222,18.66948],[-100.85778,18.66809],[-100.86447,18.66629],[-100.86904,18.66507],[-100.87406,18.6638],[-100.87966,18.66236],[-100.88366,18.66126],[-100.88864,18.65996],[-100.89284,18.65887],[-100.89845,18.6574],[-100.90377,18.65602],[-100.90824,18.65292],[-100.91253,18.64992],[-100.9164,18.64724],[-100.92056,18.64438],[-100.92295,18.64271],[-100.92918,18.63837],[-100.93325,18.63559],[-100.93741,18.63266],[-100.94069,18.63039],[-100.94423,18.62793],[-100.94747,18.62567],[-100.95193,18.62265],[-100.95408,18.62108],[-100.95723,18.61898],[-100.95953,18.61736],[-100.9619,18.61567],[-100.96466,18.61375],[-100.96699,18.61211],[-100.97472,18.61023],[-100.97886,18.60921],[-100.98055,18.6088],[-100.98319,18.60811],[-100.98816,18.60685],[-100.99226,18.60587],[-100.9979,18.60447],[-101.00239,18.60332],[-101.00503,18.60267],[-101.01255,18.60077],[-101.01836,18.59935],[-101.02409,18.59793],[-101.02761,18.59699],[-101.0316,18.59605],[-101.03617,18.5949],[-101.04251,18.59335],[-101.04752,18.59207],[-101.05392,18.59048],[-101.05752,18.58965],[-101.06261,18.58836],[-101.06887,18.58684],[-101.07552,18.58515],[-101.0773,18.58471],[-101.08341,18.58319],[-101.08728,18.58223],[-101.08951,18.58167],[-101.09331,18.5807],[-101.10441,18.578],[-101.10863,18.57695],[-101.11627,18.57506],[-101.11801,18.57463],[-101.12587,18.57268],[-101.13073,18.57148],[-101.14044,18.56907],[-101.15013,18.56667],[-101.1558,18.56526],[-101.16061,18.56408],[-101.1635,18.56334],[-101.16782,18.56227],[-101.17176,18.56134],[-101.17558,18.56036],[-101.18215,18.55875],[-101.18507,18.55806],[-101.18986,18.55797],[-101.19505,18.558],[-101.20157,18.558],[-101.20605,18.558],[-101.20965,18.55799],[-101.21311,18.55798],[-101.22046,18.55794],[-101.2236,18.55798],[-101.22968,18.55688],[-101.2357,18.5558],[-101.23947,18.55513],[-101.24922,18.55336],[-101.25642,18.55203],[-101.26214,18.55102],[-101.26844,18.54989],[-101.27268,18.54914],[-101.27455,18.54879],[-101.27759,18.54807],[-101.28372,18.54661],[-101.28928,18.54527],[-101.29745,18.54332],[-101.30172,18.5423],[-101.30596,18.54129],[-101.3102,18.54028],[-101.31519,18.5391],[-101.31949,18.53807],[-101.32381,18.53704],[-101.32803,18.53603],[-101.33341,18.53475],[-101.33622,18.53406],[-101.34031,18.5331],[-101.3438,18.53227],[-101.34726,18.53144],[-101.35171,18.53037],[-101.35395,18.52984],[-101.35854,18.52876],[-101.36042,18.52828],[-101.36539,18.52848],[-101.37147,18.5287],[-101.37365,18.52879],[-101.37991,18.52905],[-101.38095,18.52907],[-101.38787,18.52933],[-101.39229,18.52948],[-101.3958,18.52961],[-101.39971,18.52979],[-101.40333,18.52994],[-101.40644,18.53],[-101.40996,18.53014],[-101.41241,18.53024],[-101.4154,18.53054],[-101.42175,18.53114],[-101.42514,18.53149],[-101.42843,18.53178],[-101.43378,18.5323],[-101.43735,18.53267],[-101.43963,18.53286],[-101.44271,18.53315],[-101.44621,18.53351],[-101.4496,18.53385],[-101.45157,18.53401],[-101.4565,18.53449],[-101.46055,18.53486],[-101.46317,18.53512],[-101.46586,18.53538],[-101.47287,18.53607],[-101.47679,18.53642],[-101.48152,18.53688],[-101.48273,18.53701],[-101.48861,18.53762],[-101.49226,18.53509],[-101.49598,18.53247],[-101.49783,18.53117],[-101.50056,18.52937],[-101.50301,18.52764],[-101.5072,18.5247],[-101.51191,18.52121],[-101.51727,18.5172],[-101.51922,18.51578],[-101.52479,18.51162],[-101.52986,18.50791],[-101.53277,18.50534],[-101.53742,18.5012],[-101.54482,18.49459],[-101.54809,18.49171],[-101.55469,18.48589],[-101.55548,18.48519],[-101.55621,18.48454],[-101.55719,18.48267],[-101.55887,18.47957],[-101.56204,18.47369],[-101.56306,18.47176],[-101.56447,18.46917],[-101.56663,18.46516],[-101.56939,18.45999],[-101.57049,18.45791],[-101.57258,18.45405],[-101.57559,18.45134],[-101.58084,18.44658],[-101.58368,18.44405],[-101.58689,18.44114],[-101.59009,18.43824],[-101.59473,18.43403],[-101.59833,18.43224],[-101.60157,18.4306],[-101.60301,18.42987],[-101.60577,18.42847],[-101.60812,18.42729],[-101.61289,18.42488],[-101.6169,18.42286],[-101.61917,18.42172],[-101.62429,18.41914],[-101.62781,18.41745],[-101.63077,18.41606],[-101.63461,18.41392],[-101.64495,18.40871],[-101.64941,18.40646],[-101.65448,18.4039],[-101.65957,18.40133],[-101.66229,18.39996],[-101.66718,18.39748],[-101.66955,18.39629],[-101.67185,18.39513],[-101.67673,18.39267],[-101.68156,18.39023],[-101.68382,18.3891],[-101.69012,18.3859],[-101.69532,18.38328],[-101.69869,18.38056],[-101.70032,18.3792],[-101.70572,18.37498],[-101.70792,18.37316],[-101.71357,18.36864],[-101.71854,18.36463],[-101.71958,18.36376],[-101.72103,18.36263],[-101.72456,18.35971],[-101.72768,18.35718],[-101.73007,18.35528],[-101.73278,18.35308],[-101.73564,18.35079],[-101.7391,18.348],[-101.74242,18.34534],[-101.74527,18.34306],[-101.74677,18.34243],[-101.75184,18.34037],[-101.75357,18.33966],[-101.76077,18.33679],[-101.76601,18.33474],[-101.77405,18.33149],[-101.78094,18.3287],[-101.78612,18.32664],[-101.79458,18.32328],[-101.79835,18.32173],[-101.80356,18.31971],[-101.80839,18.31772],[-101.81405,18.31546],[-101.81689,18.31431],[-101.82048,18.31285],[-101.82497,18.31106],[-101.82757,18.31004],[-101.82997,18.30936],[-101.83394,18.30829],[-101.83921,18.3069],[-101.84791,18.30459],[-101.85255,18.30334],[-101.85476,18.30198],[-101.86153,18.29783],[-101.87212,18.29131],[-101.8753,18.28935],[-101.88123,18.28574],[-101.88531,18.28317]]}}
Línea 400.0 kV | LineString | 400.0 kV |  |  |  | CFE |  |  |  |  | OpenStreetMap | {"type":"Feature","properties":{},"geometry":{"type":"LineString","coordinates":[[-101.90014,18.27906],[-101.90069,18.27948]]}}
Línea 400.0 kV | LineString | 400.0 kV |  |  |  | Comisión Federal de Electricidad |  |  |  |  | OpenStreetMap | {"type":"Feature","properties":{},"geometry":{"type":"LineString","coordinates":[[-101.90094,18.27916],[-101.90047,18.27881],[-101.89727,18.27813],[-101.89448,18.27485],[-101.89439,18.27444]]}}
Línea 400.0 kV | LineString | 400.0 kV |  |  |  | Comisión Federal de Electricidad |  |  |  |  | OpenStreetMap | {"type":"Feature","properties":{},"geometry":{"type":"LineString","coordinates":[[-101.90014,18.27906],[-101.896,18.27941],[-101.89319,18.28004],[-101.88977,18.28084],[-101.88872,18.28111],[-101.88531,18.28317]]}}
Línea 400.0 kV | LineString | 400.0 kV | 3 |  |  | CFE |  |  |  |  | OpenStreetMap | {"type":"Feature","properties":{},"geometry":{"type":"LineString","coordinates":[[-100.10723,19.23138],[-100.10777,19.23344],[-100.1082,19.23559],[-100.10975,19.24151],[-100.11022,19.24339],[-100.11083,19.24593],[-100.11164,19.24931],[-100.11269,19.25368],[-100.11328,19.25617],[-100.1142,19.26006],[-100.11499,19.26323],[-100.11578,19.2668],[-100.11628,19.26875],[-100.11671,19.27053],[-100.1196,19.27231],[-100.12296,19.27437],[-100.12517,19.27574],[-100.12784,19.27738],[-100.13159,19.27684],[-100.136,19.27615],[-100.13827,19.27587]]}}
Línea 400.0 kV | LineString | 400.0 kV | 3 |  |  | Comisión Federal de Electricidad |  |  |  |  | OpenStreetMap | {"type":"Feature","properties":{},"geometry":{"type":"LineString","coordinates":[[-99.48521,19.28145],[-99.48406,19.28123],[-99.48326,19.28128],[-99.48143,19.28139],[-99.4795,19.28125],[-99.47452,19.28166],[-99.47112,19.28193],[-99.46545,19.28246],[-99.46135,19.28327],[-99.45828,19.2839],[-99.45448,19.2847],[-99.45101,19.28542],[-99.44904,19.28583],[-99.44773,19.2861],[-99.44431,19.28681],[-99.44086,19.28751],[-99.43751,19.2882],[-99.43489,19.2881],[-99.43104,19.28783],[-99.42938,19.28772],[-99.42673,19.2896],[-99.4246,19.29109],[-99.42333,19.29195],[-99.42138,19.29333]]}}
Línea 400.0 kV | LineString | 400.0 kV |  |  |  | CFE |  |  |  |  | OpenStreetMap | {"type":"Feature","properties":{},"geometry":{"type":"LineString","coordinates":[[-99.7156,19.28715],[-99.71532,19.28844]]}}
Línea 400.0 kV | LineString | 400.0 kV |  |  |  | CFE |  |  |  |  | OpenStreetMap | {"type":"Feature","properties":{},"geometry":{"type":"LineString","coordinates":[[-103.50303,20.7904],[-103.50356,20.79089],[-103.50586,20.79175]]}}
Línea 400.0 kV | LineString | 400.0 kV |  |  |  | CFE |  |  |  |  | OpenStreetMap | {"type":"Feature","properties":{},"geometry":{"type":"LineString","coordinates":[[-103.50586,20.79175],[-103.50394,20.79043],[-103.5033,20.78999]]}}
Línea 400.0 kV | LineString | 400.0 kV |  |  |  | CFE |  |  |  |  | OpenStreetMap | {"type":"Feature","properties":{},"geometry":{"type":"LineString","coordinates":[[-104.60281,21.36986],[-104.6023,21.37241],[-104.60282,21.37577],[-104.60335,21.37933],[-104.60392,21.38314],[-104.60453,21.38712],[-104.60491,21.38966],[-104.60374,21.39219],[-104.60324,21.39329],[-104.60308,21.39372]]}}
Línea 400.0 kV | LineString | 400.0 kV | 2 |  |  | CFE |  |  |  |  | OpenStreetMap | {"type":"Feature","properties":{},"geometry":{"type":"LineString","coordinates":[[-104.61165,21.37724],[-104.60798,21.37625],[-104.60573,21.37834],[-104.6042,21.37974],[-104.60473,21.3828],[-104.60535,21.38656],[-104.60587,21.38968],[-104.60456,21.39217],[-104.60353,21.39413],[-104.60336,21.39465]]}}
Línea 400.0 kV | LineString | 400.0 kV |  |  |  | CFE |  |  |  |  | OpenStreetMap | {"type":"Feature","properties":{},"geometry":{"type":"LineString","coordinates":[[-104.80769,21.84244],[-104.80395,21.84277]]}}
Línea 400.0 kV | LineString | 400.0 kV | 1 |  |  | CFE |  |  |  |  | OpenStreetMap | {"type":"Feature","properties":{},"geometry":{"type":"LineString","coordinates":[[-107.5066,24.6948],[-107.50824,24.69578],[-107.50826,24.69609]]}}
Línea 400.0 kV | LineString | 400.0 kV |  |  |  | CFE |  |  |  |  | OpenStreetMap | {"type":"Feature","properties":{},"geometry":{"type":"LineString","coordinates":[[-107.5066,24.6948],[-107.5074,24.69582],[-107.50742,24.69614]]}}
Línea 400.0 kV | LineString | 400.0 kV |  |  |  | CFE |  |  |  |  | OpenStreetMap | {"type":"Feature","properties":{},"geometry":{"type":"LineString","coordinates":[[-104.5706,23.96242],[-104.57102,23.96191],[-104.57044,23.96125],[-104.56976,23.96153],[-104.56768,23.96376],[-104.56555,23.96598],[-104.56156,23.96738],[-104.55755,23.96877],[-104.55355,23.97016],[-104.54953,23.97156],[-104.54554,23.97295],[-104.54152,23.97435],[-104.54092,23.97606],[-104.53709,23.98053],[-104.53423,23.98383],[-104.53154,23.98692],[-104.52886,23.99004],[-104.52604,23.99331],[-104.52319,23.9966],[-104.52029,23.99995],[-104.51746,24.00323],[-104.51476,24.00636],[-104.51176,24.00981],[-104.50881,24.01325],[-104.5059,24.01663],[-104.50325,24.01966],[-104.50151,24.02167],[-104.49872,24.02491],[-104.49616,24.02788],[-104.49345,24.03101],[-104.49075,24.03413],[-104.48823,24.03706],[-104.48564,24.04004],[-104.48291,24.04321],[-104.48028,24.04624],[-104.47793,24.04897],[-104.47514,24.05219],[-104.47242,24.05533],[-104.4697,24.05848],[-104.4674,24.06113],[-104.46427,24.0633],[-104.46021,24.06606],[-104.45639,24.06867],[-104.45265,24.07124],[-104.44898,24.07374],[-104.44578,24.07593],[-104.44305,24.0778],[-104.44012,24.07982],[-104.43731,24.08173],[-104.43599,24.08473],[-104.4345,24.08809],[-104.43304,24.09142],[-104.43154,24.09479],[-104.43048,24.09723],[-104.42913,24.10021],[-104.42791,24.10299],[-104.42625,24.10675],[-104.42458,24.11056],[-104.42322,24.11362],[-104.42162,24.11724],[-104.41977,24.12145],[-104.41809,24.12522],[-104.41611,24.12971],[-104.4144,24.13358],[-104.41255,24.13776],[-104.41092,24.14145],[-104.40951,24.14463],[-104.40804,24.14794],[-104.40641,24.15164],[-104.40477,24.15534],[-104.40308,24.15915],[-104.40135,24.16304],[-104.39951,24.16722],[-104.39776,24.17117],[-104.39611,24.17491],[-104.39441,24.17874],[-104.39274,24.18251],[-104.39087,24.18674],[-104.38918,24.19057],[-104.38734,24.19471],[-104.38602,24.19771],[-104.38444,24.20128],[-104.38279,24.20498],[-104.38146,24.20798],[-104.3803,24.21059],[-104.37902,24.21349],[-104.37748,24.21694],[-104.3759,24.22051],[-104.37478,24.22307],[-104.3717,24.22458],[-104.36806,24.22638],[-104.36445,24.22816],[-104.3606,24.23006],[-104.35622,24.23221],[-104.35194,24.23433],[-104.34776,24.23639],[-104.34356,24.23847],[-104.33941,24.24051],[-104.33508,24.24264],[-104.33134,24.24449],[-104.32787,24.2462],[-104.32382,24.2482],[-104.32029,24.24995],[-104.31668,24.25172],[-104.3139,24.2531],[-104.31058,24.25474],[-104.30582,24.25704],[-104.30171,24.25911],[-104.29869,24.26059],[-104.29461,24.2626],[-104.29109,24.26434],[-104.28735,24.26619],[-104.28289,24.26837],[-104.279,24.2703],[-104.27522,24.27216],[-104.27137,24.27406],[-104.2676,24.2759],[-104.26382,24.27778],[-104.26096,24.27917],[-104.25728,24.28097],[-104.25272,24.28321],[-104.24913,24.28498],[-104.24509,24.28613],[-104.24057,24.28744],[-104.23676,24.28854],[-104.23241,24.28979],[-104.22798,24.29105],[-104.22354,24.29233],[-104.21906,24.29362],[-104.21437,24.29497],[-104.20974,24.2963],[-104.20505,24.29765],[-104.20046,24.29897],[-104.19578,24.30031],[-104.19146,24.30155],[-104.18752,24.30269],[-104.18348,24.30384],[-104.17993,24.30487],[-104.17554,24.30612],[-104.17058,24.30755],[-104.16577,24.30893],[-104.16126,24.31024],[-104.15661,24.31157],[-104.15211,24.31286],[-104.14778,24.3141],[-104.14359,24.3153],[-104.14038,24.31623],[-104.13586,24.31752],[-104.13029,24.31911],[-104.12588,24.32038],[-104.12249,24.32137],[-104.11903,24.32235],[-104.11482,24.32356],[-104.10955,24.32507],[-104.10478,24.32644],[-104.10019,24.32775],[-104.09576,24.32901],[-104.09096,24.33039],[-104.08636,24.33171],[-104.082,24.33295],[-104.07758,24.33423],[-104.07325,24.33546],[-104.06864,24.33678],[-104.06403,24.3381],[-104.05961,24.33937],[-104.05626,24.34246],[-104.05273,24.34574],[-104.04951,24.34873],[-104.04664,24.35138],[-104.0439,24.35396],[-104.04064,24.35696],[-104.03751,24.35988],[-104.03428,24.36286],[-104.03106,24.36586],[-104.02785,24.36883],[-104.02466,24.3718],[-104.02207,24.3742],[-104.01945,24.37663],[-104.01619,24.37965],[-104.01292,24.38269],[-104.00976,24.38562],[-104.00653,24.3886],[-104.0033,24.39161],[-104.00006,24.39461],[-103.99687,24.39756],[-103.99358,24.40061],[-103.99031,24.40365],[-103.98707,24.40665],[-103.98385,24.40964],[-103.98065,24.41266],[-103.97807,24.41506],[-103.97541,24.41751],[-103.9722,24.4205],[-103.96897,24.42349],[-103.9657,24.42652],[-103.96248,24.42951],[-103.95924,24.4325],[-103.95597,24.43552],[-103.95271,24.43855],[-103.94949,24.44153],[-103.94636,24.44442],[-103.94289,24.44763],[-103.93947,24.45079],[-103.93638,24.45366],[-103.93417,24.45571],[-103.93244,24.4583],[-103.93015,24.46175],[-103.92774,24.46533],[-103.92538,24.46887],[-103.92303,24.47238],[-103.92101,24.47541],[-103.919,24.47841],[-103.91711,24.48124],[-103.91485,24.4846],[-103.91241,24.48824],[-103.90999,24.49186],[-103.90764,24.4954],[-103.90514,24.49914],[-103.90276,24.50268],[-103.90113,24.50512],[-103.89944,24.50764],[-103.89713,24.51111],[-103.89485,24.51452],[-103.89244,24.5181],[-103.89004,24.5217],[-103.88761,24.52533],[-103.88536,24.52871],[-103.88307,24.53213],[-103.88066,24.5357],[-103.87826,24.53932],[-103.87584,24.54291],[-103.87344,24.54649],[-103.87101,24.55013],[-103.86876,24.5535],[-103.86712,24.55593],[-103.86548,24.55841],[-103.86306,24.56201],[-103.86067,24.56559],[-103.85828,24.56916],[-103.85585,24.57279],[-103.85342,24.5764],[-103.85096,24.58008],[-103.84853,24.58364],[-103.84589,24.5876],[-103.84393,24.59051],[-103.84155,24.59407],[-103.83918,24.5976],[-103.83675,24.60123],[-103.83453,24.60455],[-103.83244,24.60765],[-103.83067,24.6103],[-103.82877,24.61314],[-103.82633,24.61677],[-103.82381,24.62055],[-103.82155,24.62389],[-103.81949,24.62697],[-103.81674,24.63108],[-103.81467,24.63417],[-103.8122,24.63785],[-103.80963,24.64169],[-103.80724,24.64526],[-103.80492,24.64871],[-103.80283,24.65182],[-103.80085,24.65477],[-103.7994,24.65694],[-103.79779,24.65904],[-103.79515,24.6625],[-103.79238,24.66609],[-103.78971,24.66961],[-103.7871,24.67303],[-103.78438,24.67656],[-103.78185,24.67988],[-103.77921,24.68332],[-103.77657,24.68678],[-103.77382,24.69038],[-103.77142,24.69351],[-103.76905,24.6966],[-103.76674,24.69962],[-103.76513,24.70173],[-103.76304,24.70447],[-103.76001,24.70842],[-103.75686,24.71254],[-103.75419,24.71601],[-103.75259,24.71812],[-103.75036,24.72103],[-103.74809,24.72398],[-103.74525,24.72772],[-103.74339,24.73013],[-103.74084,24.73345],[-103.73801,24.73716],[-103.73526,24.74074],[-103.73273,24.74404],[-103.73041,24.74707],[-103.72767,24.75066],[-103.72623,24.75253],[-103.72454,24.75474],[-103.72149,24.75873],[-103.71984,24.76086],[-103.7177,24.76367],[-103.71457,24.76775],[-103.71159,24.77163],[-103.7081,24.7762],[-103.70392,24.78164],[-103.70211,24.78402],[-103.70068,24.78587],[-103.69826,24.78903],[-103.69565,24.79242],[-103.69298,24.79592],[-103.69051,24.79912],[-103.68831,24.802],[-103.68549,24.80571],[-103.68358,24.80815],[-103.68006,24.81277],[-103.67851,24.81478],[-103.67464,24.81981],[-103.67244,24.82268],[-103.67039,24.82534],[-103.66739,24.82927],[-103.66492,24.8325],[-103.66402,24.83556],[-103.66295,24.83936],[-103.66198,24.84275],[-103.6609,24.84655],[-103.65949,24.85146],[-103.65867,24.85443],[-103.6573,24.85917],[-103.65628,24.86272],[-103.6553,24.86616],[-103.65421,24.86996],[-103.65325,24.87336],[-103.65229,24.87672],[-103.6512,24.8805],[-103.65014,24.88428],[-103.64901,24.88824],[-103.64797,24.89179],[-103.64693,24.89548],[-103.64591,24.89901],[-103.64491,24.90257],[-103.64377,24.90651],[-103.64273,24.91012],[-103.64124,24.91398],[-103.63956,24.91827],[-103.63792,24.92249],[-103.63647,24.92624],[-103.63513,24.92966],[-103.63365,24.93349],[-103.63224,24.9371],[-103.63097,24.94038],[-103.62985,24.94323],[-103.62844,24.94684],[-103.62681,24.95104],[-103.6252,24.95518],[-103.62374,24.95894],[-103.62229,24.96265],[-103.62092,24.96612],[-103.61954,24.96972],[-103.61809,24.97349],[-103.61677,24.97677],[-103.61543,24.97959],[-103.61365,24.98327],[-103.61196,24.98679],[-103.60976,24.9913],[-103.60824,24.99451],[-103.60631,24.99854],[-103.60427,25.00271],[-103.60278,25.00578],[-103.60103,25.00946],[-103.59894,25.01382],[-103.59734,25.01714],[-103.5962,25.01947],[-103.59503,25.02193],[-103.59305,25.02603],[-103.59145,25.0293],[-103.58987,25.03259],[-103.58793,25.03659],[-103.58598,25.0407],[-103.58408,25.04461],[-103.58205,25.04882],[-103.58013,25.05285],[-103.57913,25.05489],[-103.57597,25.06142],[-103.5751,25.06329],[-103.57258,25.06848],[-103.57042,25.07308],[-103.56672,25.08067],[-103.56476,25.08463],[-103.56311,25.08811],[-103.56126,25.09188],[-103.55917,25.09635],[-103.55766,25.09933],[-103.55585,25.10309],[-103.55437,25.10616],[-103.55314,25.10869],[-103.55074,25.1139],[-103.54827,25.11888],[-103.54647,25.12251],[-103.5449,25.12581],[-103.54227,25.13139],[-103.54049,25.13496],[-103.5365,25.13921],[-103.53368,25.14222],[-103.53085,25.14528],[-103.52825,25.14807],[-103.52577,25.15075],[-103.52259,25.15414],[-103.51954,25.15743],[-103.51657,25.16064],[-103.51361,25.16381],[-103.51058,25.16707],[-103.50751,25.17038],[-103.50423,25.17391],[-103.50167,25.17665],[-103.49912,25.1794],[-103.49602,25.18274],[-103.4935,25.18545],[-103.49085,25.1883],[-103.48713,25.19238],[-103.48391,25.19585],[-103.47896,25.20114],[-103.47649,25.20379],[-103.47175,25.20881],[-103.46955,25.21124],[-103.46716,25.2138],[-103.46295,25.21828],[-103.45929,25.22222],[-103.45792,25.22452],[-103.45604,25.22776],[-103.45128,25.23597],[-103.44786,25.24181],[-103.44556,25.24572],[-103.44466,25.24731],[-103.44173,25.25226],[-103.43862,25.25757],[-103.43684,25.26062],[-103.43493,25.26386],[-103.43393,25.2656],[-103.43092,25.27066],[-103.42793,25.27575],[-103.42645,25.27835],[-103.42463,25.28141],[-103.42269,25.28478],[-103.42136,25.28704],[-103.42031,25.28884],[-103.41754,25.29357],[-103.41586,25.29642],[-103.4149,25.29804],[-103.41208,25.30286],[-103.40931,25.30762],[-103.40704,25.31153],[-103.40501,25.31498],[-103.40125,25.32137],[-103.40062,25.32241],[-103.39992,25.32354],[-103.39581,25.33069],[-103.39445,25.33303],[-103.3935,25.33577],[-103.39056,25.34406],[-103.38982,25.34629],[-103.38805,25.35151],[-103.38696,25.35468],[-103.38634,25.35653],[-103.38364,25.36341],[-103.38304,25.36606],[-103.38178,25.36974],[-103.37986,25.37534],[-103.37918,25.37733],[-103.37773,25.38151],[-103.37631,25.38569],[-103.37564,25.3876],[-103.37302,25.38976],[-103.36928,25.39285],[-103.36546,25.39479],[-103.36237,25.39695],[-103.35945,25.39902],[-103.35468,25.40236],[-103.34822,25.40694],[-103.34195,25.41134],[-103.33954,25.41302],[-103.33262,25.41794],[-103.33053,25.42115],[-103.32871,25.42396],[-103.32592,25.42823],[-103.32333,25.43227],[-103.32098,25.43583],[-103.31864,25.43946],[-103.31627,25.44308],[-103.31409,25.44648],[-103.31256,25.44883],[-103.31099,25.45031],[-103.30925,25.45196],[-103.30776,25.45337],[-103.30755,25.4539]]}}
Línea 400.0 kV | LineString | 400.0 kV | 1 |  |  | CFE |  |  |  |  | OpenStreetMap | {"type":"Feature","properties":{},"geometry":{"type":"LineString","coordinates":[[-100.13771,20.59725],[-100.13507,20.59833],[-100.1325,20.59953],[-100.13004,20.60084]]}}
Línea 400.0 kV | LineString | 400.0 kV | 1 |  |  | CFE |  |  |  |  | OpenStreetMap | {"type":"Feature","properties":{},"geometry":{"type":"LineString","coordinates":[[-100.13771,20.59725],[-100.1352,20.59857],[-100.13262,20.59976],[-100.13004,20.60084]]}}
Línea 400.0 kV | LineString | 400.0 kV | 2 |  |  | CFE |  |  |  |  | OpenStreetMap | {"type":"Feature","properties":{},"geometry":{"type":"LineString","coordinates":[[-100.27972,20.46932],[-100.27994,20.47207],[-100.279,20.47558],[-100.27882,20.48086],[-100.27864,20.48618],[-100.27836,20.49462],[-100.27816,20.50023],[-100.27541,20.50345],[-100.27305,20.50618],[-100.26962,20.51019],[-100.26644,20.51389],[-100.2635,20.51729],[-100.25985,20.52154],[-100.25686,20.525],[-100.25493,20.52725],[-100.25181,20.52921],[-100.2482,20.53145],[-100.24268,20.53496],[-100.23981,20.53677],[-100.23651,20.53886],[-100.23267,20.5413],[-100.22843,20.54397],[-100.22415,20.54667],[-100.22033,20.54909],[-100.21706,20.55115],[-100.2139,20.55316],[-100.20974,20.55578],[-100.20576,20.5583],[-100.20172,20.56088],[-100.19739,20.5636],[-100.19351,20.56605],[-100.1907,20.56783],[-100.18813,20.56946],[-100.18471,20.57161],[-100.18217,20.57323],[-100.17798,20.57588],[-100.17426,20.57822],[-100.17022,20.58077],[-100.16647,20.58312],[-100.1635,20.58501],[-100.16087,20.58642],[-100.15807,20.58772],[-100.15467,20.58932],[-100.1518,20.59066],[-100.14881,20.59206],[-100.14558,20.59357],[-100.14166,20.5954],[-100.13771,20.59725]]}}
Línea 400.0 kV | LineString | 400.0 kV | 2 |  |  | CFE |  |  |  |  | OpenStreetMap | {"type":"Feature","properties":{},"geometry":{"type":"LineString","coordinates":[[-100.13004,20.60084],[-100.12718,20.60295],[-100.12437,20.60504],[-100.12131,20.6073],[-100.1184,20.60946],[-100.11536,20.61169],[-100.11274,20.61362],[-100.10999,20.61566],[-100.1073,20.61765],[-100.10432,20.61985],[-100.10202,20.62155],[-100.09907,20.62374],[-100.09601,20.62601],[-100.09301,20.62823],[-100.08996,20.63048],[-100.08689,20.63273],[-100.08361,20.63517],[-100.08074,20.6373],[-100.07671,20.64028],[-100.07353,20.64262],[-100.07216,20.6436],[-100.0676,20.64684],[-100.06394,20.64944],[-100.05972,20.65244],[-100.05586,20.65518],[-100.052,20.65792],[-100.0481,20.66069],[-100.04403,20.66358],[-100.03999,20.66645],[-100.03617,20.66917],[-100.03266,20.67166],[-100.02842,20.67394],[-100.0239,20.67636],[-100.01947,20.67875],[-100.01559,20.68084],[-100.01216,20.6797],[-100.00834,20.6808],[-100.00409,20.682],[-100.00007,20.68317],[-99.99673,20.68411],[-99.99263,20.68526],[-99.98873,20.68905],[-99.98693,20.6931],[-99.98513,20.69717],[-99.98101,20.69938],[-99.97744,20.70129],[-99.974,20.70312],[-99.96936,20.70562],[-99.96484,20.70804],[-99.96044,20.71037],[-99.95602,20.71277],[-99.95183,20.71501],[-99.94752,20.71731],[-99.94369,20.71935],[-99.94012,20.72127],[-99.93647,20.72322],[-99.93192,20.72568],[-99.92776,20.72789],[-99.92388,20.72997],[-99.92037,20.73185],[-99.91691,20.7337],[-99.91337,20.73601],[-99.90939,20.7386],[-99.90517,20.74136],[-99.9009,20.74415],[-99.89703,20.74669],[-99.89381,20.74881],[-99.88838,20.75233],[-99.88476,20.75474],[-99.881,20.75718],[-99.87654,20.7601],[-99.87344,20.76206],[-99.86629,20.76678],[-99.86026,20.77071],[-99.85854,20.77188],[-99.85524,20.77403],[-99.84951,20.77777],[-99.84765,20.77899],[-99.84415,20.78129],[-99.83811,20.78523],[-99.83552,20.78692],[-99.83215,20.7891],[-99.82999,20.79052],[-99.82639,20.79286],[-99.82049,20.7967],[-99.81622,20.79953],[-99.81116,20.80282],[-99.80761,20.80513],[-99.80288,20.80802],[-99.79873,20.81053],[-99.79552,20.81244],[-99.78903,20.81637],[-99.78655,20.81786],[-99.78163,20.82083],[-99.77378,20.82559],[-99.77179,20.8268],[-99.7686,20.82872],[-99.76568,20.83047],[-99.76006,20.83387],[-99.7563,20.83617],[-99.75158,20.83903],[-99.748,20.84118],[-99.74499,20.84302],[-99.73977,20.84614],[-99.73272,20.85042],[-99.73097,20.85147],[-99.72614,20.85443],[-99.72195,20.85694],[-99.71823,20.8592],[-99.71646,20.86323],[-99.71439,20.86792],[-99.71244,20.8724],[-99.7107,20.87635]]}}
Línea 400.0 kV | LineString | 400.0 kV | 2 |  |  | CFE |  |  |  |  | OpenStreetMap | {"type":"Feature","properties":{},"geometry":{"type":"LineString","coordinates":[[-99.7074,20.88388],[-99.70512,20.88467],[-99.70212,20.88572],[-99.69702,20.88746],[-99.68818,20.89052],[-99.68031,20.8932],[-99.67657,20.89448],[-99.67098,20.89642],[-99.66769,20.89756],[-99.66305,20.90239],[-99.65795,20.90772],[-99.65674,20.90901],[-99.65502,20.91117],[-99.65347,20.91314],[-99.64547,20.92192],[-99.64223,20.92555],[-99.63636,20.93028],[-99.63497,20.93033],[-99.6314,20.9306],[-99.62521,20.931],[-99.62007,20.93141],[-99.61772,20.93151],[-99.61243,20.9318],[-99.60879,20.93208],[-99.59846,20.9328],[-99.59443,20.93308],[-99.58869,20.93338],[-99.58611,20.93478],[-99.57823,20.93907],[-99.56809,20.94451],[-99.55921,20.94931],[-99.55343,20.95091],[-99.54797,20.9553],[-99.54511,20.95781],[-99.5422,20.95782],[-99.53864,20.9586],[-99.53273,20.96002],[-99.52229,20.95964],[-99.51718,20.95942],[-99.51512,20.95935],[-99.51184,20.95924],[-99.511,20.95979],[-99.50505,20.96353],[-99.49621,20.96908],[-99.49113,20.9723],[-99.48454,20.97644],[-99.48138,20.97838],[-99.47751,20.98078],[-99.47432,20.98283],[-99.46408,20.98923],[-99.4619,20.99064],[-99.45691,20.99378],[-99.45372,20.99577],[-99.45087,20.99634],[-99.44585,20.99723],[-99.43706,20.99891],[-99.42738,21.00076],[-99.41703,21.00265],[-99.41204,21.00358],[-99.41032,21.00391],[-99.40293,21.00531],[-99.39573,21.00535],[-99.38142,21.00317],[-99.3752,21.0022],[-99.37183,21.00141],[-99.36815,21.00049],[-99.36726,21.00027],[-99.36095,20.9997],[-99.35524,20.99923],[-99.35188,20.99894],[-99.34805,20.99863],[-99.33979,20.99794],[-99.33646,20.99766],[-99.33046,20.99716],[-99.3227,20.99646],[-99.31827,20.99608],[-99.31518,20.99587],[-99.3105,20.99544],[-99.30471,20.99494],[-99.30118,20.99463],[-99.29997,20.99455],[-99.29806,20.99522],[-99.2946,20.99652],[-99.2846,21.00029],[-99.27715,21.00302],[-99.2689,21.00608],[-99.26448,21.00763],[-99.25952,21.00949],[-99.25763,21.01019],[-99.25107,21.01257],[-99.24811,21.01367],[-99.24028,21.01655],[-99.23831,21.01733],[-99.23306,21.01927],[-99.22534,21.02211],[-99.22219,21.02328],[-99.2155,21.02574],[-99.21242,21.02689],[-99.20325,21.03026],[-99.2007,21.0312],[-99.19265,21.03416],[-99.18991,21.03516],[-99.18861,21.03649],[-99.18309,21.04231],[-99.1771,21.04859],[-99.17479,21.051],[-99.17174,21.05418],[-99.16816,21.05794],[-99.16338,21.06293],[-99.16117,21.06524],[-99.15849,21.06807],[-99.15442,21.0723],[-99.15033,21.07657],[-99.14322,21.08401],[-99.14022,21.08716],[-99.13496,21.09269],[-99.13379,21.09394],[-99.1317,21.09611],[-99.1275,21.10051],[-99.12316,21.10504],[-99.12127,21.10546],[-99.11384,21.10712],[-99.10746,21.10864],[-99.10338,21.10956],[-99.09706,21.11107],[-99.09186,21.11226],[-99.08219,21.11448],[-99.07406,21.11634],[-99.06748,21.11776],[-99.0643,21.11851],[-99.05996,21.11951],[-99.05683,21.12022],[-99.05351,21.12082],[-99.05152,21.12143],[-99.0453,21.12177],[-99.02756,21.11616],[-99.01622,21.12316],[-99.01039,21.12675],[-99.00782,21.12796],[-99.00507,21.12918],[-99.00266,21.1303],[-98.99239,21.13498],[-98.98839,21.13689]]}}
Línea 400.0 kV | LineString | 400.0 kV |  |  |  | CFE |  |  |  |  | OpenStreetMap | {"type":"Feature","properties":{},"geometry":{"type":"LineString","coordinates":[[-98.75581,21.30846],[-98.75613,21.30866]]}}
Línea 400.0 kV | LineString | 400.0 kV | 1 |  |  | CFE |  |  |  |  | OpenStreetMap | {"type":"Feature","properties":{},"geometry":{"type":"LineString","coordinates":[[-98.98839,21.13689],[-98.98729,21.13878],[-98.98597,21.14077],[-98.98485,21.14232]]}}
Línea 400.0 kV | LineString | 400.0 kV | 1 |  |  | CFE |  |  |  |  | OpenStreetMap | {"type":"Feature","properties":{},"geometry":{"type":"LineString","coordinates":[[-98.98839,21.13689],[-98.98705,21.13863],[-98.98575,21.14064],[-98.98485,21.14232]]}}
Línea 400.0 kV | LineString | 400.0 kV | 1 |  |  | CFE |  |  |  |  | OpenStreetMap | {"type":"Feature","properties":{},"geometry":{"type":"LineString","coordinates":[[-99.7107,20.87635],[-99.70974,20.87819],[-99.70838,20.88132],[-99.7074,20.88388]]}}
Línea 400.0 kV | LineString | 400.0 kV | 1 |  |  | CFE |  |  |  |  | OpenStreetMap | {"type":"Feature","properties":{},"geometry":{"type":"LineString","coordinates":[[-99.7107,20.87635],[-99.71001,20.87829],[-99.70863,20.88143],[-99.7074,20.88388]]}}
Línea 400.0 kV | LineString | 400.0 kV | 2 |  |  | CFE |  |  |  |  | OpenStreetMap | {"type":"Feature","properties":{},"geometry":{"type":"LineString","coordinates":[[-98.75449,21.3095],[-98.75525,21.30932],[-98.75581,21.30846]]}}
Línea 400.0 kV | LineString | 400.0 kV |  |  |  | CFE |  |  |  |  | OpenStreetMap | {"type":"Feature","properties":{},"geometry":{"type":"LineString","coordinates":[[-98.75581,21.30846],[-98.75612,21.30841],[-98.75659,21.30868],[-98.75731,21.30911],[-98.7582,21.30964]]}}
Línea 400.0 kV | LineString | 400.0 kV | 2 |  |  | CFE |  |  |  |  | OpenStreetMap | {"type":"Feature","properties":{},"geometry":{"type":"LineString","coordinates":[[-98.98485,21.14232],[-98.98236,21.14607],[-98.97805,21.1528],[-98.97583,21.15624],[-98.97473,21.15785],[-98.97137,21.16302],[-98.96999,21.16525],[-98.96696,21.16957],[-98.96505,21.17283],[-98.95761,21.18441],[-98.95281,21.19175],[-98.94729,21.2004],[-98.9405,21.20698],[-98.93867,21.20861],[-98.93561,21.21147],[-98.93412,21.21296],[-98.93011,21.21678],[-98.92677,21.21996],[-98.91989,21.22681],[-98.91468,21.23185],[-98.90599,21.23592],[-98.89391,21.24162],[-98.88473,21.24596],[-98.87326,21.25139],[-98.87064,21.25263],[-98.86556,21.25503],[-98.86325,21.25612],[-98.85616,21.2595],[-98.85255,21.26121],[-98.84939,21.26273],[-98.8457,21.26403],[-98.84198,21.26536],[-98.83475,21.26788],[-98.83267,21.26861],[-98.82353,21.27184],[-98.82082,21.2728],[-98.8185,21.27362],[-98.81512,21.27481],[-98.80805,21.27731],[-98.80474,21.28165],[-98.80359,21.28325],[-98.79926,21.28895],[-98.79599,21.29329],[-98.79273,21.2977],[-98.7876,21.30431],[-98.78494,21.30771],[-98.78147,21.31229],[-98.77881,21.3157],[-98.7754,21.32019],[-98.7729,21.32336],[-98.76801,21.32423],[-98.76038,21.32557],[-98.75604,21.32632],[-98.75386,21.32402],[-98.7516,21.32173],[-98.74906,21.31909],[-98.74876,21.3166],[-98.74969,21.31444],[-98.751,21.31139],[-98.75111,21.31115]]}}
Línea 400.0 kV | LineString | 400.0 kV |  |  |  | CFE |  |  |  |  | OpenStreetMap | {"type":"Feature","properties":{},"geometry":{"type":"LineString","coordinates":[[-98.75953,21.55842],[-98.75966,21.56301],[-98.75979,21.56675],[-98.75994,21.5717],[-98.75998,21.5727],[-98.76011,21.5769],[-98.76025,21.5813],[-98.75915,21.58425],[-98.75787,21.58765],[-98.75626,21.59193],[-98.75476,21.59587],[-98.75337,21.59958],[-98.75149,21.60456],[-98.74983,21.60896],[-98.74843,21.61266],[-98.74734,21.61554],[-98.74525,21.62114],[-98.74396,21.62452],[-98.74218,21.62921],[-98.74122,21.63178],[-98.73983,21.6355],[-98.73803,21.64027],[-98.73643,21.64448],[-98.73498,21.64834],[-98.73336,21.65264],[-98.73228,21.65553],[-98.73013,21.6612],[-98.72846,21.66566],[-98.72683,21.66994],[-98.72509,21.67458],[-98.72354,21.67867],[-98.72189,21.68306],[-98.72037,21.68708],[-98.71876,21.69136],[-98.71713,21.69566],[-98.71549,21.7],[-98.71374,21.70464],[-98.712,21.70927],[-98.71049,21.71326],[-98.70904,21.71711],[-98.70718,21.72204],[-98.70534,21.72689],[-98.70352,21.73169],[-98.70215,21.73529],[-98.70148,21.73727],[-98.7002,21.7409],[-98.69888,21.74464],[-98.69769,21.74805],[-98.69638,21.75173],[-98.695,21.75563],[-98.6937,21.75934],[-98.69202,21.76407],[-98.69082,21.76751],[-98.68914,21.76919],[-98.68676,21.7716],[-98.68401,21.77436],[-98.68121,21.77718],[-98.67838,21.78004],[-98.67567,21.78276],[-98.67286,21.7856],[-98.66978,21.78871],[-98.66738,21.79112],[-98.66388,21.79465],[-98.66003,21.79852],[-98.65688,21.80169],[-98.65474,21.80384],[-98.65242,21.8062],[-98.64972,21.80893],[-98.64683,21.81184],[-98.64405,21.81464],[-98.6414,21.81729],[-98.63854,21.82018],[-98.63583,21.82292],[-98.63304,21.82573],[-98.63007,21.82873],[-98.62709,21.83172],[-98.62422,21.8346],[-98.62147,21.83737],[-98.61872,21.84015],[-98.61806,21.84393],[-98.61723,21.84866],[-98.61637,21.85353],[-98.61552,21.85849],[-98.6146,21.86367],[-98.61375,21.86847],[-98.61289,21.87345],[-98.612,21.87849],[-98.6111,21.88362],[-98.61025,21.88846],[-98.60945,21.893],[-98.60857,21.89806],[-98.60768,21.90302],[-98.60683,21.90791],[-98.60597,21.9128],[-98.60512,21.91766],[-98.6043,21.92223],[-98.60345,21.9272],[-98.60253,21.93237],[-98.60161,21.93765],[-98.60098,21.94113],[-98.60254,21.94475],[-98.60458,21.94951],[-98.60642,21.95376],[-98.60839,21.95837],[-98.61033,21.96303],[-98.61234,21.96771],[-98.61436,21.97239],[-98.61603,21.97627],[-98.61634,21.98065],[-98.61672,21.98549],[-98.61709,21.99048],[-98.61745,21.99553],[-98.61782,22.00059],[-98.6182,22.0056],[-98.61856,22.01069],[-98.61893,22.01559],[-98.6192,22.01945]]}}
Línea 400.0 kV | LineString | 400.0 kV |  |  |  | CFE |  |  |  |  | OpenStreetMap | {"type":"Feature","properties":{},"geometry":{"type":"LineString","coordinates":[[-98.75926,21.55028],[-98.75948,21.55299],[-98.75959,21.55598],[-98.75953,21.55842]]}}
Línea 400.0 kV | LineString | 400.0 kV |  |  |  | CFE |  |  |  |  | OpenStreetMap | {"type":"Feature","properties":{},"geometry":{"type":"LineString","coordinates":[[-98.75926,21.55028],[-98.7592,21.553],[-98.75931,21.55597],[-98.75953,21.55842]]}}
Línea 400.0 kV | LineString | 400.0 kV | 2 |  |  | CFE |  |  |  |  | OpenStreetMap | {"type":"Feature","properties":{},"geometry":{"type":"LineString","coordinates":[[-98.75062,21.31097],[-98.7505,21.3112],[-98.74916,21.31432],[-98.74801,21.31695],[-98.74833,21.31941],[-98.75039,21.32153],[-98.75301,21.32422],[-98.7559,21.32723],[-98.75904,21.33042],[-98.76244,21.33394],[-98.76482,21.33797],[-98.76767,21.34273],[-98.77027,21.34711],[-98.77273,21.35122],[-98.77566,21.356],[-98.77544,21.35973],[-98.77524,21.36399],[-98.775,21.36813],[-98.77484,21.37086],[-98.77467,21.37428],[-98.77445,21.37914],[-98.7742,21.38357],[-98.77397,21.38828],[-98.77375,21.39258],[-98.77354,21.39639],[-98.77335,21.40052],[-98.77324,21.40294],[-98.77188,21.40671],[-98.77027,21.41118],[-98.76852,21.41603],[-98.76688,21.42071],[-98.76533,21.42504],[-98.76369,21.4296],[-98.76211,21.434],[-98.76054,21.43837],[-98.75891,21.4429],[-98.75944,21.44674],[-98.75993,21.45041],[-98.75803,21.45392],[-98.75627,21.45716],[-98.75638,21.46105],[-98.75655,21.46632],[-98.75672,21.47144],[-98.7569,21.47691],[-98.75707,21.48193],[-98.75722,21.48705],[-98.75739,21.49176],[-98.75751,21.49575],[-98.75765,21.50017],[-98.75782,21.50529],[-98.75798,21.51053],[-98.75813,21.51535],[-98.7583,21.5203],[-98.75844,21.5249],[-98.75859,21.52948],[-98.75873,21.53411],[-98.75884,21.53708],[-98.75901,21.54234],[-98.75914,21.54656],[-98.75926,21.55028]]}}
Línea 400.0 kV | LineString | 400.0 kV |  |  |  | CFE |  |  |  |  | OpenStreetMap | {"type":"Feature","properties":{},"geometry":{"type":"LineString","coordinates":[[-98.6198,22.02754],[-98.62007,22.03101],[-98.62044,22.03613],[-98.62082,22.04131],[-98.6212,22.04645],[-98.62156,22.05138],[-98.62195,22.05655],[-98.62224,22.06087],[-98.62257,22.06514],[-98.62286,22.06934],[-98.62322,22.07396],[-98.62352,22.078],[-98.62379,22.08177],[-98.62417,22.08692],[-98.62453,22.09181],[-98.62489,22.09669],[-98.62525,22.10157],[-98.62177,22.10437],[-98.61698,22.10512],[-98.61387,22.1084],[-98.61119,22.11122],[-98.60858,22.11396],[-98.60569,22.11699],[-98.60333,22.11947],[-98.60058,22.12236],[-98.59707,22.12604],[-98.59483,22.12839],[-98.59241,22.13094],[-98.5889,22.13463],[-98.58526,22.13845],[-98.58243,22.14143],[-98.58038,22.14358],[-98.57853,22.14643],[-98.57625,22.14998],[-98.57368,22.15397],[-98.57133,22.15761],[-98.56877,22.16156],[-98.56639,22.16525],[-98.56407,22.16886],[-98.56133,22.1731],[-98.55873,22.17716],[-98.55624,22.181],[-98.55346,22.18529],[-98.55072,22.18956],[-98.54819,22.19349],[-98.54546,22.19772],[-98.54264,22.20209],[-98.54244,22.2057],[-98.54228,22.20879],[-98.5421,22.21183],[-98.53935,22.21342],[-98.53599,22.21537],[-98.5329,22.21717],[-98.53128,22.21969],[-98.52913,22.223],[-98.52677,22.22667],[-98.52449,22.23018],[-98.52198,22.23407],[-98.51958,22.23778],[-98.51738,22.2412],[-98.51484,22.24515],[-98.51279,22.24832],[-98.51078,22.25143],[-98.5084,22.2551],[-98.50566,22.25935],[-98.50284,22.26371],[-98.50056,22.26727],[-98.49835,22.27067],[-98.49598,22.27434],[-98.49422,22.27818],[-98.49224,22.28248],[-98.49028,22.28676],[-98.48816,22.29138],[-98.48603,22.29606],[-98.48421,22.29999],[-98.48253,22.30368],[-98.4807,22.30765],[-98.47872,22.31197],[-98.477,22.31571],[-98.47496,22.32015],[-98.47287,22.32469],[-98.47082,22.32915],[-98.46885,22.33344],[-98.46702,22.33745],[-98.46526,22.34127],[-98.46323,22.34568],[-98.46123,22.35001],[-98.45947,22.35388],[-98.45769,22.3577],[-98.45575,22.36193],[-98.45371,22.36641],[-98.45193,22.37029],[-98.44994,22.3746],[-98.44808,22.37865],[-98.44638,22.38236],[-98.44455,22.38633],[-98.4428,22.39015],[-98.44088,22.39432],[-98.43902,22.39838],[-98.43721,22.40233],[-98.43535,22.40639],[-98.43349,22.41041],[-98.43154,22.4146],[-98.42983,22.41836],[-98.42852,22.42121],[-98.42749,22.42549],[-98.4263,22.43053],[-98.42518,22.43523],[-98.42414,22.43953],[-98.42299,22.44443]]}}
Línea 400.0 kV | LineString | 400.0 kV |  |  |  | CFE |  |  |  |  | OpenStreetMap | {"type":"Feature","properties":{},"geometry":{"type":"LineString","coordinates":[[-98.42299,22.44443],[-98.42221,22.44704],[-98.42159,22.44968],[-98.4211,22.45235]]}}
Línea 400.0 kV | LineString | 400.0 kV |  |  |  | CFE |  |  |  |  | OpenStreetMap | {"type":"Feature","properties":{},"geometry":{"type":"LineString","coordinates":[[-98.6192,22.01945],[-98.61927,22.02215],[-98.61946,22.02486],[-98.6198,22.02754]]}}
Línea 400.0 kV | LineString | 400.0 kV |  |  |  | CFE |  |  |  |  | OpenStreetMap | {"type":"Feature","properties":{},"geometry":{"type":"LineString","coordinates":[[-98.42299,22.44443],[-98.42248,22.44708],[-98.42186,22.44972],[-98.4211,22.45235]]}}
Línea 400.0 kV | LineString | 400.0 kV |  |  |  | CFE |  |  |  |  | OpenStreetMap | {"type":"Feature","properties":{},"geometry":{"type":"LineString","coordinates":[[-98.6192,22.01945],[-98.61955,22.02213],[-98.61973,22.02484],[-98.6198,22.02754]]}}
Línea 400.0 kV | LineString | 400.0 kV |  |  |  | CFE |  |  |  |  | OpenStreetMap | {"type":"Feature","properties":{},"geometry":{"type":"LineString","coordinates":[[-98.18185,22.60788],[-98.18136,22.60807],[-98.17958,22.60835],[-98.17712,22.60563],[-98.17372,22.60183],[-98.17041,22.59815],[-98.16741,22.5948],[-98.16423,22.59124],[-98.16116,22.58782],[-98.15795,22.58425],[-98.15482,22.58077],[-98.1522,22.57782],[-98.14963,22.57496],[-98.14726,22.57232],[-98.14458,22.56931],[-98.14157,22.56597],[-98.13869,22.56276],[-98.13569,22.5594],[-98.13262,22.55594],[-98.12977,22.55274],[-98.1277,22.55048],[-98.12485,22.5473],[-98.12185,22.54394],[-98.11894,22.54069],[-98.1149,22.53703],[-98.11104,22.53351],[-98.10713,22.52998],[-98.10283,22.52609],[-98.09947,22.52301],[-98.09553,22.51945],[-98.09148,22.51577],[-98.08765,22.51232],[-98.08329,22.50835],[-98.07934,22.50479],[-98.0758,22.50158],[-98.07231,22.4984],[-98.0691,22.49543],[-98.06537,22.49209],[-98.06247,22.48945],[-98.0591,22.48643],[-98.05515,22.48281],[-98.05148,22.4795],[-98.04778,22.47612],[-98.04422,22.4729],[-98.04041,22.46945],[-98.03689,22.46622],[-98.0336,22.46327],[-98.03044,22.46039],[-98.0269,22.45716],[-98.02293,22.45355],[-98.01941,22.45039],[-98.01477,22.44743],[-98.01041,22.44465],[-98.00742,22.44278],[-98.00687,22.43849],[-98.00723,22.43751]]}}
Línea 400.0 kV | LineString | 400.0 kV |  |  |  | cfe |  |  |  |  | OpenStreetMap | {"type":"Feature","properties":{},"geometry":{"type":"LineString","coordinates":[[-98.4211,22.45235],[-98.42017,22.45625],[-98.41948,22.45816],[-98.41856,22.46071],[-98.41734,22.46408],[-98.41605,22.46763],[-98.41476,22.47121],[-98.41315,22.47563],[-98.41149,22.48024],[-98.40992,22.4846],[-98.40839,22.48878],[-98.40566,22.49103],[-98.40281,22.49264],[-98.39912,22.4947],[-98.39563,22.49666],[-98.39209,22.49864],[-98.38859,22.50059],[-98.38511,22.50255],[-98.38132,22.50467],[-98.37784,22.50662],[-98.3745,22.50849],[-98.37096,22.51048],[-98.36796,22.51216],[-98.36521,22.5128],[-98.36155,22.51366],[-98.3576,22.51458],[-98.35373,22.51549],[-98.35009,22.51634],[-98.34655,22.51716],[-98.34227,22.51817],[-98.33887,22.51897],[-98.33651,22.52108],[-98.33445,22.5229],[-98.33135,22.52568],[-98.32878,22.52798],[-98.32617,22.53031],[-98.32301,22.53314],[-98.31991,22.53593],[-98.31673,22.53877],[-98.3141,22.54111],[-98.3108,22.54283],[-98.3069,22.54487],[-98.30301,22.54691],[-98.30026,22.54834],[-98.29656,22.55028],[-98.29279,22.55224],[-98.28903,22.55422],[-98.28523,22.55618],[-98.28148,22.55814],[-98.27774,22.56009],[-98.27403,22.56203],[-98.27021,22.56401],[-98.26687,22.56581],[-98.26369,22.56743],[-98.25974,22.56951],[-98.25673,22.57109],[-98.25333,22.57285],[-98.24986,22.57462],[-98.24666,22.57633],[-98.24285,22.5783],[-98.23949,22.58006],[-98.23581,22.58176],[-98.232,22.58353],[-98.22808,22.58531],[-98.22416,22.58712],[-98.22033,22.5889],[-98.21645,22.59066],[-98.21251,22.59246],[-98.20867,22.5942],[-98.20493,22.59593],[-98.20109,22.59772],[-98.19798,22.59911],[-98.1946,22.60062],[-98.19182,22.60271],[-98.18931,22.60455],[-98.18684,22.60637],[-98.18446,22.6081],[-98.18384,22.60855]]}}
Línea 400.0 kV | LineString | 400.0 kV |  |  |  | CFE |  |  |  |  | OpenStreetMap | {"type":"Feature","properties":{},"geometry":{"type":"LineString","coordinates":[[-98.18169,22.60768],[-98.18136,22.60807],[-98.17976,22.60774],[-98.17874,22.60659],[-98.17542,22.60288],[-98.17202,22.59912],[-98.16889,22.5956],[-98.16702,22.5935],[-98.16515,22.59143],[-98.16208,22.588],[-98.1591,22.58469],[-98.15597,22.58118],[-98.15281,22.57766],[-98.14964,22.5741],[-98.14629,22.57039],[-98.14303,22.56678],[-98.14024,22.56363],[-98.1372,22.56023],[-98.13405,22.55672],[-98.13114,22.55347],[-98.1287,22.55072],[-98.1256,22.54727],[-98.12238,22.54368],[-98.11934,22.5403],[-98.117,22.53818],[-98.11457,22.53592],[-98.1117,22.53336],[-98.10855,22.53049],[-98.10547,22.52772],[-98.10192,22.52448],[-98.09803,22.52097],[-98.09441,22.51767],[-98.09128,22.51482],[-98.08823,22.51209],[-98.08406,22.5083],[-98.07997,22.50458],[-98.07668,22.50162],[-98.07296,22.49821],[-98.06911,22.49476],[-98.06544,22.4914],[-98.06265,22.48886],[-98.05937,22.4859],[-98.05533,22.48224],[-98.05168,22.47891],[-98.04788,22.47546],[-98.04436,22.47227],[-98.04058,22.46884],[-98.03687,22.46546],[-98.03337,22.46229],[-98.03026,22.45948],[-98.027,22.45651],[-98.02326,22.45311],[-98.01953,22.44976],[-98.01587,22.44745],[-98.01186,22.44493],[-98.008,22.44251],[-98.00741,22.43841],[-98.00753,22.43761]]}}
Línea 400.0 kV | LineString | 400.0 kV | 2 |  |  | CFE |  |  |  |  | OpenStreetMap | {"type":"Feature","properties":{},"geometry":{"type":"LineString","coordinates":[[-98.1821,22.60818],[-98.18174,22.60849],[-98.18001,22.61008],[-98.17713,22.61271],[-98.17357,22.61273],[-98.16843,22.61278],[-98.16292,22.61282],[-98.1572,22.61286],[-98.15173,22.61291],[-98.14624,22.61297],[-98.14124,22.613],[-98.13557,22.61303],[-98.13241,22.61305],[-98.12818,22.6131],[-98.12324,22.61314],[-98.11921,22.61317],[-98.11742,22.61208],[-98.11357,22.60975],[-98.10986,22.60753],[-98.10588,22.60512],[-98.10171,22.60262],[-98.0976,22.60016],[-98.0939,22.59791],[-98.09003,22.59557],[-98.08565,22.59293],[-98.08153,22.59045],[-98.07802,22.58833],[-98.0746,22.58627],[-98.07134,22.5843],[-98.06761,22.58205],[-98.06409,22.57992],[-98.06041,22.57771],[-98.05627,22.57523],[-98.05202,22.57265],[-98.04801,22.57022],[-98.04431,22.568],[-98.04029,22.56557],[-98.03609,22.56302],[-98.03219,22.56067],[-98.02957,22.55909],[-98.02701,22.55754],[-98.02279,22.55498],[-98.01888,22.55263],[-98.01527,22.55044],[-98.01116,22.54795],[-98.00728,22.5456],[-98.00291,22.54297],[-97.99896,22.54057],[-97.9947,22.53802],[-97.99195,22.53635],[-97.98942,22.53485],[-97.98559,22.53254],[-97.98287,22.53091],[-97.97929,22.52873],[-97.97474,22.52598],[-97.97016,22.5232],[-97.96575,22.52054],[-97.96166,22.51807],[-97.95761,22.51562],[-97.9536,22.51318],[-97.94987,22.51093],[-97.94547,22.50828],[-97.94125,22.50571],[-97.9381,22.50383],[-97.93538,22.50226],[-97.93243,22.50055],[-97.92958,22.49892],[-97.92571,22.49664],[-97.92163,22.49428],[-97.91631,22.49443],[-97.91111,22.49454],[-97.90641,22.49459],[-97.90603,22.49459]]}}
Línea 400.0 kV | LineString | 400.0 kV | 2 |  |  | CFE |  |  |  |  | OpenStreetMap | {"type":"Feature","properties":{},"geometry":{"type":"LineString","coordinates":[[-98.18262,22.6088],[-98.1823,22.60913],[-98.18056,22.61085],[-98.1779,22.6135],[-98.1744,22.61352],[-98.17074,22.61354],[-98.16706,22.61358],[-98.16368,22.6136],[-98.16023,22.61363],[-98.15588,22.61366],[-98.15153,22.61369],[-98.14772,22.61372],[-98.14485,22.61376],[-98.14066,22.61377],[-98.13621,22.61382],[-98.13395,22.61383],[-98.1307,22.61385],[-98.12589,22.61389],[-98.12201,22.61392],[-98.11894,22.61394],[-98.11647,22.61245],[-98.11304,22.6104],[-98.10989,22.60848],[-98.10601,22.60613],[-98.10341,22.60458],[-98.09998,22.60251],[-98.09634,22.60032],[-98.09268,22.59808],[-98.08889,22.59579],[-98.0851,22.59348],[-98.08182,22.59154],[-98.07839,22.58947],[-98.07492,22.58735],[-98.07145,22.58528],[-98.068,22.58318],[-98.06451,22.58108],[-98.06125,22.5791],[-98.0576,22.57691],[-98.05412,22.57479],[-98.05054,22.57265],[-98.04695,22.57049],[-98.04342,22.56837],[-98.03988,22.56622],[-98.03661,22.56425],[-98.03353,22.56238],[-98.03009,22.5603],[-98.02661,22.55822],[-98.02291,22.55596],[-98.01942,22.55386],[-98.01567,22.5516],[-98.01204,22.54939],[-98.00836,22.54718],[-98.00456,22.54487],[-98.00104,22.54274],[-97.99743,22.54057],[-97.99374,22.53833],[-97.99015,22.53619],[-97.9865,22.53399],[-97.98278,22.53174],[-97.97917,22.52958],[-97.97529,22.52721],[-97.97193,22.52518],[-97.96829,22.523],[-97.9646,22.52076],[-97.96107,22.51862],[-97.958,22.51678],[-97.95503,22.51498],[-97.9519,22.51308],[-97.94848,22.511],[-97.94521,22.50904],[-97.94127,22.50665],[-97.93806,22.50473],[-97.93497,22.50292],[-97.93199,22.50121],[-97.92895,22.49945],[-97.92518,22.49725],[-97.9219,22.49536],[-97.9179,22.49537],[-97.91478,22.49537],[-97.91113,22.49538],[-97.90641,22.49539],[-97.90604,22.49539]]}}
Línea 400.0 kV | LineString | 400.0 kV | 1 |  |  | CFE |  |  |  |  | OpenStreetMap | {"type":"Feature","properties":{},"geometry":{"type":"LineString","coordinates":[[-98.00899,22.22743],[-98.00614,22.22445],[-98.00564,22.22426]]}}
Línea 400.0 kV | LineString | 400.0 kV | 2 |  |  | CFE |  |  |  |  | OpenStreetMap | {"type":"Feature","properties":{},"geometry":{"type":"LineString","coordinates":[[-98.0122,22.23051],[-98.01059,22.22896],[-98.00899,22.22743]]}}
Línea 400.0 kV | LineString | 400.0 kV | 1 |  |  | CFE |  |  |  |  | OpenStreetMap | {"type":"Feature","properties":{},"geometry":{"type":"LineString","coordinates":[[-98.00474,22.22473],[-98.00552,22.22502],[-98.00703,22.22659],[-98.00719,22.22721],[-98.00795,22.23019],[-98.00871,22.23306],[-98.00991,22.23736],[-98.01103,22.24129],[-98.0121,22.24514],[-98.01319,22.24899],[-98.01431,22.25288],[-98.0154,22.25677],[-98.01647,22.26068],[-98.01756,22.26448],[-98.01868,22.2684],[-98.01973,22.2722],[-98.02079,22.27596],[-98.02187,22.27975],[-98.02299,22.2837],[-98.02406,22.28753],[-98.02513,22.29131],[-98.02622,22.29521],[-98.02737,22.29937],[-98.02864,22.3038],[-98.02988,22.30824],[-98.03111,22.3127],[-98.03233,22.31689],[-98.03112,22.32007],[-98.03018,22.32263],[-98.0284,22.3274],[-98.0266,22.33223],[-98.02485,22.33686],[-98.02306,22.34162],[-98.02132,22.34633],[-98.01975,22.35049],[-98.01835,22.35418],[-98.01728,22.35866],[-98.01619,22.36328],[-98.01499,22.36814],[-98.01385,22.37284],[-98.01268,22.37757],[-98.01158,22.38208],[-98.01049,22.38664],[-98.00943,22.391],[-98.00846,22.39494],[-98.00892,22.39864],[-98.00937,22.40222],[-98.00981,22.40597],[-98.01023,22.40954],[-98.01069,22.41333],[-98.01113,22.41711],[-98.01161,22.42096],[-98.01208,22.425],[-98.01253,22.42877],[-98.01301,22.43274],[-98.01323,22.43587],[-98.01311,22.43714],[-98.01074,22.4391],[-98.00909,22.43928],[-98.00866,22.4389],[-98.00887,22.4387]]}}
Línea 400.0 kV | LineString | 400.0 kV |  |  |  | CFE |  |  |  |  | OpenStreetMap | {"type":"Feature","properties":{},"geometry":{"type":"LineString","coordinates":[[-98.0122,22.23051],[-98.01256,22.23079],[-98.01294,22.23237],[-98.01384,22.23608],[-98.01468,22.23951],[-98.01556,22.24313],[-98.01638,22.24657],[-98.01723,22.25008],[-98.0181,22.25371],[-98.01899,22.2573],[-98.01981,22.26084],[-98.02065,22.2642],[-98.02151,22.26779],[-98.02244,22.27167],[-98.02335,22.27536],[-98.02411,22.27845],[-98.02495,22.28197],[-98.0258,22.28551],[-98.02663,22.28894],[-98.02747,22.29248],[-98.02833,22.29598],[-98.02918,22.29951],[-98.02999,22.30286],[-98.03084,22.30637],[-98.03169,22.3099],[-98.03257,22.31353],[-98.03348,22.31723],[-98.03267,22.32028],[-98.03211,22.32249],[-98.03122,22.32589],[-98.0302,22.32978],[-98.02962,22.33206],[-98.02856,22.33617],[-98.02765,22.33966],[-98.02674,22.34318],[-98.02583,22.34671],[-98.02491,22.35023],[-98.02401,22.35373],[-98.0221,22.36104],[-98.02128,22.36427],[-98.02036,22.36778],[-98.01945,22.37129],[-98.01854,22.37481],[-98.01762,22.37832],[-98.01672,22.38179],[-98.0158,22.38533],[-98.01489,22.38883],[-98.01398,22.39234],[-98.01306,22.39586],[-98.01226,22.39901],[-98.0125,22.40145],[-98.01294,22.40572],[-98.01325,22.4088],[-98.01361,22.41232],[-98.01396,22.41573],[-98.01435,22.41943],[-98.0147,22.42294],[-98.01508,22.42651],[-98.01461,22.42985],[-98.01408,22.4338],[-98.01371,22.43639],[-98.01357,22.43738],[-98.01071,22.4399],[-98.00871,22.43957],[-98.00866,22.4389],[-98.00861,22.43862]]}}
Línea 400.0 kV | LineString | 400.0 kV | 1 |  |  | CFE |  |  |  |  | OpenStreetMap | {"type":"Feature","properties":{},"geometry":{"type":"LineString","coordinates":[[-98.84277,22.04791],[-98.84371,22.04778]]}}
Línea 400.0 kV | LineString | 400.0 kV | 1 |  |  | CFE |  |  |  |  | OpenStreetMap | {"type":"Feature","properties":{},"geometry":{"type":"LineString","coordinates":[[-98.84277,22.04791],[-98.84323,22.04713]]}}
Línea 400.0 kV | LineString | 400.0 kV | 2 |  |  | cfe |  |  |  |  | OpenStreetMap | {"type":"Feature","properties":{},"geometry":{"type":"LineString","coordinates":[[-98.84277,22.04791],[-98.84113,22.04895],[-98.83808,22.05088],[-98.83498,22.05283],[-98.83399,22.05593],[-98.83294,22.05919],[-98.83185,22.06254],[-98.83058,22.06646],[-98.82941,22.07011],[-98.82824,22.07373],[-98.82692,22.07788],[-98.82625,22.07988],[-98.8228,22.08177],[-98.81934,22.08366],[-98.81582,22.08558],[-98.81226,22.08752],[-98.80927,22.08915],[-98.80616,22.09085],[-98.80217,22.09303],[-98.79881,22.09487],[-98.79536,22.09675],[-98.79142,22.0989],[-98.78788,22.10084],[-98.78413,22.10288],[-98.78028,22.10499],[-98.77652,22.10704],[-98.77276,22.10909],[-98.76904,22.11112],[-98.76531,22.11316],[-98.76155,22.1152],[-98.75771,22.11731],[-98.75405,22.1193],[-98.7503,22.12134],[-98.74656,22.12338],[-98.74277,22.12545],[-98.7392,22.12741],[-98.73573,22.1293],[-98.73195,22.13136],[-98.72823,22.13339],[-98.72455,22.13538],[-98.72074,22.13746],[-98.71725,22.13938],[-98.7138,22.14126],[-98.70994,22.14333],[-98.70657,22.14519],[-98.70325,22.14702],[-98.70003,22.14876],[-98.69652,22.15068],[-98.69315,22.15251],[-98.68984,22.15431],[-98.68616,22.15632],[-98.68306,22.15802],[-98.67978,22.15979],[-98.67602,22.16185],[-98.67226,22.16389],[-98.66852,22.16593],[-98.66479,22.16797],[-98.66102,22.17],[-98.65777,22.17178],[-98.65487,22.17337],[-98.65204,22.17489],[-98.65067,22.17772],[-98.64895,22.18128],[-98.64718,22.18496],[-98.64539,22.18864],[-98.64359,22.19235],[-98.64184,22.19596],[-98.64004,22.19965],[-98.63826,22.20334],[-98.63649,22.20702],[-98.63467,22.21075],[-98.6329,22.2144],[-98.63114,22.21804],[-98.62938,22.22168],[-98.62752,22.2255],[-98.62582,22.22901],[-98.62402,22.2327],[-98.62224,22.23638],[-98.62046,22.24007],[-98.6188,22.2435],[-98.61709,22.24701],[-98.6153,22.2507],[-98.61369,22.25405],[-98.61202,22.25747],[-98.61019,22.26001],[-98.60787,22.26323],[-98.60571,22.26623],[-98.60342,22.26941],[-98.60089,22.27292],[-98.59886,22.27573],[-98.5966,22.27805],[-98.59401,22.2807],[-98.59131,22.28346],[-98.58858,22.28627],[-98.58594,22.28897],[-98.58312,22.29186],[-98.58015,22.29489],[-98.5776,22.29751],[-98.57474,22.30043],[-98.57185,22.30339],[-98.56914,22.30616],[-98.56636,22.309],[-98.56358,22.31186],[-98.5607,22.31481],[-98.55783,22.31774],[-98.55484,22.32081],[-98.54909,22.3267],[-98.5464,22.32944],[-98.54366,22.33226],[-98.54072,22.33528],[-98.53777,22.33827],[-98.5353,22.3408],[-98.53179,22.34439],[-98.5275,22.34889],[-98.52479,22.35164],[-98.52238,22.35505],[-98.52,22.3583],[-98.51761,22.36166],[-98.51528,22.36497],[-98.51288,22.36834],[-98.51047,22.37174],[-98.50818,22.37497],[-98.50582,22.37829],[-98.50359,22.38141],[-98.50111,22.38492],[-98.49905,22.38782],[-98.49702,22.39069],[-98.49462,22.39406],[-98.49278,22.39664],[-98.49107,22.39906],[-98.48892,22.40208],[-98.48638,22.40567],[-98.48426,22.40865],[-98.48322,22.4111],[-98.48162,22.41482],[-98.48003,22.41852],[-98.47865,22.42177],[-98.47712,22.42532],[-98.47566,22.42876],[-98.47404,22.43254],[-98.4724,22.43636],[-98.47086,22.43996],[-98.46939,22.4434],[-98.4681,22.4464],[-98.46676,22.44953],[-98.46528,22.45298],[-98.46389,22.45623],[-98.4627,22.459],[-98.46062,22.46017],[-98.45766,22.46185],[-98.45324,22.46435],[-98.45077,22.46573],[-98.44709,22.46779],[-98.44437,22.46931],[-98.44102,22.4712],[-98.43763,22.47311],[-98.43443,22.47489],[-98.43068,22.477],[-98.42696,22.47907],[-98.42338,22.48109],[-98.42038,22.48278],[-98.41669,22.48484],[-98.41334,22.48673],[-98.40962,22.48881],[-98.40754,22.49053],[-98.40641,22.49508],[-98.40523,22.49978],[-98.40405,22.50455],[-98.40276,22.50969],[-98.40153,22.51459],[-98.40031,22.51954],[-98.39938,22.52323],[-98.39853,22.52661],[-98.39752,22.53066],[-98.39666,22.53413],[-98.39554,22.53864],[-98.39445,22.54297],[-98.39326,22.54779],[-98.39213,22.55224],[-98.39109,22.5565],[-98.38782,22.55725],[-98.38341,22.55828],[-98.37844,22.55943],[-98.37517,22.56018],[-98.37121,22.56109],[-98.36701,22.56205],[-98.36158,22.5633],[-98.35871,22.56395],[-98.3544,22.56495],[-98.34921,22.56614],[-98.34471,22.56718],[-98.34041,22.56816],[-98.33606,22.56916],[-98.33192,22.57012],[-98.32866,22.57087],[-98.32536,22.57163],[-98.32148,22.57253],[-98.31748,22.57344],[-98.31229,22.57463],[-98.30701,22.57584],[-98.30201,22.57699],[-98.29761,22.57801],[-98.29304,22.57906],[-98.28849,22.5801],[-98.28355,22.58125],[-98.27877,22.58235],[-98.27482,22.58324],[-98.27072,22.58418],[-98.26711,22.58505],[-98.26402,22.58574],[-98.25951,22.58678],[-98.25531,22.58775],[-98.25042,22.58887],[-98.24496,22.59012],[-98.2397,22.59132],[-98.22956,22.59367],[-98.22411,22.59491],[-98.21876,22.59613],[-98.2138,22.59727],[-98.20886,22.59841],[-98.20388,22.59955],[-98.19973,22.60053],[-98.19525,22.60153],[-98.19205,22.60387],[-98.18821,22.60664],[-98.18495,22.60904],[-98.18452,22.60937]]}}
Línea 400.0 kV | LineString | 400.0 kV | 1 |  |  | CFE |  |  |  |  | OpenStreetMap | {"type":"Feature","properties":{},"geometry":{"type":"LineString","coordinates":[[-98.00831,22.43786],[-98.0081,22.43851],[-98.00854,22.44173],[-98.01217,22.44401],[-98.01595,22.44641],[-98.01928,22.44847],[-98.0224,22.45045],[-98.02507,22.45212],[-98.02783,22.45388],[-98.03021,22.4565],[-98.03235,22.45885],[-98.03454,22.46118],[-98.03674,22.46368],[-98.03945,22.46665],[-98.0415,22.46892],[-98.04449,22.47167],[-98.04705,22.47392],[-98.04996,22.4766],[-98.05295,22.47931],[-98.05579,22.48191],[-98.05901,22.48482],[-98.06167,22.48722],[-98.06453,22.48982],[-98.06759,22.49259],[-98.07043,22.4952],[-98.07302,22.49749],[-98.07555,22.49981],[-98.07819,22.50222],[-98.08104,22.50479],[-98.08384,22.50733],[-98.08618,22.5095],[-98.08921,22.51219],[-98.09188,22.51463],[-98.09515,22.5176],[-98.09814,22.52029],[-98.10106,22.52295],[-98.10343,22.5251],[-98.10676,22.52814],[-98.10948,22.53059],[-98.11227,22.53311],[-98.1145,22.53512],[-98.11743,22.53781],[-98.11977,22.53996],[-98.1222,22.54263],[-98.12492,22.54568],[-98.1279,22.54901],[-98.12963,22.55097],[-98.13169,22.55325],[-98.13375,22.55555],[-98.13829,22.55594],[-98.14215,22.55624],[-98.14603,22.5566],[-98.15041,22.55695],[-98.15467,22.55732],[-98.15852,22.55766],[-98.16271,22.55801],[-98.16734,22.5584],[-98.17183,22.55734],[-98.17543,22.55651],[-98.17932,22.5556],[-98.18321,22.55469],[-98.18706,22.55379],[-98.19092,22.55288],[-98.19485,22.552],[-98.1987,22.5511],[-98.20254,22.55019],[-98.20631,22.54931],[-98.21009,22.54842],[-98.21398,22.54751],[-98.21786,22.5466],[-98.22153,22.54574],[-98.22566,22.54477],[-98.22916,22.54395],[-98.23247,22.54318],[-98.23622,22.5423],[-98.2401,22.5414],[-98.24397,22.54048],[-98.24792,22.53956],[-98.25169,22.53868],[-98.25547,22.53779],[-98.25885,22.537],[-98.26208,22.53624],[-98.26604,22.53531],[-98.2699,22.53438],[-98.27358,22.53352],[-98.27736,22.53263],[-98.28152,22.53166],[-98.28528,22.53077],[-98.28953,22.52978],[-98.2932,22.52891],[-98.29712,22.52799],[-98.30107,22.52706],[-98.30443,22.52627],[-98.3082,22.52539],[-98.31123,22.52468],[-98.31522,22.52375],[-98.31948,22.52273],[-98.32356,22.52178],[-98.32728,22.5209],[-98.33097,22.52003],[-98.33501,22.51909],[-98.33898,22.51815],[-98.34255,22.5173],[-98.3465,22.51637],[-98.3502,22.51551],[-98.35274,22.51491],[-98.35531,22.51431],[-98.35834,22.51272],[-98.36174,22.51092],[-98.36521,22.50909],[-98.36892,22.50711],[-98.37265,22.50514],[-98.37579,22.50348],[-98.37933,22.50161],[-98.38287,22.49973],[-98.3856,22.49829],[-98.389,22.4965],[-98.39237,22.49472],[-98.39566,22.49297],[-98.39844,22.49151],[-98.4008,22.49026],[-98.40497,22.48804],[-98.40843,22.48621],[-98.4118,22.48444],[-98.41552,22.48246],[-98.4188,22.48072],[-98.42235,22.47885],[-98.42598,22.47693],[-98.42912,22.47528],[-98.43252,22.47347],[-98.43583,22.47173],[-98.43921,22.46993],[-98.44275,22.46806],[-98.44621,22.46622],[-98.44975,22.46434],[-98.45294,22.46266],[-98.45607,22.461],[-98.45887,22.45951],[-98.46176,22.45797],[-98.46321,22.45464],[-98.46459,22.45144],[-98.46605,22.44809],[-98.46767,22.44434],[-98.46926,22.4407],[-98.47068,22.43741],[-98.47184,22.43473],[-98.47334,22.43131],[-98.47444,22.42873],[-98.47587,22.42544],[-98.47732,22.42208],[-98.47882,22.41865],[-98.48009,22.4157],[-98.48126,22.413],[-98.48272,22.40967],[-98.48421,22.40622],[-98.48569,22.40279],[-98.48696,22.39985],[-98.4883,22.39676],[-98.48962,22.39374],[-98.49107,22.39038],[-98.49263,22.38678],[-98.49405,22.3835],[-98.49534,22.38053],[-98.49737,22.37785],[-98.49966,22.37481],[-98.50184,22.37194],[-98.50407,22.36898],[-98.50632,22.36601],[-98.50861,22.36298],[-98.5109,22.35996],[-98.51309,22.35705],[-98.51538,22.35404],[-98.5168,22.35223],[-98.51893,22.34943],[-98.52134,22.34612],[-98.52354,22.34322],[-98.52577,22.34027],[-98.52805,22.33725],[-98.53034,22.33422],[-98.53261,22.33121],[-98.53488,22.32822],[-98.53712,22.32526],[-98.53929,22.32238],[-98.54158,22.31934],[-98.5439,22.31631],[-98.54609,22.31342],[-98.54832,22.31045],[-98.55054,22.3075],[-98.55279,22.30454],[-98.55503,22.30158],[-98.55731,22.29856],[-98.55956,22.29558],[-98.56181,22.29261],[-98.5638,22.28997],[-98.56532,22.28796],[-98.56728,22.28535],[-98.56956,22.2829],[-98.57207,22.28021],[-98.57465,22.27741],[-98.57711,22.27475],[-98.5797,22.27195],[-98.58217,22.2693],[-98.58457,22.26672],[-98.58669,22.26442],[-98.58836,22.26137],[-98.59021,22.25798],[-98.59192,22.25486],[-98.5936,22.25179],[-98.59483,22.24956],[-98.59599,22.24746],[-98.59816,22.24457],[-98.60039,22.24162],[-98.60285,22.23837],[-98.60501,22.2355],[-98.60716,22.23263],[-98.60941,22.22968],[-98.6116,22.2268],[-98.6141,22.22349],[-98.61635,22.22054],[-98.61857,22.21758],[-98.62076,22.21469],[-98.62304,22.21167],[-98.62502,22.20903],[-98.62713,22.20628],[-98.62935,22.20333],[-98.63166,22.20027],[-98.63389,22.19732],[-98.63619,22.19429],[-98.6411,22.18781],[-98.64373,22.18431],[-98.64586,22.18147],[-98.64718,22.17883],[-98.64852,22.17613],[-98.64983,22.17351],[-98.65314,22.17171],[-98.65644,22.16991],[-98.65988,22.16804],[-98.66324,22.16621],[-98.66668,22.16434],[-98.67011,22.16247],[-98.67349,22.16064],[-98.67718,22.15863],[-98.68075,22.15668],[-98.68425,22.15478],[-98.6881,22.15268],[-98.69246,22.15029],[-98.69972,22.14635],[-98.70315,22.14448],[-98.70682,22.14248],[-98.70982,22.14084],[-98.71349,22.13884],[-98.71676,22.13707],[-98.71983,22.13539],[-98.7232,22.13354],[-98.72629,22.13185],[-98.7297,22.13001],[-98.73299,22.12821],[-98.7364,22.12635],[-98.73965,22.12457],[-98.743,22.12275],[-98.74658,22.1208],[-98.75007,22.11889],[-98.75333,22.11712],[-98.75689,22.11517],[-98.76122,22.11281],[-98.76451,22.11101],[-98.7676,22.10934],[-98.77059,22.1077],[-98.77395,22.10586],[-98.7773,22.10403],[-98.78064,22.1022],[-98.784,22.10037],[-98.78725,22.09861],[-98.79058,22.09679],[-98.79454,22.09462],[-98.79814,22.09264],[-98.80138,22.09089],[-98.80482,22.08901],[-98.80815,22.0872],[-98.81192,22.08514],[-98.81568,22.08308],[-98.81895,22.08129],[-98.82177,22.07976],[-98.82492,22.07804],[-98.82601,22.07453],[-98.82724,22.07064],[-98.82837,22.06702],[-98.82969,22.06279],[-98.83097,22.05872],[-98.83209,22.05508],[-98.83284,22.0527],[-98.83525,22.05119],[-98.83755,22.04974],[-98.83978,22.04833],[-98.8417,22.04713],[-98.8428,22.04657]]}}
Línea 400.0 kV | LineString | 400.0 kV |  |  |  | CFE |  |  |  |  | OpenStreetMap | {"type":"Feature","properties":{},"geometry":{"type":"LineString","coordinates":[[-100.98701,22.3299],[-100.98756,22.32944]]}}
Línea 400.0 kV | LineString | 400.0 kV |  |  |  | CFE |  |  |  |  | OpenStreetMap | {"type":"Feature","properties":{},"geometry":{"type":"LineString","coordinates":[[-100.98701,22.3299],[-100.9877,22.33022]]}}
Línea 400.0 kV | LineString | 400.0 kV | 2 |  |  | CFE |  |  |  |  | OpenStreetMap | {"type":"Feature","properties":{},"geometry":{"type":"LineString","coordinates":[[-98.84534,22.04512],[-98.84574,22.04208],[-98.84637,22.03812],[-98.84697,22.03436],[-98.8475,22.03114],[-98.84817,22.02687],[-98.84877,22.02315],[-98.85007,22.01971],[-98.85173,22.01525],[-98.85343,22.0108],[-98.85493,22.0067],[-98.85629,22.00313],[-98.85808,21.99836],[-98.85977,21.99389],[-98.86121,21.99002],[-98.86364,21.98358],[-98.86489,21.98022],[-98.86655,21.97565],[-98.86826,21.97114],[-98.86985,21.96692],[-98.87141,21.96274],[-98.87312,21.95835],[-98.87479,21.95393],[-98.87632,21.94985],[-98.87798,21.94547],[-98.87945,21.9415],[-98.88122,21.93684],[-98.8827,21.93284],[-98.88352,21.93067],[-98.88608,21.92974],[-98.89237,21.92745],[-98.89527,21.9264],[-98.89968,21.9248],[-98.90358,21.92533],[-98.90659,21.92573],[-98.91679,21.92711],[-98.9227,21.92792],[-98.92767,21.92859],[-98.9315,21.9291],[-98.93594,21.92971],[-98.93989,21.93025],[-98.94478,21.93091],[-98.94819,21.92809],[-98.95104,21.92576],[-98.95341,21.92381],[-98.95641,21.92239],[-98.96037,21.92052],[-98.96407,21.91877],[-98.9677,21.91702],[-98.97213,21.91493],[-98.97643,21.9129],[-98.98049,21.91095],[-98.98397,21.91166],[-98.98749,21.91237],[-98.99108,21.9131],[-98.99531,21.91396],[-98.99975,21.91486],[-99.0047,21.91586],[-99.00918,21.91676],[-99.01258,21.91745],[-99.01711,21.91836],[-99.02029,21.91901],[-99.02325,21.91962],[-99.0255,21.92121],[-99.02905,21.92382],[-99.03303,21.9267],[-99.03692,21.92954],[-99.03972,21.93161],[-99.04341,21.93427],[-99.04707,21.93697],[-99.05042,21.93939],[-99.05376,21.94183],[-99.05682,21.94404],[-99.05937,21.94586],[-99.06203,21.94779],[-99.06553,21.95035],[-99.06914,21.95217],[-99.0732,21.95421],[-99.07696,21.95612],[-99.08104,21.95819],[-99.08515,21.96026],[-99.08942,21.96244],[-99.09339,21.96445],[-99.09704,21.96629],[-99.10081,21.9682],[-99.10533,21.9705],[-99.10904,21.97235],[-99.11353,21.9746],[-99.11807,21.97692],[-99.12186,21.97886],[-99.12785,21.98184],[-99.12964,21.98275],[-99.13206,21.98156],[-99.13762,21.97864],[-99.14179,21.97645],[-99.14746,21.97353],[-99.15275,21.97077],[-99.15765,21.96825],[-99.16199,21.96591],[-99.16527,21.96429],[-99.17124,21.96113],[-99.17437,21.9595],[-99.17884,21.95721],[-99.18728,21.95281],[-99.18994,21.95141],[-99.19276,21.94996],[-99.19752,21.94746],[-99.20074,21.9458],[-99.20487,21.94364],[-99.20954,21.94117],[-99.21363,21.93902],[-99.22054,21.93541],[-99.22402,21.93363],[-99.22573,21.93275],[-99.22905,21.93107],[-99.23552,21.92772],[-99.23835,21.92623],[-99.2443,21.92314],[-99.24868,21.92085],[-99.25179,21.91918],[-99.25875,21.91559],[-99.26215,21.91381],[-99.26391,21.91287],[-99.26823,21.91064],[-99.27252,21.90838],[-99.27759,21.90575],[-99.28035,21.9043],[-99.28552,21.90161],[-99.29132,21.89859],[-99.295,21.89666],[-99.30192,21.89306],[-99.30542,21.89122],[-99.30965,21.88989],[-99.31163,21.88924],[-99.3185,21.88704],[-99.32157,21.88605],[-99.32723,21.88424],[-99.3318,21.88277],[-99.33857,21.88062],[-99.34357,21.87901],[-99.34825,21.87751],[-99.35389,21.8757],[-99.35826,21.87429],[-99.36336,21.87262],[-99.36566,21.87189],[-99.37156,21.87003],[-99.37428,21.86916],[-99.37795,21.86797],[-99.38072,21.86708],[-99.38336,21.86623],[-99.38951,21.86427],[-99.39293,21.86318],[-99.39723,21.86179],[-99.4013,21.86048],[-99.40475,21.85935],[-99.40843,21.85814],[-99.41305,21.85671],[-99.41572,21.85584],[-99.41833,21.85501],[-99.42168,21.85396],[-99.42408,21.85458],[-99.42828,21.85578],[-99.42987,21.85621],[-99.43188,21.85675],[-99.43463,21.85754],[-99.43937,21.85884],[-99.44237,21.85972],[-99.44764,21.8612],[-99.45214,21.86247],[-99.45595,21.86355],[-99.45858,21.86431],[-99.46274,21.86549],[-99.46882,21.8672],[-99.4724,21.86824],[-99.47878,21.86997],[-99.48444,21.87161],[-99.48796,21.87258],[-99.49104,21.87232],[-99.4963,21.87187],[-99.50221,21.87131],[-99.5067,21.8709],[-99.51126,21.87044],[-99.51689,21.86997],[-99.51982,21.86967],[-99.5276,21.86893],[-99.53453,21.86836],[-99.53982,21.86775],[-99.54294,21.86751],[-99.54853,21.86702],[-99.55157,21.86685],[-99.55686,21.86632],[-99.5628,21.8657],[-99.56706,21.86531],[-99.57361,21.86468],[-99.57867,21.86426],[-99.58317,21.86385],[-99.58881,21.8633],[-99.59493,21.86272],[-99.59978,21.86223],[-99.60384,21.86186],[-99.60816,21.86147],[-99.61265,21.86108],[-99.61718,21.86064],[-99.62197,21.86018],[-99.62631,21.85978],[-99.63001,21.85941],[-99.63508,21.85896],[-99.6399,21.85853],[-99.64474,21.85804],[-99.64902,21.85767],[-99.65221,21.85737],[-99.65676,21.85692],[-99.66209,21.85646],[-99.66703,21.85598],[-99.67143,21.85556],[-99.67573,21.85517],[-99.68007,21.85475],[-99.68461,21.85432],[-99.69025,21.8538],[-99.69502,21.85338],[-99.69959,21.85294],[-99.7033,21.8526],[-99.70702,21.85463],[-99.71135,21.85704],[-99.71601,21.85961],[-99.72026,21.86195],[-99.72463,21.86436],[-99.7287,21.86661],[-99.73285,21.86891],[-99.73678,21.87108],[-99.74063,21.87323],[-99.7462,21.87632],[-99.75108,21.879],[-99.75434,21.88076],[-99.75868,21.88319],[-99.76326,21.88571],[-99.76893,21.88883],[-99.7723,21.89069],[-99.77686,21.89322],[-99.78136,21.89569],[-99.78568,21.89805],[-99.78922,21.90002],[-99.79539,21.90344],[-99.79815,21.90493],[-99.80169,21.9069],[-99.80636,21.90946],[-99.81022,21.9116],[-99.81434,21.91388],[-99.81833,21.91608],[-99.82258,21.91842],[-99.82632,21.92048],[-99.83008,21.92254],[-99.83417,21.92483],[-99.83814,21.92699],[-99.84235,21.92932],[-99.84615,21.93141],[-99.84877,21.93285],[-99.85183,21.93455],[-99.85502,21.93587],[-99.85828,21.93724],[-99.86353,21.93941],[-99.86849,21.94148],[-99.87292,21.94329],[-99.87891,21.94578],[-99.88345,21.94766],[-99.88788,21.9495],[-99.89217,21.95127],[-99.89654,21.95308],[-99.90106,21.95495],[-99.90557,21.95684],[-99.90999,21.95867],[-99.91448,21.96052],[-99.91877,21.96231],[-99.92294,21.96405],[-99.92726,21.96584],[-99.93167,21.9677],[-99.93616,21.96956],[-99.94058,21.9714],[-99.94506,21.97325],[-99.94951,21.97507],[-99.95386,21.97688],[-99.95831,21.97873],[-99.96253,21.98048],[-99.9667,21.98177],[-99.97128,21.98318],[-99.97614,21.98468],[-99.98087,21.98613],[-99.98522,21.98748],[-99.98933,21.98873],[-99.99351,21.99003],[-99.99805,21.99144],[-100.00176,21.99257],[-100.00554,21.99373],[-100.00985,21.99506],[-100.01393,21.99632],[-100.01853,21.99773],[-100.02294,21.99909],[-100.02724,22.00042],[-100.0316,22.00176],[-100.03612,22.00315],[-100.04063,22.00453],[-100.04553,22.00604],[-100.05037,22.00754],[-100.05507,22.00898],[-100.05912,22.01022],[-100.06407,22.01175],[-100.06876,22.0132],[-100.07357,22.01467],[-100.07821,22.0161],[-100.08262,22.01745],[-100.08664,22.01869],[-100.09169,22.02023],[-100.09654,22.02127],[-100.10313,22.0227],[-100.10615,22.02336],[-100.11144,22.02451],[-100.11697,22.02569],[-100.11931,22.02621],[-100.12248,22.02692],[-100.12608,22.02768],[-100.12924,22.02681],[-100.13578,22.02502],[-100.13933,22.02405],[-100.14572,22.02231],[-100.14964,22.02125],[-100.15154,22.02073],[-100.15653,22.01939],[-100.15998,22.01843],[-100.16603,22.01679],[-100.17115,22.0154],[-100.1743,22.01529],[-100.1781,22.01513],[-100.18092,22.01501],[-100.18636,22.01479],[-100.18952,22.01469],[-100.19536,22.01441],[-100.20063,22.0142],[-100.20784,22.01386],[-100.21041,22.01379],[-100.21823,22.01345],[-100.22285,22.01326],[-100.22752,22.01305],[-100.23123,22.01292],[-100.23941,22.01259],[-100.24772,22.01221],[-100.25216,22.01202],[-100.25628,22.01187],[-100.26323,22.01159],[-100.26662,22.0114],[-100.27024,22.01126],[-100.27638,22.01102],[-100.27892,22.01091],[-100.28674,22.0106],[-100.28942,22.01047],[-100.29371,22.0103],[-100.29915,22.01006],[-100.30491,22.00984],[-100.30912,22.00966],[-100.31392,22.00945],[-100.31958,22.00921],[-100.32423,22.00902],[-100.3295,22.00879],[-100.33531,22.00854],[-100.33944,22.00837],[-100.34304,22.00821],[-100.34769,22.00801],[-100.3515,22.00786],[-100.35601,22.00766],[-100.36024,22.00748],[-100.36438,22.0073],[-100.36838,22.00713],[-100.37271,22.00695],[-100.37708,22.00677],[-100.38158,22.00658],[-100.386,22.00638],[-100.39047,22.00619],[-100.39491,22.006],[-100.39905,22.00582],[-100.40289,22.00678],[-100.4068,22.00777],[-100.41074,22.00875],[-100.4151,22.00984],[-100.41893,22.01079],[-100.42277,22.01177],[-100.42653,22.01269],[-100.43036,22.01365],[-100.43593,22.01504],[-100.44194,22.01653],[-100.44717,22.01785],[-100.45042,22.01866],[-100.45562,22.01996],[-100.46257,22.02167],[-100.46682,22.02273],[-100.46977,22.02343],[-100.4734,22.02435],[-100.47802,22.02552],[-100.48115,22.02631],[-100.48893,22.02823],[-100.49269,22.02917],[-100.50095,22.03124],[-100.50484,22.03219],[-100.5113,22.03376],[-100.51426,22.03453],[-100.52218,22.03647],[-100.52984,22.03835],[-100.53255,22.03909],[-100.54063,22.04109],[-100.54632,22.04252],[-100.55126,22.04376],[-100.55746,22.04529],[-100.56163,22.04631],[-100.57043,22.04845],[-100.57855,22.04822],[-100.58351,22.048],[-100.58787,22.04788],[-100.59086,22.04781],[-100.59796,22.0476],[-100.60258,22.04744],[-100.60716,22.04728],[-100.61299,22.04707],[-100.61655,22.04697],[-100.62069,22.04682],[-100.62377,22.0467],[-100.62965,22.04653],[-100.63319,22.04644],[-100.63779,22.04628],[-100.64254,22.04612],[-100.64929,22.04591],[-100.65232,22.04583],[-100.65561,22.04572],[-100.65835,22.04563],[-100.66455,22.04543],[-100.67022,22.04526],[-100.67632,22.04502],[-100.6831,22.0448],[-100.68801,22.04464],[-100.69282,22.0445],[-100.69967,22.04427],[-100.70275,22.04415],[-100.70737,22.04402],[-100.70965,22.04391],[-100.71243,22.04616],[-100.716,22.04906],[-100.71962,22.05201],[-100.72376,22.05536],[-100.72757,22.05845],[-100.73088,22.06114],[-100.73409,22.06376],[-100.73747,22.06649],[-100.74108,22.06975],[-100.74346,22.07313],[-100.74635,22.07723],[-100.74913,22.08118],[-100.75221,22.08556],[-100.75546,22.09016],[-100.75679,22.09208],[-100.75925,22.09559],[-100.76158,22.09889],[-100.76455,22.10311],[-100.76664,22.10607],[-100.76938,22.10996],[-100.77192,22.11358],[-100.7745,22.11722],[-100.77685,22.12057],[-100.77971,22.12462],[-100.782,22.1279],[-100.78484,22.13191],[-100.78812,22.13657],[-100.79112,22.14084],[-100.79316,22.14374],[-100.79532,22.14679],[-100.79793,22.15049],[-100.80072,22.15447],[-100.80446,22.15975],[-100.80662,22.16285],[-100.80957,22.16702],[-100.81209,22.1706],[-100.81424,22.17366],[-100.81742,22.17816],[-100.82094,22.18316],[-100.82344,22.1867],[-100.82569,22.18844],[-100.82619,22.19197],[-100.8286,22.19672],[-100.82985,22.19915],[-100.83187,22.20313],[-100.83344,22.20623],[-100.83583,22.21092],[-100.83768,22.21457],[-100.83955,22.21825],[-100.84138,22.22185],[-100.8433,22.22561],[-100.84509,22.22917],[-100.848,22.23228],[-100.85114,22.23565],[-100.85406,22.23879],[-100.85693,22.24187],[-100.8595,22.24463],[-100.86163,22.24705],[-100.86389,22.2499],[-100.86608,22.25279],[-100.86836,22.25579],[-100.87082,22.25903],[-100.87357,22.26268],[-100.87642,22.26643],[-100.87891,22.2697],[-100.88134,22.27292],[-100.8838,22.27615],[-100.88628,22.27942],[-100.88882,22.28279],[-100.89118,22.2859],[-100.8936,22.2891],[-100.89617,22.2925],[-100.89875,22.29589],[-100.90146,22.29947],[-100.90416,22.30304],[-100.90734,22.30719],[-100.91069,22.31162],[-100.91286,22.31447],[-100.91577,22.31831],[-100.91886,22.32235],[-100.92203,22.32654],[-100.9239,22.32897],[-100.92776,22.33155],[-100.93085,22.33358],[-100.93489,22.33623],[-100.94002,22.33566],[-100.94427,22.33518],[-100.94928,22.33461],[-100.95415,22.33405],[-100.95812,22.33359],[-100.96232,22.33312],[-100.96643,22.33262],[-100.9706,22.33215],[-100.9748,22.33167],[-100.97881,22.33121],[-100.98305,22.33055],[-100.98701,22.3299]]}}
Línea 400.0 kV | LineString | 400.0 kV |  |  |  | CFE |  |  |  |  | OpenStreetMap | {"type":"Feature","properties":{},"geometry":{"type":"LineString","coordinates":[[-98.18286,22.60977],[-98.1825,22.61018],[-98.18197,22.61101],[-98.18373,22.61299],[-98.18712,22.61677],[-98.19061,22.62066],[-98.1939,22.6243],[-98.19715,22.62791],[-98.20058,22.63174],[-98.20382,22.63536],[-98.20727,22.63921],[-98.21034,22.64262],[-98.21365,22.64631],[-98.21706,22.65011],[-98.22027,22.6537],[-98.22339,22.65717],[-98.22623,22.66032],[-98.22917,22.6636],[-98.23261,22.66744],[-98.23558,22.67076],[-98.23852,22.67403],[-98.24183,22.67771],[-98.24522,22.68148],[-98.24791,22.68447],[-98.25046,22.68732],[-98.25389,22.69114],[-98.25728,22.69491],[-98.26047,22.69847],[-98.26387,22.70224],[-98.26724,22.706],[-98.27061,22.70974],[-98.27399,22.7135],[-98.27627,22.71603],[-98.27863,22.71867],[-98.28194,22.72235],[-98.28463,22.72534],[-98.28712,22.72811],[-98.29057,22.73194],[-98.2939,22.73563],[-98.29725,22.73938],[-98.30062,22.74311],[-98.30364,22.74648],[-98.30709,22.75031],[-98.31052,22.75412],[-98.31367,22.75762],[-98.31698,22.7613],[-98.31911,22.76368],[-98.32104,22.76581],[-98.32406,22.76844],[-98.32789,22.77177],[-98.33164,22.77503],[-98.33551,22.77839],[-98.33913,22.78154],[-98.34297,22.78489],[-98.34683,22.78824],[-98.35065,22.79155],[-98.35449,22.79489],[-98.35829,22.79819],[-98.36214,22.80153],[-98.36598,22.80486],[-98.36977,22.80816],[-98.3735,22.8114],[-98.37722,22.81463],[-98.3811,22.818],[-98.38462,22.82105],[-98.38834,22.82428],[-98.39261,22.82798],[-98.39641,22.83129],[-98.40024,22.83462],[-98.40504,22.83878],[-98.40907,22.84227],[-98.41303,22.84571],[-98.41686,22.84906],[-98.42072,22.85239],[-98.42439,22.85557],[-98.42791,22.85863],[-98.43192,22.86212],[-98.43585,22.86551],[-98.4397,22.86888],[-98.44302,22.87173],[-98.4467,22.87489],[-98.45047,22.87816],[-98.45397,22.88123],[-98.45803,22.88475],[-98.46168,22.88792],[-98.46544,22.89119],[-98.46882,22.89409],[-98.47272,22.89748],[-98.47666,22.90091],[-98.48009,22.90386],[-98.48339,22.90673],[-98.48705,22.90991],[-98.49095,22.91329],[-98.4959,22.91757],[-98.50059,22.92163],[-98.50459,22.92509],[-98.50847,22.92841],[-98.51217,22.93162],[-98.51605,22.93503],[-98.51979,22.93827],[-98.52388,22.9418],[-98.52668,22.94424],[-98.53061,22.94763],[-98.53421,22.95076],[-98.5396,22.95541],[-98.5431,22.95845],[-98.547,22.96183],[-98.5509,22.96519],[-98.5548,22.96858],[-98.55786,22.9712],[-98.56202,22.97482],[-98.56758,22.97962],[-98.5718,22.9833],[-98.57635,22.98722],[-98.58034,22.99065],[-98.58409,22.99388],[-98.58804,22.99733],[-98.59192,23.0007],[-98.59569,23.00394],[-98.59947,23.0072],[-98.60331,23.01052],[-98.6072,23.01388],[-98.61137,23.01749],[-98.615,23.02064],[-98.61865,23.02378],[-98.62234,23.02684],[-98.62586,23.0299],[-98.62934,23.03692],[-98.63087,23.03996],[-98.63215,23.04255],[-98.6343,23.04685],[-98.63644,23.05115],[-98.6383,23.05515],[-98.64035,23.05927],[-98.64249,23.06358],[-98.64475,23.06814],[-98.64685,23.07236],[-98.64906,23.07678],[-98.65142,23.08152],[-98.65336,23.08543],[-98.6556,23.08996],[-98.65776,23.09423],[-98.65995,23.09865],[-98.66214,23.10301],[-98.66418,23.10714],[-98.66655,23.11191],[-98.66881,23.1164],[-98.671,23.1208],[-98.67321,23.12531],[-98.67551,23.12989],[-98.67761,23.13412],[-98.67988,23.13867],[-98.68215,23.14322],[-98.68431,23.14758],[-98.68653,23.15198],[-98.68862,23.15619],[-98.69087,23.16072],[-98.69294,23.16486],[-98.69523,23.16945],[-98.6973,23.17361],[-98.69872,23.17645],[-98.70008,23.17917],[-98.70261,23.18426],[-98.70466,23.18833],[-98.70684,23.19278],[-98.70988,23.19881],[-98.71191,23.20287],[-98.71413,23.20736],[-98.71633,23.21178],[-98.71893,23.21697],[-98.72119,23.2215],[-98.72302,23.22517],[-98.72439,23.22789],[-98.72786,23.23487],[-98.72957,23.23828],[-98.73097,23.24109],[-98.73309,23.24556],[-98.73482,23.24921],[-98.73675,23.2533],[-98.73876,23.25748],[-98.74102,23.26218],[-98.74315,23.26667],[-98.74532,23.27115],[-98.74739,23.2755],[-98.74956,23.27995],[-98.75169,23.2845],[-98.75381,23.28891],[-98.75588,23.29323],[-98.75802,23.29769],[-98.76039,23.30267],[-98.76295,23.30799],[-98.76536,23.31295],[-98.76775,23.31799],[-98.76971,23.3221],[-98.77124,23.32525],[-98.7724,23.32797],[-98.77361,23.33075],[-98.77481,23.33109],[-98.7756,23.33112]]}}
Línea 400.0 kV | LineString | 400.0 kV | 1 |  |  | CFE |  |  |  |  | OpenStreetMap | {"type":"Feature","properties":{},"geometry":{"type":"LineString","coordinates":[[-98.18302,22.60997],[-98.1825,22.61018],[-98.18258,22.61087],[-98.18517,22.61374],[-98.18854,22.61752],[-98.19179,22.62114],[-98.19494,22.62462],[-98.19804,22.62808],[-98.2007,22.63101],[-98.20346,22.6341],[-98.20699,22.63805],[-98.21016,22.64159],[-98.21315,22.6449],[-98.21601,22.64809],[-98.2188,22.6512],[-98.22203,22.65482],[-98.22508,22.65821],[-98.22848,22.66199],[-98.2319,22.6658],[-98.23524,22.66952],[-98.23845,22.6731],[-98.24134,22.67632],[-98.24472,22.68008],[-98.24806,22.6838],[-98.25143,22.68753],[-98.2548,22.6913],[-98.25819,22.69508],[-98.26159,22.69886],[-98.26497,22.70263],[-98.26839,22.70644],[-98.27172,22.71013],[-98.27509,22.71388],[-98.27831,22.71745],[-98.28156,22.72107],[-98.28504,22.72495],[-98.28852,22.72881],[-98.29182,22.73249],[-98.29508,22.73609],[-98.29837,22.73978],[-98.30172,22.74349],[-98.30515,22.74732],[-98.30848,22.75101],[-98.31179,22.75469],[-98.31484,22.75808],[-98.31812,22.76173],[-98.3215,22.76547],[-98.32556,22.76901],[-98.32935,22.7723],[-98.33307,22.77553],[-98.33688,22.77883],[-98.34072,22.78219],[-98.34453,22.7855],[-98.34844,22.78889],[-98.3523,22.79224],[-98.35616,22.79559],[-98.36019,22.79909],[-98.364,22.80239],[-98.36786,22.80576],[-98.37186,22.80923],[-98.3756,22.81248],[-98.37962,22.81596],[-98.38319,22.81907],[-98.3871,22.82246],[-98.39088,22.82575],[-98.39456,22.82894],[-98.3987,22.83253],[-98.40223,22.83559],[-98.40624,22.83907],[-98.41047,22.84275],[-98.41422,22.84601],[-98.4187,22.84991],[-98.42306,22.85368],[-98.42654,22.8567],[-98.43088,22.86049],[-98.43468,22.86379],[-98.43865,22.8672],[-98.44247,22.87051],[-98.44574,22.87332],[-98.45023,22.87723],[-98.45406,22.88054],[-98.45853,22.88443],[-98.46242,22.88782],[-98.4663,22.89117],[-98.46943,22.89389],[-98.47293,22.89687],[-98.47701,22.90045],[-98.48102,22.90393],[-98.48415,22.90665],[-98.48748,22.90957],[-98.49131,22.91286],[-98.49569,22.91665],[-98.4988,22.91934],[-98.50293,22.92293],[-98.50655,22.92607],[-98.51058,22.92954],[-98.51414,22.93259],[-98.51741,22.93547],[-98.52144,22.93896],[-98.52519,22.9422],[-98.52754,22.94425],[-98.5306,22.94688],[-98.53422,22.95001],[-98.53965,22.95472],[-98.54314,22.95775],[-98.54709,22.96117],[-98.55107,22.96462],[-98.55484,22.96787],[-98.55849,22.97102],[-98.56203,22.97408],[-98.56541,22.97698],[-98.56936,22.98041],[-98.57358,22.98408],[-98.57683,22.98691],[-98.58042,22.98998],[-98.58375,22.99285],[-98.58783,22.99641],[-98.59172,22.99977],[-98.59481,23.00244],[-98.59882,23.0059],[-98.60278,23.00934],[-98.60702,23.013],[-98.61136,23.01676],[-98.61527,23.02013],[-98.61896,23.02331],[-98.62253,23.02626],[-98.62634,23.02957],[-98.63005,23.03703],[-98.63193,23.04081],[-98.63418,23.04529],[-98.63552,23.04804],[-98.6376,23.0522],[-98.63934,23.05593],[-98.64157,23.06044],[-98.64338,23.06407],[-98.6455,23.06836],[-98.64738,23.07214],[-98.64951,23.07644],[-98.65185,23.0811],[-98.65387,23.08516],[-98.65613,23.08971],[-98.65826,23.09397],[-98.66046,23.09839],[-98.66264,23.10277],[-98.66467,23.10686],[-98.66703,23.1116],[-98.66923,23.11594],[-98.67141,23.12036],[-98.67362,23.12484],[-98.67593,23.12944],[-98.67804,23.13367],[-98.68022,23.13805],[-98.68242,23.1425],[-98.68463,23.1469],[-98.68687,23.15141],[-98.68902,23.15571],[-98.69134,23.16039],[-98.69343,23.16457],[-98.69555,23.16881],[-98.69745,23.17261],[-98.69917,23.17606],[-98.70099,23.17974],[-98.70311,23.18397],[-98.70483,23.18743],[-98.70701,23.19181],[-98.71015,23.19802],[-98.71213,23.20204],[-98.71435,23.20649],[-98.71656,23.21096],[-98.71894,23.2157],[-98.72069,23.2192],[-98.72223,23.22228],[-98.72414,23.2261],[-98.72794,23.23374],[-98.7298,23.23741],[-98.73137,23.24059],[-98.73356,23.24522],[-98.73543,23.24915],[-98.73744,23.25339],[-98.73946,23.25758],[-98.7416,23.26207],[-98.74381,23.26671],[-98.74594,23.27111],[-98.74802,23.27548],[-98.75017,23.27993],[-98.75233,23.2845],[-98.75449,23.289],[-98.75681,23.2938],[-98.75891,23.2982],[-98.76113,23.30284],[-98.76366,23.30811],[-98.7659,23.31279],[-98.76818,23.31755],[-98.77001,23.32135],[-98.77175,23.325],[-98.77371,23.32951],[-98.77571,23.33413],[-98.77769,23.33875],[-98.77967,23.3433],[-98.78167,23.3479],[-98.78362,23.35243],[-98.78541,23.35653],[-98.78735,23.36104],[-98.78935,23.36562],[-98.79136,23.37029],[-98.79335,23.37487],[-98.79523,23.3792],[-98.79723,23.38379],[-98.79919,23.38836],[-98.80114,23.39285],[-98.80311,23.39743],[-98.80497,23.40171],[-98.80668,23.40565],[-98.80834,23.40945],[-98.81127,23.41314],[-98.8144,23.41703],[-98.81636,23.41949],[-98.81737,23.42076],[-98.81983,23.42384],[-98.82249,23.42717],[-98.82554,23.43098],[-98.82845,23.43467],[-98.83075,23.4375],[-98.83424,23.4381],[-98.83492,23.43811]]}}
Línea 400.0 kV | LineString | 400.0 kV | 1 |  |  | CFE |  |  |  |  | OpenStreetMap | {"type":"Feature","properties":{},"geometry":{"type":"LineString","coordinates":[[-99.0405,23.86683],[-99.04064,23.86755],[-99.04082,23.86847],[-99.0417,23.87316],[-99.04256,23.8778],[-99.04344,23.88265],[-99.04431,23.88745],[-99.04511,23.89186],[-99.04597,23.89658],[-99.04674,23.90076],[-99.04752,23.90505],[-99.04842,23.90994],[-99.04928,23.91464],[-99.05015,23.91937],[-99.05103,23.92436],[-99.05192,23.92917],[-99.05283,23.93399],[-99.0537,23.93882],[-99.05447,23.94305],[-99.0554,23.94815],[-99.05628,23.95296],[-99.05701,23.95718],[-99.05796,23.96225],[-99.05877,23.96669],[-99.05957,23.97105],[-99.06026,23.97479],[-99.06123,23.98014],[-99.06235,23.98623],[-99.06348,23.99236],[-99.06429,23.99674],[-99.06523,24.00196],[-99.06605,24.00646],[-99.06689,24.01088],[-99.0678,24.01599],[-99.06866,24.02063],[-99.06953,24.02547],[-99.07048,24.03059],[-99.07141,24.03569],[-99.07239,24.04108],[-99.07327,24.04586],[-99.07417,24.0507],[-99.0749,24.05487],[-99.07564,24.05894],[-99.07633,24.06272],[-99.07884,24.06627],[-99.08146,24.07001],[-99.08429,24.07403],[-99.08738,24.07844],[-99.08973,24.08177],[-99.09253,24.08574],[-99.09493,24.08914],[-99.09743,24.09271],[-99.10018,24.0966],[-99.10338,24.10113],[-99.10626,24.10523],[-99.10924,24.10946],[-99.1121,24.11355],[-99.11499,24.11764],[-99.11805,24.12202],[-99.12099,24.12617],[-99.12388,24.13029],[-99.12694,24.13463],[-99.12981,24.13872],[-99.1327,24.14278],[-99.13572,24.1471],[-99.13872,24.15133],[-99.14162,24.15546],[-99.14468,24.1598],[-99.1477,24.16408],[-99.15069,24.16835],[-99.15381,24.17277],[-99.15672,24.17689],[-99.15961,24.18104],[-99.16255,24.18517],[-99.16545,24.18929],[-99.16832,24.19335],[-99.17123,24.19747],[-99.17411,24.20156],[-99.17706,24.20572],[-99.17993,24.2098],[-99.18286,24.21398],[-99.18575,24.21806],[-99.18869,24.22224],[-99.19157,24.22633],[-99.19451,24.23049],[-99.19767,24.23497],[-99.20074,24.23932],[-99.20383,24.2437],[-99.20705,24.24827],[-99.20938,24.25302],[-99.2116,24.25749],[-99.21379,24.26201],[-99.21615,24.26674],[-99.21841,24.27136],[-99.22069,24.27604],[-99.22277,24.28022],[-99.22528,24.28531],[-99.22624,24.28725],[-99.22858,24.29204],[-99.23086,24.29667],[-99.23307,24.30116],[-99.23592,24.3069],[-99.23852,24.31222],[-99.24133,24.31793],[-99.2434,24.32214],[-99.24527,24.32592],[-99.24765,24.33076],[-99.24973,24.335],[-99.25213,24.33984],[-99.25458,24.34483],[-99.25695,24.34963],[-99.25929,24.35438],[-99.26148,24.35883],[-99.26379,24.36353],[-99.2661,24.36822],[-99.26844,24.37295],[-99.27075,24.37765],[-99.27305,24.3823],[-99.27532,24.38688],[-99.27762,24.39158],[-99.27965,24.3957],[-99.28193,24.4003],[-99.28412,24.40476],[-99.28634,24.40924],[-99.28859,24.41379],[-99.29087,24.41847],[-99.29313,24.42299],[-99.29546,24.42774],[-99.2977,24.43225],[-99.29993,24.43678],[-99.30212,24.44122],[-99.30445,24.44596],[-99.30677,24.45062],[-99.309,24.45516],[-99.31123,24.45968],[-99.31344,24.46417],[-99.31567,24.46868],[-99.31773,24.47283],[-99.32016,24.47773],[-99.32238,24.48227],[-99.32457,24.48668],[-99.32692,24.49144],[-99.32912,24.49591],[-99.33137,24.50044],[-99.33357,24.50488],[-99.33595,24.50972],[-99.3381,24.51408],[-99.34042,24.51875],[-99.34288,24.52372],[-99.34529,24.52862],[-99.34774,24.53356],[-99.35008,24.53831],[-99.351,24.54016],[-99.35047,24.54083]]}}
Línea 400.0 kV | LineString | 400.0 kV | 1 |  |  | CFE |  |  |  |  | OpenStreetMap | {"type":"Feature","properties":{},"geometry":{"type":"LineString","coordinates":[[-99.04099,23.86675],[-99.04113,23.86737],[-99.04141,23.86841],[-99.04229,23.8731],[-99.04316,23.87792],[-99.04407,23.88281],[-99.04505,23.88817],[-99.04599,23.89333],[-99.0469,23.89847],[-99.04791,23.90394],[-99.04873,23.90858],[-99.04957,23.91304],[-99.05055,23.91837],[-99.05142,23.92305],[-99.05231,23.92789],[-99.05318,23.93281],[-99.05409,23.93775],[-99.05482,23.94167],[-99.05576,23.94686],[-99.05661,23.95154],[-99.05738,23.95583],[-99.05819,23.96019],[-99.05913,23.96535],[-99.05999,23.9701],[-99.0609,23.97507],[-99.0618,23.97999],[-99.06291,23.98598],[-99.06412,23.99253],[-99.06497,23.99718],[-99.0659,24.00241],[-99.06681,24.00726],[-99.06768,24.01203],[-99.06863,24.01724],[-99.06948,24.02186],[-99.0703,24.02637],[-99.07118,24.0312],[-99.07206,24.036],[-99.07293,24.04081],[-99.07378,24.04535],[-99.07466,24.05013],[-99.07551,24.05502],[-99.07634,24.05942],[-99.0769,24.06253],[-99.07956,24.06628],[-99.08213,24.06997],[-99.08507,24.07414],[-99.08798,24.07829],[-99.09043,24.08177],[-99.09307,24.08554],[-99.09601,24.08967],[-99.09903,24.094],[-99.10201,24.0982],[-99.10473,24.1021],[-99.10764,24.10618],[-99.11065,24.11048],[-99.11352,24.11457],[-99.11642,24.11869],[-99.11942,24.12291],[-99.12234,24.1271],[-99.12525,24.13124],[-99.12832,24.1356],[-99.13123,24.1397],[-99.13428,24.14405],[-99.13711,24.14809],[-99.13999,24.15216],[-99.14314,24.1566],[-99.14588,24.16053],[-99.14874,24.16459],[-99.1518,24.16892],[-99.15474,24.1731],[-99.15769,24.17727],[-99.1606,24.18141],[-99.16307,24.18495],[-99.16448,24.18682],[-99.16576,24.18872],[-99.16877,24.19299],[-99.17159,24.197],[-99.17473,24.20143],[-99.17757,24.20547],[-99.18045,24.20955],[-99.18354,24.21392],[-99.18603,24.21744],[-99.18873,24.22131],[-99.19181,24.22565],[-99.19475,24.22985],[-99.19773,24.23406],[-99.20065,24.23819],[-99.20319,24.24181],[-99.20528,24.24476],[-99.20757,24.24801],[-99.20975,24.25246],[-99.21205,24.25709],[-99.21426,24.26161],[-99.21649,24.26611],[-99.21865,24.27051],[-99.22089,24.27509],[-99.22326,24.27991],[-99.22618,24.28582],[-99.22847,24.29049],[-99.23052,24.29461],[-99.23243,24.29854],[-99.23438,24.3025],[-99.23662,24.30702],[-99.23906,24.31201],[-99.24176,24.31749],[-99.24363,24.32128],[-99.24577,24.32561],[-99.24819,24.33053],[-99.25036,24.33495],[-99.25265,24.33957],[-99.25494,24.34422],[-99.2575,24.34938],[-99.2601,24.35471],[-99.26221,24.35899],[-99.26439,24.36342],[-99.26662,24.36794],[-99.26894,24.37264],[-99.27113,24.37711],[-99.27321,24.3813],[-99.27544,24.38584],[-99.27767,24.39036],[-99.27964,24.39436],[-99.28206,24.39924],[-99.28424,24.4037],[-99.28658,24.40843],[-99.28878,24.41288],[-99.29085,24.41708],[-99.29301,24.42144],[-99.29522,24.42593],[-99.29746,24.43047],[-99.2997,24.43498],[-99.30198,24.43962],[-99.3042,24.44412],[-99.30608,24.44792],[-99.30823,24.45231],[-99.31056,24.45702],[-99.3128,24.46152],[-99.31503,24.46606],[-99.31715,24.47033],[-99.31953,24.47515],[-99.32162,24.47937],[-99.32394,24.4841],[-99.32611,24.48848],[-99.32828,24.49287],[-99.33051,24.49737],[-99.33281,24.50202],[-99.335,24.50647],[-99.33719,24.51092],[-99.33952,24.51561],[-99.34169,24.52002],[-99.34389,24.52449],[-99.34619,24.52914],[-99.34845,24.53368],[-99.35067,24.5382],[-99.3529,24.54271],[-99.35515,24.54723],[-99.35734,24.55168],[-99.35959,24.55625],[-99.36176,24.56062],[-99.36397,24.56507],[-99.36621,24.56963],[-99.36846,24.57415],[-99.37067,24.57861],[-99.37289,24.58308],[-99.37505,24.58745],[-99.37732,24.59203],[-99.38026,24.59794],[-99.38312,24.60374],[-99.38592,24.60941],[-99.38871,24.61501],[-99.39093,24.61952],[-99.39291,24.62352],[-99.39494,24.62762],[-99.39726,24.63228],[-99.39944,24.63668],[-99.40164,24.64111],[-99.40396,24.64581],[-99.40619,24.65032],[-99.40796,24.65388],[-99.41052,24.65906],[-99.41337,24.66477],[-99.41558,24.66922],[-99.41768,24.67348],[-99.41999,24.67814],[-99.42223,24.68267],[-99.42454,24.68731],[-99.42678,24.69181],[-99.42871,24.69566],[-99.43076,24.69978],[-99.43266,24.70363],[-99.43433,24.70702],[-99.43664,24.71165],[-99.43878,24.71597],[-99.44091,24.72028],[-99.44333,24.72514],[-99.44506,24.72866],[-99.44727,24.73309],[-99.44968,24.73793],[-99.45174,24.74207],[-99.45394,24.74655],[-99.45604,24.75074],[-99.45834,24.75538],[-99.46063,24.75998],[-99.46282,24.76438],[-99.465,24.7688],[-99.46732,24.77344],[-99.46942,24.77767],[-99.4719,24.78267],[-99.47644,24.79178],[-99.4777,24.79433],[-99.48013,24.79926],[-99.48235,24.8037],[-99.48393,24.80688],[-99.48538,24.8098],[-99.48627,24.8131],[-99.48701,24.81572],[-99.48838,24.82083],[-99.48977,24.82591],[-99.49106,24.83072],[-99.49226,24.83508],[-99.49375,24.8405],[-99.49512,24.84547],[-99.49637,24.85009],[-99.49764,24.85483],[-99.49893,24.85931],[-99.50018,24.86405],[-99.50153,24.86906],[-99.50283,24.87382],[-99.50399,24.87804],[-99.50513,24.88225],[-99.5067,24.88799],[-99.50797,24.89267],[-99.50919,24.89713],[-99.5105,24.90193],[-99.51168,24.90629],[-99.51256,24.90949],[-99.51437,24.91356],[-99.51633,24.91799],[-99.51849,24.92285],[-99.52051,24.92741],[-99.52248,24.93182],[-99.52463,24.93668],[-99.52676,24.94144],[-99.52882,24.94605],[-99.53085,24.95061],[-99.53286,24.95513],[-99.53522,24.96044],[-99.53528,24.96268],[-99.53539,24.96488],[-99.53557,24.96536]]}}
Línea 400.0 kV | LineString | 400.0 kV | 1 |  |  | CFE |  |  |  |  | OpenStreetMap | {"type":"Feature","properties":{},"geometry":{"type":"LineString","coordinates":[[-98.84691,22.06847],[-98.84678,22.06817],[-98.84695,22.06676],[-98.84709,22.06551]]}}
Línea 400.0 kV | LineString | 400.0 kV | 1 |  |  | CFE |  |  |  |  | OpenStreetMap | {"type":"Feature","properties":{},"geometry":{"type":"LineString","coordinates":[[-98.84576,22.06898],[-98.84565,22.06866],[-98.84596,22.06746],[-98.84709,22.06551]]}}
Línea 400.0 kV | LineString | 400.0 kV | 2 |  |  | CFE |  |  |  |  | OpenStreetMap | {"type":"Feature","properties":{},"geometry":{"type":"LineString","coordinates":[[-98.84709,22.06551],[-98.8465,22.06268],[-98.84591,22.05987],[-98.84525,22.05652],[-98.84458,22.05328],[-98.84393,22.05011],[-98.84388,22.04869]]}}
Línea 400.0 kV | LineString | 400.0 kV | 1 |  |  | CFE |  |  |  |  | OpenStreetMap | {"type":"Feature","properties":{},"geometry":{"type":"LineString","coordinates":[[-99.46131,25.67692],[-99.46158,25.67719],[-99.46067,25.6775],[-99.45707,25.6787],[-99.45328,25.67999],[-99.44942,25.68122],[-99.44575,25.68246],[-99.44174,25.68378],[-99.43782,25.68509],[-99.43389,25.6864],[-99.43078,25.68743],[-99.42686,25.68872],[-99.42322,25.68993],[-99.41966,25.69111],[-99.41573,25.69242],[-99.41185,25.69367],[-99.40802,25.69498],[-99.40419,25.69625],[-99.40039,25.69749],[-99.39719,25.69856],[-99.39403,25.69962],[-99.39085,25.70066],[-99.38673,25.70203],[-99.38251,25.70342],[-99.37868,25.7047],[-99.3767,25.70536],[-99.37483,25.70825],[-99.373,25.71107],[-99.37094,25.71425],[-99.36917,25.717],[-99.36715,25.72013],[-99.36533,25.72293],[-99.36339,25.72591],[-99.36157,25.72872],[-99.36036,25.73059],[-99.35612,25.73155],[-99.35156,25.73253],[-99.34757,25.73343],[-99.34313,25.7344],[-99.33837,25.7336],[-99.33443,25.73294],[-99.3309,25.73236],[-99.32675,25.73167],[-99.32263,25.73098],[-99.31809,25.73023],[-99.31414,25.72957],[-99.31081,25.72902],[-99.30712,25.7284],[-99.30333,25.72964],[-99.30012,25.73071],[-99.29555,25.73224],[-99.29171,25.73349],[-99.28796,25.73475],[-99.28375,25.73614],[-99.27924,25.73761],[-99.27579,25.73877],[-99.27195,25.74],[-99.26781,25.74141],[-99.26352,25.74282],[-99.2596,25.74411],[-99.25577,25.74538],[-99.25275,25.74638],[-99.2498,25.74735],[-99.24605,25.74859],[-99.2425,25.74976],[-99.24033,25.75047],[-99.2361,25.75187],[-99.23218,25.75316],[-99.22881,25.75427],[-99.22545,25.75538],[-99.22197,25.75653],[-99.21901,25.75751],[-99.21366,25.75927],[-99.21038,25.76035],[-99.20574,25.76188],[-99.20158,25.76327],[-99.19751,25.76461],[-99.19381,25.76583],[-99.18989,25.76712],[-99.18531,25.76862],[-99.18128,25.76996],[-99.17809,25.771],[-99.1735,25.77253],[-99.16967,25.77378],[-99.1662,25.77493],[-99.16219,25.77625],[-99.15909,25.77728],[-99.15567,25.7784],[-99.15259,25.77942],[-99.14866,25.78071],[-99.14504,25.78191],[-99.14115,25.78319],[-99.13755,25.78436],[-99.13364,25.78566],[-99.12942,25.78705],[-99.12576,25.78827],[-99.12178,25.78955],[-99.11807,25.79079],[-99.11479,25.79187],[-99.11074,25.7932],[-99.1072,25.79436],[-99.10325,25.79565],[-99.09935,25.79694],[-99.09578,25.79812],[-99.09211,25.79931],[-99.08808,25.80064],[-99.08539,25.80153],[-99.08191,25.80266],[-99.07814,25.80392],[-99.0746,25.80508],[-99.07076,25.80635],[-99.06692,25.80761],[-99.06336,25.80878],[-99.0595,25.81005],[-99.05618,25.81113],[-99.05268,25.81229],[-99.04899,25.81349],[-99.04513,25.81476],[-99.04147,25.81595],[-99.03769,25.81718],[-99.03384,25.81844],[-99.03007,25.81968],[-99.02625,25.8209],[-99.02285,25.82201],[-99.01961,25.82307],[-99.01619,25.82419],[-99.01225,25.82549],[-99.00858,25.82667],[-99.00506,25.82783],[-99.00122,25.82907],[-98.99751,25.8303],[-98.99366,25.83156],[-98.98974,25.83283],[-98.98591,25.83407],[-98.9821,25.83531],[-98.97937,25.83621],[-98.97617,25.83724],[-98.97231,25.83849],[-98.96858,25.83971],[-98.96469,25.84096],[-98.9619,25.84188],[-98.95929,25.84273],[-98.95534,25.84401],[-98.9513,25.84533],[-98.94782,25.84644],[-98.94429,25.84761],[-98.94051,25.84884],[-98.9363,25.8502],[-98.93206,25.85156],[-98.92786,25.85294],[-98.92394,25.85421],[-98.92024,25.85541],[-98.91646,25.85664],[-98.91258,25.8579],[-98.90965,25.85885],[-98.90735,25.8596],[-98.90372,25.86051],[-98.89964,25.86156],[-98.89573,25.86256],[-98.89181,25.86356],[-98.88807,25.86452],[-98.88371,25.86563],[-98.87976,25.86664],[-98.87561,25.86769],[-98.87197,25.86862],[-98.86814,25.86961],[-98.8642,25.87061],[-98.86026,25.87163],[-98.85603,25.87271],[-98.85305,25.87346],[-98.84866,25.87458],[-98.84623,25.8752],[-98.84255,25.87614],[-98.83865,25.87713],[-98.83481,25.87814],[-98.8305,25.87925],[-98.82643,25.88028],[-98.8221,25.88138],[-98.81925,25.88211],[-98.81502,25.88318],[-98.81148,25.88409],[-98.80772,25.88504],[-98.80387,25.88602],[-98.79982,25.88705],[-98.7961,25.88801],[-98.79225,25.88898],[-98.78814,25.89004],[-98.78605,25.89057],[-98.78469,25.89091],[-98.78121,25.89179],[-98.77794,25.89263],[-98.77379,25.89368],[-98.76994,25.89466],[-98.76612,25.89562],[-98.76232,25.89659],[-98.75823,25.89763],[-98.75404,25.89871],[-98.75029,25.89966],[-98.74643,25.90064],[-98.7424,25.90166],[-98.73836,25.90269],[-98.73454,25.90365],[-98.73221,25.90425],[-98.72838,25.90523],[-98.72428,25.90626],[-98.71994,25.9071],[-98.71603,25.90786],[-98.71232,25.90857],[-98.70853,25.9093],[-98.70536,25.90992],[-98.7019,25.91058],[-98.6979,25.91135],[-98.69388,25.91212],[-98.68931,25.913],[-98.68624,25.91359],[-98.68246,25.91432],[-98.67846,25.91509],[-98.67474,25.9158],[-98.67075,25.91657],[-98.66625,25.91743],[-98.66208,25.91823],[-98.65721,25.91916],[-98.65297,25.91996],[-98.64905,25.9207],[-98.64485,25.92144],[-98.64098,25.92212],[-98.63717,25.92277],[-98.6331,25.92348],[-98.62896,25.9242],[-98.6248,25.92492],[-98.62056,25.92564],[-98.61656,25.92634],[-98.61233,25.92707],[-98.60786,25.92784],[-98.60364,25.92857],[-98.5996,25.92932],[-98.59561,25.9301],[-98.59163,25.93091],[-98.58747,25.93179],[-98.58335,25.93266],[-98.57935,25.9335],[-98.57541,25.93433],[-98.57152,25.93516],[-98.56754,25.936],[-98.56368,25.93682],[-98.55985,25.93762],[-98.556,25.93844],[-98.55189,25.9393],[-98.54806,25.9401],[-98.54414,25.94085],[-98.54015,25.94162],[-98.53598,25.94241],[-98.53194,25.94319],[-98.52746,25.94405],[-98.5244,25.94463],[-98.52071,25.94534],[-98.51613,25.94619],[-98.51262,25.94687],[-98.50887,25.94758],[-98.5053,25.94824],[-98.50106,25.949],[-98.49726,25.94973],[-98.49324,25.95053],[-98.48948,25.95129],[-98.48546,25.95205],[-98.48115,25.95287],[-98.47701,25.95366],[-98.47312,25.9544],[-98.46889,25.95522],[-98.46515,25.95593],[-98.46065,25.95678],[-98.45709,25.95747],[-98.45285,25.95826],[-98.44825,25.95915],[-98.44467,25.95983],[-98.43998,25.96072],[-98.43601,25.96147],[-98.43167,25.9623],[-98.42818,25.96295],[-98.42416,25.96373],[-98.42011,25.96451],[-98.41645,25.96519],[-98.41271,25.96591],[-98.40903,25.96661],[-98.40473,25.96743],[-98.40099,25.96814],[-98.39719,25.96885],[-98.3935,25.96956],[-98.38949,25.97033],[-98.38556,25.97108],[-98.38165,25.97182],[-98.37738,25.97263],[-98.37345,25.97338],[-98.36973,25.97409],[-98.36583,25.97482],[-98.36231,25.97549],[-98.35929,25.97609],[-98.35656,25.97659],[-98.35274,25.97654],[-98.3493,25.97651],[-98.34491,25.97645],[-98.34099,25.9764],[-98.33697,25.97636],[-98.333,25.97631],[-98.32916,25.97628],[-98.32516,25.97622],[-98.32116,25.97617],[-98.31706,25.97613],[-98.31308,25.97608],[-98.30909,25.97603],[-98.30495,25.97598],[-98.301,25.97594],[-98.29702,25.97589],[-98.29306,25.97585],[-98.28889,25.9758],[-98.28551,25.97576],[-98.28262,25.9775],[-98.28004,25.97764],[-98.27882,25.97767],[-98.27813,25.97769]]}}
Línea 400.0 kV | LineString | 400.0 kV | 2 |  |  | CFE |  |  |  |  | OpenStreetMap | {"type":"Feature","properties":{},"geometry":{"type":"LineString","coordinates":[[-101.28981,24.51202],[-101.29008,24.51213],[-101.29241,24.51305],[-101.29578,24.51438],[-101.29983,24.51597],[-101.30224,24.51691],[-101.30586,24.51833],[-101.30965,24.51983],[-101.31328,24.52124],[-101.31658,24.52255],[-101.31708,24.52285]]}}
Línea 400.0 kV | LineString | 400.0 kV | 2 |  |  | CFE |  |  |  |  | OpenStreetMap | {"type":"Feature","properties":{},"geometry":{"type":"LineString","coordinates":[[-101.73146,23.87972],[-101.7311,23.88025],[-101.72922,23.88381],[-101.7265,23.88792],[-101.72397,23.89176],[-101.72227,23.89433],[-101.72017,23.89639],[-101.71732,23.89918],[-101.71455,23.90188],[-101.71121,23.90515],[-101.70759,23.9087],[-101.70408,23.91214],[-101.70066,23.91548],[-101.69728,23.91879],[-101.69395,23.92206],[-101.69044,23.9255],[-101.68745,23.92841],[-101.68473,23.93109],[-101.68151,23.93424],[-101.67828,23.9374],[-101.6749,23.94071],[-101.67167,23.94385],[-101.66845,23.94703],[-101.66515,23.95024],[-101.66189,23.95343],[-101.65821,23.95705],[-101.65492,23.96026],[-101.65215,23.96295],[-101.64806,23.967],[-101.64499,23.97],[-101.64362,23.97136],[-101.63978,23.97508],[-101.63765,23.97717],[-101.6332,23.98149],[-101.63107,23.98359],[-101.62723,23.98735],[-101.62329,23.99119],[-101.62136,23.9931],[-101.61916,23.99523],[-101.61638,23.99794],[-101.61299,24.00122],[-101.60965,24.00449],[-101.60628,24.00777],[-101.60289,24.01109],[-101.59965,24.01426],[-101.59614,24.01769],[-101.59368,24.02009],[-101.5903,24.0234],[-101.58702,24.02659],[-101.58439,24.02917],[-101.58174,24.03175],[-101.57831,24.03509],[-101.57502,24.03831],[-101.57178,24.04148],[-101.56838,24.04479],[-101.56498,24.04812],[-101.56138,24.05162],[-101.55787,24.05505],[-101.55443,24.05841],[-101.55084,24.06191],[-101.54843,24.06427],[-101.54672,24.06626],[-101.54394,24.06949],[-101.54084,24.07309],[-101.53797,24.07643],[-101.53507,24.0798],[-101.53225,24.08309],[-101.52958,24.0862],[-101.52644,24.08984],[-101.52402,24.09266],[-101.52131,24.09581],[-101.51815,24.09947],[-101.51504,24.10308],[-101.51221,24.10639],[-101.50926,24.10981],[-101.50634,24.11322],[-101.50347,24.11656],[-101.50037,24.12016],[-101.49788,24.12305],[-101.49547,24.12584],[-101.49237,24.12944],[-101.48948,24.13279],[-101.48642,24.13636],[-101.48348,24.13977],[-101.48056,24.14316],[-101.47763,24.14656],[-101.47476,24.1499],[-101.47245,24.15259],[-101.47074,24.15554],[-101.46841,24.15958],[-101.4661,24.16358],[-101.46379,24.1676],[-101.4615,24.17157],[-101.45916,24.1756],[-101.45688,24.17956],[-101.45458,24.18353],[-101.4523,24.18752],[-101.45044,24.1907],[-101.44852,24.19399],[-101.44624,24.19795],[-101.44392,24.20199],[-101.44161,24.20597],[-101.43947,24.20968],[-101.43728,24.21349],[-101.43497,24.21748],[-101.43277,24.22129],[-101.43042,24.22537],[-101.42857,24.22858],[-101.42675,24.23172],[-101.42439,24.23579],[-101.42215,24.23967],[-101.41997,24.24343],[-101.41776,24.24728],[-101.41555,24.25108],[-101.41315,24.25524],[-101.41105,24.25888],[-101.40858,24.26315],[-101.4068,24.26622],[-101.40488,24.26954],[-101.40252,24.27361],[-101.40032,24.27744],[-101.39798,24.28146],[-101.39578,24.28528],[-101.39349,24.28922],[-101.39119,24.29322],[-101.38886,24.29723],[-101.38646,24.30141],[-101.38448,24.30483],[-101.38253,24.3082],[-101.38013,24.31232],[-101.37782,24.3163],[-101.37548,24.32037],[-101.37324,24.32427],[-101.37089,24.32831],[-101.36862,24.33223],[-101.36645,24.33597],[-101.36415,24.33995],[-101.36234,24.34305],[-101.36084,24.34656],[-101.35899,24.35089],[-101.35754,24.35423],[-101.35606,24.35771],[-101.35422,24.36197],[-101.3525,24.36603],[-101.35078,24.37],[-101.34916,24.37382],[-101.34752,24.37761],[-101.3457,24.38188],[-101.34421,24.38535],[-101.34275,24.38876],[-101.34092,24.39302],[-101.3392,24.39702],[-101.33748,24.40108],[-101.33563,24.40538],[-101.33389,24.40942],[-101.33217,24.41343],[-101.33038,24.41757],[-101.32878,24.42132],[-101.32738,24.42457],[-101.32616,24.42741],[-101.32477,24.43062],[-101.32313,24.43446],[-101.32153,24.43818],[-101.3199,24.44199],[-101.31817,24.44603],[-101.31644,24.45005],[-101.31479,24.45389],[-101.31316,24.45769],[-101.31136,24.46189],[-101.30957,24.46604],[-101.30803,24.46965],[-101.30687,24.4723],[-101.30539,24.4758],[-101.30419,24.47858],[-101.30246,24.48258],[-101.30036,24.48751],[-101.29902,24.49058],[-101.29784,24.49338],[-101.29588,24.49793],[-101.29424,24.50171],[-101.29273,24.50525],[-101.29128,24.50862],[-101.28981,24.51202]]}}
Línea 400.0 kV | LineString | 400.0 kV | 1 |  |  | CFE |  |  |  |  | OpenStreetMap | {"type":"Feature","properties":{},"geometry":{"type":"LineString","coordinates":[[-101.65285,24.62721],[-101.65267,24.62665],[-101.6518,24.62409],[-101.64922,24.62355],[-101.64542,24.62356],[-101.64147,24.62356],[-101.63737,24.62358],[-101.63327,24.62359],[-101.62864,24.6236],[-101.62461,24.62364],[-101.62049,24.62364],[-101.61664,24.62368],[-101.6116,24.62366],[-101.6067,24.62369],[-101.60072,24.62371],[-101.59715,24.6237],[-101.59273,24.62374],[-101.5898,24.62374],[-101.58496,24.62376],[-101.57935,24.62378],[-101.57391,24.6238],[-101.57005,24.62381],[-101.56576,24.62383],[-101.56116,24.62384],[-101.55617,24.62385],[-101.55225,24.62386],[-101.54817,24.62389],[-101.54402,24.6239],[-101.53982,24.62392],[-101.53554,24.62392],[-101.53142,24.62393],[-101.52741,24.62395],[-101.52298,24.62396],[-101.5182,24.62396],[-101.51425,24.62398],[-101.51163,24.62236],[-101.50816,24.6202],[-101.50541,24.6185],[-101.5025,24.61668],[-101.49923,24.61467],[-101.49598,24.61266],[-101.49315,24.6109],[-101.49033,24.60915],[-101.48733,24.60729],[-101.48405,24.60526],[-101.48137,24.60358],[-101.47844,24.60176],[-101.47476,24.59948],[-101.47138,24.59738],[-101.46848,24.59559],[-101.46511,24.5935],[-101.46235,24.59177],[-101.46013,24.59045],[-101.4579,24.58908],[-101.45642,24.5863],[-101.45495,24.58364],[-101.45289,24.58009],[-101.45088,24.57631],[-101.44846,24.57181],[-101.44605,24.56735],[-101.44199,24.56615],[-101.43843,24.56507],[-101.43392,24.56383],[-101.43082,24.5629],[-101.42601,24.56154],[-101.42229,24.56047],[-101.42017,24.55985],[-101.41593,24.55867],[-101.41226,24.55763],[-101.40828,24.55644],[-101.4063,24.55594],[-101.40177,24.5546],[-101.39918,24.55383],[-101.39554,24.5528],[-101.39134,24.55156],[-101.38775,24.55052],[-101.38353,24.54932],[-101.37919,24.54808],[-101.37511,24.54691],[-101.37173,24.54593],[-101.36836,24.54494],[-101.36428,24.54378],[-101.35989,24.54252],[-101.35563,24.5413],[-101.35157,24.54012],[-101.3477,24.53901],[-101.34352,24.53781],[-101.3393,24.5366],[-101.33569,24.53557],[-101.33277,24.53363],[-101.32989,24.53172],[-101.32704,24.52989],[-101.32397,24.52785],[-101.32095,24.52586],[-101.31842,24.5242],[-101.31795,24.5239]]}}
Línea 400.0 kV | LineString | 400.0 kV | 2 |  |  | CFE |  |  |  |  | OpenStreetMap | {"type":"Feature","properties":{},"geometry":{"type":"LineString","coordinates":[[-101.0827,25.27766],[-101.08254,25.27559],[-101.08219,25.27112],[-101.08184,25.26668],[-101.08149,25.26231],[-101.08116,25.25786],[-101.08081,25.2535],[-101.08049,25.24941],[-101.08016,25.24528],[-101.07981,25.24118],[-101.07962,25.23849],[-101.07899,25.23536],[-101.07813,25.23124],[-101.07728,25.22709],[-101.0764,25.22287],[-101.07553,25.21866],[-101.07473,25.21471],[-101.07393,25.21077],[-101.07313,25.20695],[-101.07233,25.20299],[-101.07139,25.19843],[-101.07069,25.19506],[-101.07007,25.19206],[-101.06922,25.18785],[-101.06838,25.18378],[-101.06746,25.17938],[-101.06661,25.17511],[-101.06573,25.17076],[-101.06441,25.16436],[-101.06366,25.16072],[-101.06244,25.15484],[-101.06174,25.15137],[-101.06079,25.14677],[-101.06001,25.14283],[-101.05909,25.13844],[-101.05792,25.13278],[-101.05724,25.12934],[-101.05662,25.12635],[-101.05574,25.12213],[-101.05518,25.11953],[-101.05415,25.11435],[-101.05303,25.1089],[-101.05217,25.1047],[-101.05112,25.09957],[-101.05039,25.09616],[-101.04954,25.09181],[-101.04881,25.0883],[-101.04801,25.08435],[-101.04717,25.08024],[-101.04652,25.07711],[-101.04677,25.0735],[-101.04708,25.06887],[-101.04733,25.0653],[-101.04767,25.05978],[-101.04791,25.05636],[-101.04818,25.05279],[-101.04842,25.04909],[-101.04873,25.04394],[-101.04922,25.03711],[-101.05045,25.03501],[-101.05266,25.03113],[-101.05434,25.02824],[-101.0565,25.02433],[-101.05861,25.02072],[-101.06026,25.01779],[-101.05956,25.01455],[-101.05869,25.01054],[-101.05784,25.0066],[-101.05694,25.0023],[-101.05615,24.99866],[-101.05537,24.99495],[-101.05461,24.99141],[-101.05376,24.98745],[-101.05309,24.98431],[-101.05242,24.9812],[-101.05152,24.97697],[-101.05062,24.97272],[-101.04969,24.96847],[-101.04882,24.96436],[-101.04797,24.96038],[-101.04726,24.95708],[-101.04656,24.9538],[-101.04595,24.95092],[-101.04701,24.9489],[-101.04912,24.945],[-101.0511,24.94126],[-101.05303,24.9376],[-101.05492,24.93413],[-101.05644,24.93127],[-101.05665,24.92812],[-101.05692,24.92405],[-101.05716,24.92064],[-101.05741,24.91692],[-101.0577,24.91258],[-101.05798,24.90841],[-101.05827,24.90423],[-101.05848,24.90088],[-101.05868,24.89824],[-101.05888,24.89531],[-101.0591,24.89213],[-101.05943,24.88715],[-101.05973,24.88283],[-101.06002,24.87854],[-101.06029,24.87442],[-101.06053,24.8709],[-101.06254,24.86844],[-101.06526,24.86509],[-101.068,24.86171],[-101.07072,24.85833],[-101.07372,24.85465],[-101.0767,24.85102],[-101.07957,24.84744],[-101.08245,24.84394],[-101.08532,24.84036],[-101.08846,24.83653],[-101.09097,24.83342],[-101.09336,24.83046],[-101.09618,24.82697],[-101.09894,24.82358],[-101.10189,24.81994],[-101.10483,24.81632],[-101.10777,24.81269],[-101.11064,24.80913],[-101.11353,24.80557],[-101.11642,24.80202],[-101.11934,24.79841],[-101.12165,24.79553],[-101.12408,24.79257],[-101.12701,24.78895],[-101.1299,24.78539],[-101.1324,24.7823],[-101.13575,24.77816],[-101.13849,24.77477],[-101.14131,24.77133],[-101.14426,24.76767],[-101.14687,24.76441],[-101.14964,24.76104],[-101.15221,24.75787],[-101.15491,24.75583],[-101.15837,24.75326],[-101.1615,24.75091],[-101.16501,24.74828],[-101.16805,24.74602],[-101.17146,24.74346],[-101.17483,24.74095],[-101.17859,24.73821],[-101.18079,24.73655],[-101.18384,24.73432],[-101.18727,24.73165],[-101.19083,24.729],[-101.19548,24.72554],[-101.199,24.72288],[-101.20039,24.71964],[-101.20185,24.71626],[-101.20373,24.71193],[-101.20528,24.70834],[-101.20713,24.70403],[-101.2089,24.69992],[-101.21069,24.69578],[-101.21244,24.69172],[-101.21428,24.68745],[-101.21595,24.68358],[-101.21719,24.68067],[-101.21866,24.67729],[-101.2205,24.67301],[-101.22218,24.66911],[-101.22378,24.66542],[-101.22557,24.6612],[-101.2273,24.65719],[-101.22882,24.65367],[-101.23045,24.64991],[-101.23205,24.64618],[-101.23389,24.64189],[-101.23537,24.63848],[-101.23682,24.63512],[-101.23866,24.63083],[-101.24027,24.62709],[-101.24189,24.62334],[-101.24352,24.61956],[-101.24514,24.61578],[-101.24699,24.6115],[-101.24862,24.60773],[-101.25025,24.60394],[-101.25206,24.59973],[-101.25355,24.5963],[-101.25509,24.59272],[-101.25694,24.58839],[-101.25868,24.58438],[-101.26044,24.58029],[-101.26221,24.57613],[-101.26406,24.57189],[-101.26592,24.56754],[-101.26769,24.56346],[-101.26902,24.56042],[-101.26985,24.55848],[-101.27156,24.55444],[-101.27279,24.55159],[-101.27446,24.54769],[-101.27624,24.54357],[-101.27785,24.53983],[-101.27952,24.53593],[-101.28132,24.53176],[-101.28295,24.528],[-101.28455,24.52428],[-101.28655,24.51963],[-101.28819,24.51583],[-101.28981,24.51202]]}}
Línea 400.0 kV | LineString | 400.0 kV | 2 |  |  | CFE |  |  |  |  | OpenStreetMap | {"type":"Feature","properties":{},"geometry":{"type":"LineString","coordinates":[[-100.23164,25.74029],[-100.23275,25.74131],[-100.23368,25.7422],[-100.23324,25.7428],[-100.2315,25.7435],[-100.23091,25.74375],[-100.23049,25.74401],[-100.23002,25.7442],[-100.22947,25.74441],[-100.22893,25.74463],[-100.22838,25.74485],[-100.22798,25.74509],[-100.2265,25.74567],[-100.22514,25.74623],[-100.22377,25.74677],[-100.2224,25.74733],[-100.22108,25.74786],[-100.21961,25.74843],[-100.21826,25.74898],[-100.2169,25.74954],[-100.2154,25.75012],[-100.21424,25.75058],[-100.21287,25.75113],[-100.21151,25.75168],[-100.21014,25.75222],[-100.20877,25.75278],[-100.2075,25.75328],[-100.20608,25.75385],[-100.20466,25.75441],[-100.2033,25.75496],[-100.20194,25.75551],[-100.20047,25.75609],[-100.19921,25.75662],[-100.19784,25.75716],[-100.19649,25.75771],[-100.19507,25.75827],[-100.1937,25.75883],[-100.19234,25.75939],[-100.19097,25.75994],[-100.18959,25.76048],[-100.18824,25.76103],[-100.18688,25.76159],[-100.18551,25.76213],[-100.18401,25.76275],[-100.18283,25.76321],[-100.18141,25.76379],[-100.18003,25.76433],[-100.17863,25.76486],[-100.17729,25.76539],[-100.17599,25.7659],[-100.1746,25.7665],[-100.17326,25.76701],[-100.17179,25.76752],[-100.17012,25.76795],[-100.16865,25.76813],[-100.16799,25.76817],[-100.16651,25.76826],[-100.16505,25.76836],[-100.16356,25.76846],[-100.16207,25.76856],[-100.16059,25.7687],[-100.1591,25.76878],[-100.15764,25.76888],[-100.15616,25.76898],[-100.15527,25.76903],[-100.15402,25.76912],[-100.15227,25.76925],[-100.15074,25.76936],[-100.1491,25.76947],[-100.14746,25.76958],[-100.14582,25.7697],[-100.14418,25.76981],[-100.14253,25.76993],[-100.14166,25.76913],[-100.14012,25.76884],[-100.13914,25.76769],[-100.1381,25.76653],[-100.13713,25.76541],[-100.13614,25.76429],[-100.13512,25.76313],[-100.13416,25.76202],[-100.13318,25.7609],[-100.13236,25.75995],[-100.13127,25.75871],[-100.13025,25.75752],[-100.12922,25.75634],[-100.12819,25.75515],[-100.12714,25.75396],[-100.12611,25.75277],[-100.12502,25.75156],[-100.12405,25.75041],[-100.12303,25.74925],[-100.12204,25.7481],[-100.12103,25.74695],[-100.12003,25.74579],[-100.11902,25.74463],[-100.11831,25.74383],[-100.11695,25.74245],[-100.1141,25.73954],[-100.11156,25.73695],[-100.10899,25.73432],[-100.10656,25.73184],[-100.10393,25.72914],[-100.10205,25.72703],[-100.10122,25.72616],[-100.10091,25.72485]]}}
Línea 400.0 kV | LineString | 400.0 kV |  |  |  | CFE |  |  |  |  | OpenStreetMap | {"type":"Feature","properties":{},"geometry":{"type":"LineString","coordinates":[[-100.09571,25.719],[-100.09654,25.71957],[-100.09784,25.71942]]}}
Línea 400.0 kV | LineString | 400.0 kV |  |  |  | CFE |  |  |  |  | OpenStreetMap | {"type":"Feature","properties":{},"geometry":{"type":"LineString","coordinates":[[-100.09614,25.71885],[-100.09654,25.71957],[-100.09788,25.71912],[-100.09844,25.71892]]}}
Línea 400.0 kV | LineString | 400.0 kV | 1 |  |  | CFE |  |  |  |  | OpenStreetMap | {"type":"Feature","properties":{},"geometry":{"type":"LineString","coordinates":[[-100.33708,25.88271],[-100.33515,25.88365],[-100.33457,25.88563],[-100.33337,25.88966],[-100.33219,25.89359],[-100.33097,25.89771],[-100.32975,25.90178],[-100.32864,25.90553],[-100.32744,25.90954],[-100.32624,25.91358],[-100.32512,25.91733],[-100.3241,25.92077],[-100.32357,25.92447],[-100.32307,25.928],[-100.32244,25.93254],[-100.3218,25.93706],[-100.3211,25.942],[-100.3205,25.94625],[-100.3199,25.95052],[-100.3193,25.9548],[-100.31887,25.95784],[-100.31845,25.9608],[-100.31776,25.96566],[-100.31849,25.96807],[-100.31974,25.97243],[-100.32066,25.97566],[-100.31821,25.97835],[-100.31558,25.98118],[-100.315,25.98522],[-100.31441,25.98944],[-100.31386,25.99334],[-100.31331,25.99717],[-100.3128,26.00078],[-100.31232,26.0042],[-100.31191,26.00707],[-100.3135,26.00978],[-100.31517,26.01266],[-100.31715,26.01603],[-100.31915,26.01947],[-100.32116,26.02289],[-100.32318,26.02638],[-100.32505,26.02956],[-100.32692,26.03277],[-100.32893,26.0362],[-100.33101,26.03976],[-100.33344,26.0439],[-100.33618,26.04859],[-100.33861,26.05276],[-100.3404,26.05581],[-100.34213,26.05878],[-100.34413,26.0622],[-100.34636,26.06604],[-100.34828,26.06931],[-100.34768,26.07277],[-100.34708,26.07614],[-100.34641,26.0799],[-100.34579,26.08329],[-100.34512,26.08711],[-100.34442,26.0909],[-100.34397,26.09359],[-100.34298,26.09902],[-100.3425,26.10164],[-100.34191,26.10504],[-100.34127,26.10859],[-100.34065,26.11201],[-100.34002,26.11559],[-100.33933,26.11944],[-100.33861,26.12352],[-100.33791,26.12737],[-100.3388,26.13072],[-100.33979,26.13444],[-100.34078,26.13815],[-100.34184,26.14218],[-100.34277,26.14563],[-100.3437,26.1492],[-100.34467,26.15282],[-100.34562,26.15636],[-100.34628,26.15885],[-100.34734,26.16279],[-100.34804,26.16542],[-100.34956,26.17113],[-100.35086,26.17373],[-100.35256,26.17704],[-100.35421,26.18031],[-100.35583,26.18349],[-100.35814,26.18805],[-100.36011,26.19197],[-100.3621,26.19581],[-100.36378,26.19916],[-100.36532,26.20216],[-100.36718,26.2058],[-100.36887,26.20924],[-100.36952,26.21311],[-100.37027,26.21751],[-100.37085,26.22101],[-100.37148,26.22477],[-100.37221,26.22898],[-100.37288,26.23296],[-100.37358,26.23718],[-100.3743,26.24135],[-100.37502,26.24565],[-100.3757,26.24993],[-100.37632,26.25354],[-100.37695,26.25721],[-100.37753,26.26059],[-100.37815,26.26433],[-100.3788,26.26816],[-100.37946,26.27202],[-100.38006,26.27551],[-100.38067,26.27919],[-100.3813,26.28292],[-100.38195,26.28686],[-100.3826,26.2907],[-100.38317,26.29418],[-100.38383,26.29796],[-100.38438,26.30125],[-100.38502,26.30502],[-100.38562,26.3086],[-100.38638,26.31308],[-100.38705,26.31704],[-100.38767,26.32069],[-100.38829,26.32444],[-100.38897,26.32849],[-100.38966,26.3326],[-100.39038,26.33676],[-100.3911,26.34098],[-100.39171,26.34472],[-100.39239,26.3487],[-100.393,26.35234],[-100.39362,26.35602],[-100.39427,26.35979],[-100.3949,26.36363],[-100.39563,26.36784],[-100.39629,26.37178],[-100.39696,26.37579],[-100.39757,26.37936],[-100.39821,26.38312],[-100.39896,26.38753],[-100.39967,26.39181],[-100.40032,26.39571],[-100.40099,26.39958],[-100.40168,26.40369],[-100.40244,26.40818],[-100.4031,26.41204],[-100.40375,26.41588],[-100.40437,26.41958],[-100.40499,26.42323],[-100.40291,26.42635],[-100.40081,26.42943],[-100.39879,26.43242],[-100.39649,26.43579],[-100.39715,26.43923],[-100.39792,26.44325],[-100.39862,26.44684],[-100.39922,26.45009],[-100.39993,26.45379],[-100.40068,26.45756],[-100.40135,26.46109],[-100.40183,26.46361],[-100.40251,26.46717],[-100.40319,26.47073],[-100.40378,26.47387],[-100.40474,26.47893],[-100.40551,26.48285],[-100.40627,26.48683],[-100.40697,26.4905],[-100.40764,26.4939],[-100.40825,26.49718],[-100.40912,26.50173],[-100.40989,26.5058],[-100.41062,26.50944],[-100.41401,26.51188],[-100.41761,26.51448],[-100.42278,26.51822],[-100.42725,26.52145],[-100.4293,26.52293],[-100.43149,26.52451],[-100.43471,26.52682],[-100.43836,26.52946],[-100.44196,26.53206],[-100.4455,26.5346],[-100.44918,26.53727],[-100.45222,26.53947],[-100.45287,26.5434],[-100.4535,26.54737],[-100.45412,26.55121],[-100.45489,26.55609],[-100.45551,26.55985],[-100.45609,26.56334],[-100.45667,26.56699],[-100.45728,26.57079],[-100.45786,26.57438],[-100.45841,26.57778],[-100.45912,26.58214],[-100.45982,26.58646],[-100.46047,26.59053],[-100.46115,26.59469],[-100.46175,26.59854],[-100.46239,26.6024],[-100.46309,26.60671],[-100.4639,26.61123],[-100.46453,26.61526],[-100.46517,26.61945],[-100.46589,26.62368],[-100.46653,26.62767],[-100.46714,26.63135],[-100.46773,26.63511],[-100.46833,26.63887],[-100.46895,26.64255],[-100.46961,26.6466],[-100.47025,26.65062],[-100.47096,26.65495],[-100.47162,26.65922],[-100.47229,26.66335],[-100.47291,26.66704],[-100.47346,26.67046],[-100.47405,26.67415],[-100.47463,26.6777],[-100.47525,26.68151],[-100.47581,26.68507],[-100.47641,26.68872],[-100.47698,26.69231],[-100.47756,26.69597],[-100.47815,26.69954],[-100.4787,26.70295],[-100.4793,26.70659],[-100.4799,26.71039],[-100.48048,26.7139],[-100.48103,26.71739],[-100.48165,26.72109],[-100.48221,26.72464],[-100.48279,26.72822],[-100.48336,26.73179],[-100.48398,26.73563],[-100.48464,26.73948],[-100.48522,26.74334],[-100.48586,26.74726],[-100.48642,26.75085],[-100.48709,26.75482],[-100.4877,26.75868],[-100.48827,26.7621],[-100.4882,26.76591],[-100.48816,26.76973],[-100.48812,26.77333],[-100.48805,26.77702],[-100.48799,26.78101],[-100.48793,26.7849],[-100.48789,26.78852],[-100.48784,26.79243],[-100.48778,26.79628],[-100.48772,26.79971],[-100.48766,26.80343],[-100.4876,26.80705],[-100.48755,26.81068],[-100.48751,26.8143],[-100.48744,26.81804],[-100.48737,26.82169],[-100.48732,26.82559],[-100.48728,26.82959],[-100.48721,26.83319],[-100.48715,26.83682],[-100.48711,26.84088],[-100.48705,26.84487],[-100.48698,26.8485],[-100.48694,26.85189],[-100.48699,26.85462],[-100.48703,26.85768],[-100.48707,26.86158],[-100.48711,26.86584],[-100.48717,26.8701],[-100.48722,26.87433],[-100.48727,26.8781],[-100.48731,26.88163],[-100.48735,26.88552],[-100.48741,26.88951],[-100.48742,26.89354],[-100.4875,26.89788],[-100.48757,26.90176],[-100.4876,26.9055],[-100.48761,26.90908],[-100.48768,26.91302],[-100.48773,26.91713],[-100.48781,26.92133],[-100.48783,26.9251],[-100.48788,26.92904],[-100.48789,26.93298],[-100.48795,26.93656],[-100.48799,26.94026],[-100.48804,26.94433],[-100.48809,26.94832],[-100.48815,26.95193],[-100.48821,26.9559],[-100.48825,26.96031],[-100.48834,26.96473],[-100.48837,26.96926],[-100.48841,26.97324],[-100.48844,26.97753],[-100.48851,26.98225],[-100.48854,26.98634],[-100.48859,26.9903],[-100.48865,26.99464],[-100.48869,26.99926],[-100.48872,27.00336],[-100.48875,27.00797],[-100.48573,27.01102],[-100.48248,27.01427],[-100.47964,27.01714],[-100.47697,27.01983],[-100.47401,27.0228],[-100.47078,27.02609],[-100.46758,27.02931],[-100.46412,27.03281],[-100.46083,27.03609],[-100.45636,27.04063],[-100.45441,27.04261],[-100.45239,27.04464],[-100.44962,27.04737],[-100.45003,27.05116],[-100.45044,27.0554],[-100.45094,27.06049],[-100.45132,27.06445],[-100.45174,27.06872],[-100.45215,27.073],[-100.45253,27.07691],[-100.45289,27.08052],[-100.45328,27.08417],[-100.45362,27.08782],[-100.45399,27.09182],[-100.45432,27.09522],[-100.45456,27.09642]]}}
Línea 400.0 kV | LineString | 400.0 kV | 1 |  |  | CFE |  |  |  |  | OpenStreetMap | {"type":"Feature","properties":{},"geometry":{"type":"LineString","coordinates":[[-100.55257,25.71146],[-100.552,25.71209],[-100.55169,25.71539],[-100.55133,25.71943],[-100.55096,25.7233],[-100.55064,25.72667],[-100.55023,25.73095],[-100.55271,25.73411],[-100.55529,25.7374],[-100.55781,25.7406],[-100.56071,25.74432],[-100.5641,25.7486],[-100.56625,25.75134],[-100.56949,25.75545],[-100.57219,25.75888],[-100.57483,25.76224],[-100.57737,25.76547],[-100.57964,25.76835],[-100.58203,25.77139],[-100.58443,25.77439],[-100.5877,25.77854],[-100.59044,25.78175],[-100.59303,25.78375],[-100.59594,25.786],[-100.59909,25.78846],[-100.60248,25.79108],[-100.60555,25.79344],[-100.6087,25.79589],[-100.61208,25.79851],[-100.61594,25.8015],[-100.61973,25.80442],[-100.62239,25.8065],[-100.6254,25.80883],[-100.62832,25.81109],[-100.63153,25.81356],[-100.63469,25.816],[-100.63762,25.8183],[-100.64061,25.8206],[-100.64357,25.82291],[-100.64528,25.82593],[-100.64709,25.82916],[-100.64882,25.83231],[-100.65051,25.83531],[-100.65261,25.83909],[-100.6545,25.84248],[-100.65632,25.84577],[-100.65831,25.84932],[-100.65978,25.85198],[-100.66139,25.85484],[-100.66316,25.85803],[-100.66466,25.86069],[-100.66635,25.86378],[-100.66799,25.8667],[-100.66958,25.86956],[-100.67129,25.87262],[-100.67123,25.87569],[-100.67113,25.87897],[-100.67104,25.88229],[-100.67095,25.88572],[-100.67085,25.88882],[-100.67076,25.89236],[-100.67066,25.8965],[-100.67056,25.90016],[-100.66973,25.90356],[-100.66882,25.90725],[-100.66796,25.91088],[-100.66715,25.91418],[-100.6662,25.91814],[-100.66525,25.92203],[-100.66439,25.92555],[-100.66349,25.92922],[-100.66244,25.93354],[-100.66155,25.93723],[-100.66071,25.94069],[-100.6598,25.94439],[-100.65881,25.94843],[-100.65766,25.95319],[-100.6566,25.95757],[-100.65574,25.96101],[-100.65484,25.96474],[-100.65392,25.96849],[-100.65303,25.97225],[-100.65208,25.97593],[-100.65121,25.97975],[-100.65027,25.98351],[-100.64936,25.98737],[-100.64846,25.99111],[-100.64759,25.9946],[-100.64667,25.99828],[-100.64579,26.00196],[-100.64486,26.00578],[-100.64398,26.00944],[-100.64304,26.01331],[-100.6421,26.01711],[-100.64122,26.02072],[-100.64036,26.02425],[-100.63963,26.0272],[-100.63882,26.0306],[-100.63791,26.03435],[-100.63698,26.03818],[-100.63606,26.04199],[-100.63521,26.04542],[-100.6344,26.04877],[-100.63353,26.05235],[-100.63528,26.05563],[-100.63711,26.05904],[-100.63887,26.06244],[-100.64069,26.06586],[-100.64251,26.06926],[-100.64424,26.07248],[-100.64613,26.07601],[-100.64795,26.07939],[-100.64983,26.08288],[-100.65166,26.08636],[-100.65349,26.08973],[-100.65515,26.09284],[-100.65702,26.09633],[-100.65923,26.10045],[-100.66118,26.10408],[-100.66316,26.10778],[-100.66533,26.11184],[-100.6672,26.11531],[-100.66878,26.11865],[-100.67044,26.12217],[-100.67198,26.12551],[-100.67366,26.12903],[-100.67534,26.13267],[-100.67705,26.13626],[-100.67871,26.13983],[-100.68036,26.14337],[-100.68211,26.14698],[-100.68379,26.15054],[-100.68546,26.15409],[-100.68722,26.15782],[-100.68884,26.16126],[-100.69051,26.16485],[-100.69219,26.16841],[-100.69388,26.17199],[-100.69554,26.17551],[-100.69724,26.17914],[-100.69899,26.18288],[-100.70064,26.18636],[-100.70217,26.1896],[-100.70401,26.19354],[-100.70744,26.2008],[-100.70842,26.2029],[-100.71081,26.20792],[-100.71242,26.21134],[-100.71449,26.21579],[-100.71636,26.21974],[-100.71795,26.22313],[-100.71953,26.22647],[-100.72113,26.22987],[-100.7234,26.23468],[-100.72511,26.23836],[-100.72693,26.24221],[-100.7286,26.24575],[-100.73025,26.24924],[-100.73184,26.25265],[-100.73348,26.25614],[-100.73521,26.2598],[-100.73658,26.2627],[-100.7378,26.26528],[-100.73978,26.2695],[-100.74132,26.27274],[-100.74296,26.27621],[-100.7448,26.28012],[-100.74637,26.28347],[-100.74719,26.28525],[-100.75078,26.28749],[-100.75425,26.28964],[-100.75746,26.29164],[-100.76078,26.29368],[-100.76497,26.29631],[-100.76888,26.29873],[-100.7723,26.30087],[-100.77567,26.30296],[-100.77979,26.30553],[-100.78339,26.30777],[-100.78688,26.30995],[-100.79067,26.31231],[-100.79364,26.31415],[-100.79627,26.31578],[-100.7995,26.31776],[-100.80281,26.31987],[-100.80658,26.3222],[-100.81013,26.3244],[-100.81372,26.32664],[-100.81704,26.32871],[-100.82059,26.33092],[-100.82414,26.33312],[-100.82769,26.33533],[-100.83094,26.33735],[-100.83462,26.33964],[-100.83798,26.34173],[-100.84146,26.34388],[-100.84496,26.34608],[-100.84839,26.34819],[-100.85189,26.35037],[-100.85532,26.35248],[-100.85862,26.35454],[-100.86133,26.35623],[-100.86403,26.3579],[-100.86751,26.36006],[-100.87119,26.36235],[-100.87458,26.36445],[-100.87796,26.36656],[-100.88116,26.36854],[-100.88463,26.3707],[-100.88779,26.37266],[-100.89134,26.37486],[-100.89508,26.3772],[-100.89855,26.37933],[-100.90206,26.38152],[-100.90552,26.38367],[-100.90894,26.3858],[-100.91241,26.38795],[-100.91588,26.3901],[-100.91934,26.39225],[-100.92333,26.39476],[-100.92738,26.39723],[-100.93026,26.39899],[-100.93336,26.40071],[-100.93701,26.40269],[-100.94061,26.40464],[-100.94386,26.40643],[-100.94762,26.40848],[-100.95128,26.41049],[-100.95488,26.41244],[-100.9584,26.41436],[-100.96204,26.41634],[-100.96564,26.41827],[-100.96933,26.4203],[-100.97291,26.42229],[-100.97661,26.42429],[-100.98052,26.42641],[-100.98433,26.4285],[-100.98784,26.43041],[-100.99128,26.43229],[-100.99484,26.43423],[-100.99849,26.43621],[-101.00158,26.43789],[-101.00473,26.43982],[-101.00826,26.44187],[-101.01189,26.44405],[-101.01565,26.44631],[-101.01915,26.44839],[-101.02266,26.4505],[-101.0259,26.45241],[-101.02931,26.45445],[-101.03286,26.45658],[-101.03641,26.45871],[-101.03988,26.46079],[-101.04369,26.46306],[-101.04756,26.46534],[-101.05141,26.46763],[-101.0549,26.46972],[-101.05839,26.4718],[-101.06196,26.47393],[-101.06549,26.47604],[-101.069,26.47813],[-101.07252,26.48022],[-101.07638,26.48252],[-101.08023,26.48482],[-101.08378,26.48695],[-101.08716,26.48896],[-101.09069,26.49106],[-101.09425,26.49318],[-101.0978,26.49529],[-101.10136,26.49742],[-101.10471,26.49941],[-101.1083,26.50154],[-101.11193,26.50373],[-101.11552,26.50584],[-101.11895,26.50789],[-101.12248,26.50998],[-101.12604,26.51212],[-101.12959,26.51422],[-101.13315,26.51633],[-101.13674,26.51851],[-101.14027,26.52058],[-101.14379,26.52268],[-101.14735,26.5248],[-101.15087,26.52689],[-101.15445,26.52901],[-101.15835,26.53133],[-101.16229,26.53367],[-101.16585,26.53581],[-101.16943,26.53792],[-101.17294,26.54002],[-101.1765,26.54216],[-101.18073,26.54466],[-101.185,26.54721],[-101.18879,26.54945],[-101.19262,26.55172],[-101.19616,26.55383],[-101.19976,26.55595],[-101.20332,26.55807],[-101.2068,26.56013],[-101.21029,26.56221],[-101.21387,26.56434],[-101.21737,26.56641],[-101.22081,26.56847],[-101.22439,26.57058],[-101.22785,26.57265],[-101.23136,26.57473],[-101.23463,26.57668],[-101.23825,26.57881],[-101.24182,26.58093],[-101.24514,26.58292],[-101.2486,26.58495],[-101.2519,26.58691],[-101.2556,26.58911],[-101.25904,26.59114],[-101.26269,26.5933],[-101.2661,26.59532],[-101.26952,26.59734],[-101.27316,26.59952],[-101.27654,26.60153],[-101.2793,26.60314],[-101.28271,26.60529],[-101.28659,26.60772],[-101.2907,26.61033],[-101.29481,26.61292],[-101.29868,26.61536],[-101.30234,26.61764],[-101.30585,26.61983],[-101.30888,26.62175],[-101.31221,26.62385],[-101.31454,26.62714],[-101.31654,26.62989],[-101.31887,26.63317],[-101.32091,26.63599],[-101.32295,26.63885],[-101.32522,26.64198],[-101.32755,26.64521],[-101.32987,26.64844],[-101.3321,26.65154],[-101.33449,26.65488],[-101.33698,26.65834],[-101.33931,26.66161],[-101.34152,26.66473],[-101.34373,26.66775],[-101.3459,26.67077],[-101.34817,26.67393],[-101.35066,26.67738],[-101.35304,26.68073],[-101.35537,26.68399],[-101.35759,26.687],[-101.35984,26.69022],[-101.36215,26.6934],[-101.36447,26.69665],[-101.36667,26.69972],[-101.36879,26.70268],[-101.37103,26.70578],[-101.37331,26.70898],[-101.37524,26.71162],[-101.37733,26.7145],[-101.37954,26.71761],[-101.38177,26.72075],[-101.38399,26.72376],[-101.38621,26.7269],[-101.3884,26.72995],[-101.3906,26.73304],[-101.39302,26.73638],[-101.39518,26.7394],[-101.39601,26.74268],[-101.39705,26.74675],[-101.39795,26.75044],[-101.3989,26.75417],[-101.39978,26.75776],[-101.40073,26.76153],[-101.40172,26.76528],[-101.40255,26.76878],[-101.40357,26.77292],[-101.40442,26.77625],[-101.4052,26.77942],[-101.40575,26.78162],[-101.4067,26.78541],[-101.40755,26.78875],[-101.40849,26.7926],[-101.41078,26.7948],[-101.41446,26.7985],[-101.41629,26.8003],[-101.41908,26.80306],[-101.42162,26.80558],[-101.42495,26.80886],[-101.42776,26.81169],[-101.43162,26.81549],[-101.43524,26.81907],[-101.43677,26.82196],[-101.43846,26.82526],[-101.44029,26.82871],[-101.4428,26.83334],[-101.44454,26.83664],[-101.44742,26.84207],[-101.45066,26.84819],[-101.45285,26.85233],[-101.45539,26.85712],[-101.45705,26.86014],[-101.45857,26.86074],[-101.46291,26.86245],[-101.46788,26.8644],[-101.4713,26.86574],[-101.47663,26.86786],[-101.4811,26.86961],[-101.48399,26.87074],[-101.48544,26.87436],[-101.48685,26.87783],[-101.48831,26.88148],[-101.48967,26.88481],[-101.49095,26.88804],[-101.49223,26.89118],[-101.49387,26.89527],[-101.4957,26.89987],[-101.49707,26.90319],[-101.49852,26.90675],[-101.49998,26.9104],[-101.50182,26.91493],[-101.50247,26.91868],[-101.50297,26.92168],[-101.50357,26.92528],[-101.50347,26.92576]]}}
Línea 400.0 kV | LineString | 400.0 kV | 1 |  |  | CFE |  |  |  |  | OpenStreetMap | {"type":"Feature","properties":{},"geometry":{"type":"LineString","coordinates":[[-100.55196,25.71103],[-100.55137,25.71168],[-100.55103,25.71533],[-100.55068,25.71903],[-100.5503,25.72289],[-100.55002,25.72593],[-100.54973,25.72901],[-100.54953,25.7311],[-100.55155,25.73367],[-100.55351,25.73617],[-100.55538,25.73857],[-100.55862,25.74269],[-100.56031,25.74484],[-100.56345,25.74881],[-100.56555,25.75149],[-100.56894,25.75582],[-100.57175,25.75938],[-100.57406,25.76234],[-100.57643,25.76534],[-100.57881,25.76838],[-100.58113,25.77131],[-100.58349,25.77433],[-100.58617,25.77766],[-100.58814,25.78017],[-100.5894,25.78178],[-100.59255,25.78422],[-100.59571,25.78665],[-100.59866,25.78895],[-100.60185,25.7914],[-100.60506,25.79389],[-100.60816,25.7963],[-100.61149,25.79888],[-100.61514,25.80172],[-100.6184,25.80429],[-100.62162,25.80669],[-100.62646,25.81045],[-100.63007,25.81327],[-100.63323,25.81572],[-100.63666,25.81835],[-100.63991,25.82087],[-100.643,25.82326],[-100.64487,25.82659],[-100.64661,25.82972],[-100.64818,25.83255],[-100.64995,25.83569],[-100.652,25.83941],[-100.65379,25.84263],[-100.65559,25.84587],[-100.65693,25.84826],[-100.65842,25.85094],[-100.66026,25.85423],[-100.66173,25.85687],[-100.66318,25.85945],[-100.66489,25.86252],[-100.66738,25.86699],[-100.66771,25.87128],[-100.66797,25.87469],[-100.66813,25.87687],[-100.66843,25.88065],[-100.6687,25.88424],[-100.66894,25.88738],[-100.66918,25.89046],[-100.66944,25.89369],[-100.66968,25.89693],[-100.6699,25.89992],[-100.66904,25.90344],[-100.66819,25.90696],[-100.66732,25.9105],[-100.66648,25.91402],[-100.66554,25.9178],[-100.66462,25.92161],[-100.66379,25.92505],[-100.66305,25.92816],[-100.66213,25.93192],[-100.66124,25.93553],[-100.66035,25.93917],[-100.65949,25.94269],[-100.65867,25.94613],[-100.65784,25.94957],[-100.65673,25.95409],[-100.65575,25.95817],[-100.65481,25.96196],[-100.65393,25.9656],[-100.65306,25.96922],[-100.65217,25.97283],[-100.65129,25.97646],[-100.65043,25.97995],[-100.64954,25.9836],[-100.64866,25.9872],[-100.64783,25.99073],[-100.64692,25.99431],[-100.64607,25.99788],[-100.64518,26.00155],[-100.64427,26.00529],[-100.64342,26.00881],[-100.64246,26.01271],[-100.64146,26.01678],[-100.64066,26.02009],[-100.63949,26.02494],[-100.63854,26.02881],[-100.63768,26.03233],[-100.63682,26.03587],[-100.63605,26.03903],[-100.6352,26.04249],[-100.63435,26.04591],[-100.63354,26.04926],[-100.63278,26.05244],[-100.63447,26.0556],[-100.63628,26.05895],[-100.63801,26.06227],[-100.63979,26.06562],[-100.64158,26.06894],[-100.64324,26.07202],[-100.64491,26.07521],[-100.64665,26.07843],[-100.64844,26.08178],[-100.65026,26.08519],[-100.65209,26.08859],[-100.6539,26.09195],[-100.65566,26.09524],[-100.65741,26.09851],[-100.65919,26.10182],[-100.66103,26.10523],[-100.66282,26.10858],[-100.66464,26.11199],[-100.66616,26.11483],[-100.66741,26.11715],[-100.66887,26.12024],[-100.67045,26.12357],[-100.67203,26.12698],[-100.67359,26.1303],[-100.6752,26.13371],[-100.67681,26.13714],[-100.67839,26.14053],[-100.67999,26.14394],[-100.68161,26.14736],[-100.68324,26.15074],[-100.68495,26.1544],[-100.68686,26.15847],[-100.6886,26.16215],[-100.69015,26.16546],[-100.69149,26.1683],[-100.69296,26.17143],[-100.69468,26.17508],[-100.69644,26.17883],[-100.69788,26.18191],[-100.69934,26.18499],[-100.7011,26.18872],[-100.70301,26.19281],[-100.70512,26.19728],[-100.70708,26.20132],[-100.70883,26.20505],[-100.71024,26.20809],[-100.71203,26.21193],[-100.71376,26.21559],[-100.71524,26.21879],[-100.71686,26.22218],[-100.7185,26.22566],[-100.7201,26.22908],[-100.72174,26.23256],[-100.72322,26.23573],[-100.72482,26.23912],[-100.72648,26.24264],[-100.72807,26.24602],[-100.72964,26.24934],[-100.73128,26.25284],[-100.73287,26.2562],[-100.73446,26.25957],[-100.73607,26.26297],[-100.73809,26.26731],[-100.73971,26.27074],[-100.74086,26.27316],[-100.74191,26.27541],[-100.74326,26.27827],[-100.74468,26.28122],[-100.74545,26.28292],[-100.7467,26.28559],[-100.75021,26.28779],[-100.75377,26.29],[-100.75691,26.29195],[-100.76038,26.2941],[-100.76384,26.29627],[-100.76736,26.29846],[-100.77018,26.30021],[-100.77348,26.30226],[-100.77635,26.30404],[-100.7803,26.3065],[-100.78369,26.30863],[-100.78707,26.31071],[-100.79068,26.31297],[-100.79366,26.31482],[-100.79673,26.31674],[-100.79954,26.31845],[-100.80226,26.32018],[-100.80558,26.32224],[-100.80861,26.32413],[-100.81169,26.32604],[-100.81513,26.32817],[-100.81835,26.33019],[-100.82164,26.33221],[-100.82501,26.33434],[-100.82841,26.33642],[-100.83162,26.33844],[-100.83517,26.34064],[-100.83837,26.34263],[-100.84167,26.34467],[-100.84506,26.34679],[-100.84846,26.34889],[-100.85182,26.35098],[-100.85462,26.35272],[-100.85825,26.35497],[-100.86172,26.35712],[-100.86509,26.35923],[-100.86838,26.36127],[-100.87177,26.36338],[-100.87513,26.36546],[-100.87853,26.36756],[-100.88189,26.36965],[-100.88523,26.37173],[-100.88852,26.37379],[-100.89192,26.37589],[-100.89531,26.37799],[-100.8987,26.38009],[-100.90207,26.38218],[-100.90548,26.3843],[-100.90885,26.38639],[-100.91224,26.38848],[-100.91563,26.39061],[-100.91901,26.39269],[-100.92239,26.3948],[-100.92579,26.39689],[-100.92781,26.39814],[-100.92999,26.39949],[-100.93315,26.40123],[-100.93658,26.40309],[-100.94011,26.405],[-100.94338,26.40681],[-100.94704,26.40879],[-100.95093,26.41093],[-100.95408,26.41264],[-100.95749,26.4145],[-100.96094,26.41639],[-100.96453,26.41833],[-100.96814,26.42031],[-100.97157,26.42217],[-100.97525,26.42418],[-100.9786,26.42603],[-100.98237,26.42807],[-100.9857,26.42989],[-100.98962,26.43203],[-100.99325,26.43399],[-100.99659,26.43581],[-100.99893,26.43708],[-101.00126,26.43834],[-101.00441,26.44027],[-101.00794,26.44237],[-101.01137,26.44443],[-101.0149,26.44652],[-101.01824,26.44851],[-101.02167,26.45055],[-101.02501,26.45251],[-101.02842,26.45459],[-101.03167,26.45652],[-101.03511,26.45858],[-101.03851,26.46059],[-101.04187,26.46261],[-101.04521,26.4646],[-101.04865,26.46664],[-101.05206,26.46868],[-101.05552,26.47074],[-101.05895,26.47278],[-101.06236,26.4748],[-101.06549,26.4767],[-101.06856,26.47851],[-101.07208,26.4806],[-101.07543,26.4826],[-101.07881,26.48463],[-101.08218,26.48664],[-101.08562,26.48868],[-101.08892,26.49065],[-101.09236,26.4927],[-101.09574,26.49473],[-101.09919,26.49678],[-101.1026,26.4988],[-101.10609,26.50089],[-101.10947,26.50288],[-101.11256,26.50474],[-101.11558,26.50654],[-101.11924,26.50871],[-101.1226,26.51071],[-101.12598,26.51273],[-101.12941,26.51476],[-101.13266,26.51669],[-101.1362,26.51883],[-101.13952,26.52078],[-101.14299,26.52286],[-101.14643,26.52489],[-101.14986,26.52697],[-101.15329,26.52897],[-101.15673,26.53102],[-101.15999,26.53296],[-101.16341,26.535],[-101.16684,26.53704],[-101.17028,26.53906],[-101.17371,26.5411],[-101.17714,26.54317],[-101.18049,26.54516],[-101.18368,26.54706],[-101.18732,26.5492],[-101.19076,26.55126],[-101.19412,26.55325],[-101.1976,26.55532],[-101.2008,26.55722],[-101.20424,26.55927],[-101.20763,26.56128],[-101.211,26.56329],[-101.21462,26.56543],[-101.21804,26.56746],[-101.22146,26.5695],[-101.22491,26.57155],[-101.2283,26.57357],[-101.23167,26.57557],[-101.23504,26.57757],[-101.23855,26.57966],[-101.24208,26.58174],[-101.24544,26.58373],[-101.24879,26.5857],[-101.25181,26.58748],[-101.25524,26.58954],[-101.25884,26.59167],[-101.26236,26.59375],[-101.26586,26.59583],[-101.26922,26.59781],[-101.27246,26.59977],[-101.27574,26.60172],[-101.27899,26.60363],[-101.28223,26.60566],[-101.28554,26.60777],[-101.28875,26.60976],[-101.29216,26.61188],[-101.29545,26.61397],[-101.29865,26.616],[-101.30216,26.61819],[-101.30568,26.6204],[-101.31026,26.62326],[-101.31243,26.62631],[-101.3147,26.6295],[-101.31715,26.633],[-101.31937,26.63599],[-101.32135,26.63877],[-101.32336,26.64159],[-101.3254,26.64439],[-101.32751,26.64738],[-101.32965,26.65032],[-101.33188,26.65345],[-101.33411,26.65655],[-101.33631,26.6596],[-101.33841,26.66249],[-101.34057,26.66553],[-101.34281,26.66864],[-101.3451,26.67186],[-101.34729,26.67487],[-101.34948,26.67792],[-101.35165,26.68098],[-101.35388,26.68408],[-101.35606,26.68713],[-101.3583,26.69023],[-101.36025,26.69296],[-101.36245,26.69602],[-101.36476,26.69925],[-101.36702,26.7024],[-101.3692,26.7054],[-101.37135,26.70838],[-101.3733,26.71115],[-101.37532,26.71394],[-101.37758,26.71708],[-101.37983,26.72016],[-101.38192,26.72313],[-101.38418,26.72623],[-101.38648,26.72944],[-101.38864,26.73241],[-101.38893,26.7358],[-101.38924,26.7393],[-101.38959,26.74301],[-101.38992,26.74671],[-101.39026,26.75041],[-101.39058,26.75409],[-101.39092,26.75776],[-101.39128,26.7622],[-101.39168,26.76622],[-101.39203,26.77012],[-101.39236,26.77401],[-101.3928,26.77895],[-101.39317,26.78282],[-101.39339,26.78523],[-101.39362,26.78783],[-101.39611,26.79059],[-101.39867,26.79343],[-101.40088,26.79592],[-101.40293,26.7982],[-101.40476,26.80025],[-101.40754,26.80332],[-101.41029,26.80646],[-101.41423,26.81077],[-101.41753,26.81444],[-101.41899,26.81606],[-101.42176,26.81915],[-101.42408,26.82175],[-101.42723,26.82526],[-101.43,26.8283],[-101.43286,26.83149],[-101.43603,26.835],[-101.43886,26.83818],[-101.44073,26.84075],[-101.44322,26.84415],[-101.44482,26.84634],[-101.44609,26.84811],[-101.45001,26.85357],[-101.4531,26.85773],[-101.45459,26.85977],[-101.45669,26.86065],[-101.46136,26.86244],[-101.46452,26.86368],[-101.4688,26.86536],[-101.47244,26.8668],[-101.47648,26.86839],[-101.48092,26.87013],[-101.48349,26.87114],[-101.48473,26.87418],[-101.48611,26.87756],[-101.48751,26.88108],[-101.48878,26.88421],[-101.49017,26.88768],[-101.49149,26.89096],[-101.49273,26.89397],[-101.49401,26.89718],[-101.4954,26.90067],[-101.49678,26.90406],[-101.49812,26.90736],[-101.4995,26.91084],[-101.50074,26.9139],[-101.50146,26.91574],[-101.502,26.9187],[-101.50246,26.92143],[-101.50304,26.92495],[-101.50318,26.92578]]}}
Línea 400.0 kV | LineString | 400.0 kV | 3 |  |  | CFE |  |  |  |  | OpenStreetMap | {"type":"Feature","properties":{},"geometry":{"type":"LineString","coordinates":[[-100.3589,25.67248],[-100.35861,25.67239],[-100.35664,25.67176],[-100.35567,25.67058],[-100.35469,25.66937],[-100.35363,25.66805],[-100.35255,25.66673],[-100.35198,25.66604],[-100.35105,25.66488],[-100.34987,25.66349],[-100.34892,25.66274],[-100.34774,25.66181],[-100.34656,25.66089],[-100.34541,25.65999],[-100.34423,25.65906],[-100.34377,25.65868],[-100.34323,25.65827],[-100.3421,25.65738],[-100.34106,25.65657],[-100.33993,25.65569],[-100.33871,25.65469]]}}
Línea 400.0 kV | LineString | 400.0 kV | 1 |  |  | CFE |  |  |  |  | OpenStreetMap | {"type":"Feature","properties":{},"geometry":{"type":"LineString","coordinates":[[-100.5611,25.70918],[-100.56537,25.70817],[-100.56936,25.70828],[-100.57456,25.70843],[-100.58052,25.70854],[-100.58545,25.70872],[-100.59103,25.70885],[-100.59502,25.70897],[-100.59891,25.70908],[-100.60354,25.70921],[-100.60758,25.70933],[-100.6109,25.70808],[-100.61413,25.70686],[-100.62014,25.70458],[-100.62629,25.70218],[-100.6323,25.69996],[-100.63698,25.69812],[-100.64046,25.69686],[-100.64415,25.69544],[-100.64847,25.6938],[-100.65361,25.69186],[-100.65839,25.69004],[-100.66335,25.68816],[-100.66768,25.68651],[-100.67153,25.68506],[-100.67472,25.68382],[-100.68005,25.6818],[-100.68568,25.67966],[-100.68828,25.67869],[-100.69294,25.67692],[-100.69807,25.67495],[-100.70207,25.67343],[-100.70633,25.67181],[-100.71343,25.66906],[-100.71715,25.66769],[-100.7236,25.66523],[-100.72711,25.66386],[-100.73059,25.66256],[-100.73416,25.66121],[-100.73756,25.65992],[-100.74272,25.65795],[-100.74722,25.65606],[-100.75212,25.65398],[-100.75777,25.65159],[-100.76149,25.65002],[-100.7661,25.64807],[-100.76897,25.64685],[-100.77245,25.64538],[-100.77606,25.64365],[-100.77887,25.64234],[-100.78397,25.63993],[-100.78872,25.64022],[-100.79352,25.64051],[-100.79631,25.64068],[-100.79893,25.63916],[-100.80244,25.63717],[-100.80561,25.63537],[-100.80782,25.63412],[-100.81287,25.63388],[-100.81717,25.63369],[-100.82011,25.63356],[-100.8245,25.63337],[-100.82936,25.63076],[-100.83321,25.62868],[-100.83646,25.62691],[-100.8396,25.62521],[-100.84406,25.62282],[-100.84785,25.62075],[-100.8515,25.6206],[-100.8551,25.62046],[-100.8587,25.62032],[-100.86355,25.62013],[-100.86808,25.61994],[-100.87336,25.61974],[-100.87775,25.61956],[-100.8824,25.61938],[-100.88567,25.61925],[-100.89007,25.61908],[-100.89266,25.61897],[-100.89717,25.61879],[-100.90096,25.6162]]}}
Línea 400.0 kV | LineString | 400.0 kV | 1 |  |  | CFE |  |  |  |  | OpenStreetMap | {"type":"Feature","properties":{},"geometry":{"type":"LineString","coordinates":[[-100.5611,25.70918],[-100.56537,25.70754],[-100.56739,25.70574],[-100.57052,25.70296],[-100.57357,25.70027],[-100.5756,25.6985],[-100.58004,25.69884],[-100.58433,25.69916],[-100.58878,25.69953],[-100.59277,25.69984],[-100.59698,25.70018],[-100.60123,25.70053],[-100.6049,25.70083],[-100.60808,25.70108],[-100.61076,25.7013],[-100.61442,25.69951],[-100.61729,25.69869],[-100.62091,25.69716],[-100.6238,25.69595],[-100.62698,25.69464],[-100.62972,25.69351],[-100.6344,25.69156],[-100.63838,25.6899],[-100.64218,25.68834],[-100.64527,25.68706],[-100.648,25.68537],[-100.65141,25.68451],[-100.65695,25.6822],[-100.66301,25.67968],[-100.666,25.67845],[-100.67081,25.67646],[-100.67514,25.67466],[-100.6784,25.67331],[-100.68212,25.67176],[-100.68624,25.67006],[-100.68926,25.66881],[-100.69292,25.66729],[-100.6966,25.66576],[-100.70032,25.66424],[-100.70287,25.66317],[-100.70648,25.66167],[-100.71164,25.65954],[-100.71571,25.65785],[-100.71888,25.65654],[-100.72203,25.65521],[-100.72674,25.65447],[-100.73106,25.65378],[-100.73558,25.65306],[-100.73976,25.65239],[-100.74382,25.65177],[-100.74704,25.65034],[-100.75033,25.64888],[-100.75213,25.64805],[-100.75508,25.64676],[-100.75865,25.64516],[-100.76257,25.64339],[-100.76694,25.64144],[-100.77034,25.63993],[-100.774,25.63826],[-100.77792,25.63651],[-100.77996,25.63561],[-100.78149,25.63491],[-100.78517,25.63383],[-100.78944,25.63258],[-100.79247,25.63168],[-100.7952,25.63087],[-100.79852,25.6299],[-100.80227,25.62881],[-100.80687,25.62745],[-100.81083,25.62628],[-100.8152,25.625],[-100.81894,25.6239],[-100.82167,25.62309],[-100.82502,25.62091],[-100.82918,25.61819],[-100.83292,25.61577],[-100.83615,25.61367],[-100.83889,25.61187],[-100.84124,25.61098],[-100.84369,25.61009],[-100.84501,25.61094],[-100.84904,25.61351],[-100.85168,25.61521],[-100.85614,25.61801],[-100.85865,25.61959],[-100.86184,25.61947],[-100.86548,25.61932],[-100.86884,25.61919],[-100.8731,25.61902],[-100.87728,25.61885],[-100.88157,25.61868],[-100.88572,25.61852],[-100.88931,25.61837],[-100.89235,25.61826],[-100.89694,25.61807],[-100.90096,25.6162]]}}
Línea 400.0 kV | LineString | 400.0 kV | 2 |  |  | CFE |  |  |  |  | OpenStreetMap | {"type":"Feature","properties":{},"geometry":{"type":"LineString","coordinates":[[-100.90096,25.6162],[-100.90192,25.61367],[-100.9005,25.60881],[-100.90327,25.60536],[-100.90416,25.60459],[-100.90507,25.60381],[-100.90596,25.60303],[-100.9069,25.60222],[-100.90758,25.60134],[-100.90771,25.60077],[-100.90761,25.6003],[-100.90718,25.59997]]}}
Línea 400.0 kV | LineString | 400.0 kV | 2 |  |  | CFE |  |  |  |  | OpenStreetMap | {"type":"Feature","properties":{},"geometry":{"type":"LineString","coordinates":[[-100.92065,25.60225],[-100.91952,25.60149],[-100.9187,25.60076],[-100.91766,25.59996],[-100.91664,25.59918],[-100.91562,25.59839],[-100.91455,25.59757],[-100.91364,25.59688],[-100.91224,25.5958],[-100.91192,25.59581],[-100.90972,25.59832]]}}
Línea 400.0 kV | LineString | 400.0 kV |  |  |  | CFE |  |  |  |  | OpenStreetMap | {"type":"Feature","properties":{},"geometry":{"type":"LineString","coordinates":[[-100.90821,25.59893],[-100.90879,25.59938],[-100.90929,25.59988],[-100.91051,25.59951],[-100.91175,25.59913],[-100.91299,25.59874],[-100.91333,25.59865],[-100.9142,25.59838],[-100.91454,25.59827],[-100.91553,25.5992],[-100.91674,25.60021],[-100.91701,25.60042],[-100.91846,25.60163],[-100.91932,25.60228],[-100.92015,25.60142],[-100.9203,25.60096]]}}
Línea 400.0 kV | LineString | 400.0 kV |  |  |  | CFE |  |  |  |  | OpenStreetMap | {"type":"Feature","properties":{},"geometry":{"type":"LineString","coordinates":[[-100.9081,25.59985],[-100.90766,25.59949]]}}
Línea 400.0 kV | LineString | 400.0 kV | 2 |  |  | CFE |  |  |  |  | OpenStreetMap | {"type":"Feature","properties":{},"geometry":{"type":"LineString","coordinates":[[-100.93412,25.59766],[-100.93135,25.59924],[-100.92944,25.60033]]}}
Línea 400.0 kV | LineString | 400.0 kV |  |  |  | CFE |  |  |  |  | OpenStreetMap | {"type":"Feature","properties":{},"geometry":{"type":"LineString","coordinates":[[-103.30745,25.45622],[-103.30703,25.45678],[-103.30686,25.45702]]}}
Línea 400.0 kV | LineString | 400.0 kV | 1 |  |  | CFE |  |  |  |  | OpenStreetMap | {"type":"Feature","properties":{},"geometry":{"type":"LineString","coordinates":[[-100.90932,25.60026],[-100.90853,25.59946],[-100.90803,25.59912]]}}
Línea 400.0 kV | LineString | 400.0 kV |  |  |  | CFE |  |  |  |  | OpenStreetMap | {"type":"Feature","properties":{},"geometry":{"type":"LineString","coordinates":[[-100.92944,25.60033],[-100.92756,25.60141],[-100.92401,25.60344],[-100.92065,25.60225]]}}
Línea 400.0 kV | LineString | 400.0 kV | 1 |  |  | CFE |  |  |  |  | OpenStreetMap | {"type":"Feature","properties":{},"geometry":{"type":"LineString","coordinates":[[-103.07713,25.53873],[-103.07564,25.53827],[-103.07127,25.53986],[-103.06706,25.54147],[-103.06303,25.54244],[-103.05897,25.54345],[-103.05515,25.5444],[-103.05138,25.54533],[-103.04794,25.54618],[-103.04439,25.54705],[-103.04046,25.54803],[-103.03681,25.54892],[-103.03276,25.54992],[-103.02902,25.55083],[-103.025,25.55184],[-103.02093,25.55283],[-103.01662,25.55388],[-103.01241,25.55493],[-103.00847,25.5559],[-103.00441,25.55689],[-103.00029,25.5579],[-102.99653,25.55882],[-102.99259,25.55979],[-102.98826,25.56085],[-102.98413,25.56187],[-102.9802,25.56283],[-102.97615,25.56381],[-102.97193,25.56486],[-102.96789,25.56584],[-102.96378,25.56685],[-102.95962,25.56788],[-102.95547,25.56888],[-102.95144,25.56989],[-102.94731,25.57089],[-102.94331,25.57186],[-102.93904,25.57292],[-102.93501,25.57391],[-102.93096,25.5749],[-102.92681,25.57591],[-102.92257,25.57695],[-102.91844,25.57796],[-102.9143,25.57897],[-102.91018,25.57997],[-102.90604,25.581],[-102.90193,25.582],[-102.89784,25.583],[-102.89325,25.58233],[-102.88899,25.58172],[-102.88471,25.58107],[-102.88066,25.5805],[-102.87642,25.57987],[-102.87227,25.57926],[-102.86804,25.57864],[-102.86382,25.57802],[-102.8593,25.57736],[-102.85417,25.57661],[-102.84908,25.57586],[-102.84459,25.57519],[-102.8404,25.57459],[-102.83616,25.57397],[-102.83191,25.57335],[-102.82781,25.57275],[-102.82355,25.57212],[-102.82001,25.5716],[-102.81508,25.57089],[-102.80953,25.57006],[-102.80477,25.56934],[-102.80071,25.56877],[-102.7961,25.5681],[-102.79167,25.56744],[-102.78683,25.56716],[-102.78215,25.5669],[-102.7778,25.56666],[-102.77354,25.56643],[-102.76957,25.5662],[-102.76518,25.56596],[-102.76102,25.56573],[-102.75671,25.56549],[-102.75273,25.56526],[-102.74878,25.56503],[-102.74507,25.56482],[-102.7409,25.5646],[-102.73676,25.56439],[-102.7324,25.56412],[-102.72823,25.5639],[-102.72392,25.56365],[-102.71994,25.56341],[-102.71586,25.56321],[-102.71171,25.56295],[-102.70742,25.56271],[-102.70324,25.56246],[-102.69857,25.5622],[-102.69425,25.56195],[-102.69004,25.5617],[-102.68533,25.56145],[-102.68075,25.56119],[-102.67699,25.56097],[-102.67293,25.56075],[-102.66889,25.56051],[-102.66465,25.56026],[-102.66047,25.56003],[-102.65647,25.55981],[-102.65217,25.55956],[-102.64799,25.55932],[-102.64401,25.55909],[-102.63983,25.55886],[-102.63555,25.55862],[-102.63118,25.55837],[-102.6271,25.55813],[-102.62303,25.55788],[-102.61873,25.55764],[-102.61445,25.55741],[-102.61037,25.55717],[-102.60589,25.55691],[-102.60101,25.55664],[-102.59643,25.55638],[-102.5922,25.55615],[-102.58793,25.5559],[-102.58431,25.55568],[-102.58115,25.5555],[-102.57737,25.55527],[-102.57289,25.55503],[-102.56853,25.5548],[-102.56469,25.55458],[-102.56065,25.55465],[-102.55648,25.55473],[-102.552,25.55481],[-102.54843,25.55488],[-102.54424,25.55496],[-102.54047,25.55504],[-102.53608,25.55512],[-102.53202,25.5552],[-102.52773,25.55529],[-102.52353,25.55537],[-102.51939,25.55545],[-102.51565,25.55552],[-102.51158,25.5556],[-102.50768,25.55567],[-102.50421,25.55573],[-102.50031,25.55581],[-102.49612,25.55589],[-102.49196,25.55598],[-102.48768,25.55606],[-102.48347,25.55614],[-102.48019,25.5562],[-102.47678,25.55624],[-102.47285,25.55633],[-102.46836,25.55585],[-102.46421,25.55542],[-102.45995,25.55496],[-102.45581,25.55451],[-102.45165,25.55407],[-102.447,25.55355],[-102.44247,25.55306],[-102.43782,25.55257],[-102.43437,25.5522],[-102.4303,25.55175],[-102.42555,25.55124],[-102.4216,25.55081],[-102.41685,25.55029],[-102.41339,25.54994],[-102.40833,25.5494],[-102.4042,25.54894],[-102.39996,25.54848],[-102.39548,25.548],[-102.39081,25.5475],[-102.38649,25.54701],[-102.38148,25.54646],[-102.37615,25.54587],[-102.3711,25.54533],[-102.36636,25.54484],[-102.36192,25.54435],[-102.35846,25.54398],[-102.35458,25.54355],[-102.35172,25.54327],[-102.34893,25.54294],[-102.34532,25.54128],[-102.34147,25.53957],[-102.33751,25.53771],[-102.33298,25.53572],[-102.32935,25.5341],[-102.3257,25.53244],[-102.32207,25.53081],[-102.31977,25.52976],[-102.31644,25.52825],[-102.31331,25.52683],[-102.30966,25.52519],[-102.30626,25.52366],[-102.30245,25.52193],[-102.29845,25.52011],[-102.2946,25.51838],[-102.29067,25.5166],[-102.28696,25.51492],[-102.28284,25.51303],[-102.27883,25.51124],[-102.275,25.50951],[-102.27092,25.50766],[-102.26638,25.50561],[-102.26289,25.50403],[-102.25932,25.50237],[-102.2555,25.50065],[-102.25114,25.49871],[-102.24792,25.49719],[-102.24391,25.49544],[-102.23972,25.49355],[-102.23581,25.49178],[-102.23215,25.49011],[-102.22958,25.48896],[-102.22553,25.48842],[-102.22098,25.48783],[-102.21763,25.48738],[-102.21341,25.48683],[-102.20954,25.48632],[-102.20536,25.48577],[-102.20157,25.48528],[-102.19812,25.48482],[-102.19418,25.48431],[-102.18935,25.48366],[-102.18397,25.48296],[-102.17892,25.4823],[-102.17423,25.48168],[-102.1697,25.48109],[-102.16516,25.48049],[-102.16034,25.47985],[-102.1551,25.47917],[-102.15191,25.47876],[-102.14731,25.47815],[-102.1431,25.47759],[-102.1387,25.47487],[-102.13411,25.47198],[-102.12957,25.46917],[-102.12544,25.46657],[-102.1215,25.46411],[-102.11718,25.46141],[-102.11387,25.45937],[-102.11079,25.45741],[-102.10829,25.45584],[-102.10449,25.45349],[-102.10065,25.45108],[-102.09651,25.44849],[-102.09348,25.4466],[-102.09032,25.44465],[-102.08667,25.44238],[-102.08225,25.43958],[-102.07901,25.43754],[-102.07601,25.43569],[-102.07159,25.43292],[-102.06897,25.43126],[-102.06537,25.42902],[-102.06196,25.42688],[-102.0589,25.42498],[-102.05554,25.42288],[-102.05226,25.4208],[-102.0495,25.41908],[-102.04603,25.41693],[-102.04315,25.41511],[-102.03999,25.41314],[-102.03679,25.41114],[-102.03498,25.41001],[-102.0327,25.4086],[-102.0288,25.40932],[-102.0243,25.41016],[-102.02038,25.4109],[-102.01629,25.41166],[-102.01217,25.41243],[-102.0081,25.4132],[-102.00388,25.41398],[-101.99969,25.41476],[-101.99551,25.41555],[-101.99133,25.41634],[-101.98712,25.41712],[-101.98264,25.41796],[-101.97807,25.41881],[-101.97398,25.41957],[-101.96985,25.42036],[-101.96561,25.42116],[-101.96211,25.42181],[-101.95791,25.4226],[-101.95372,25.42337],[-101.95011,25.42406],[-101.94615,25.42479],[-101.94174,25.42556],[-101.93727,25.42639],[-101.9333,25.42713],[-101.92917,25.42791],[-101.92508,25.42865],[-101.92118,25.42938],[-101.91701,25.43015],[-101.91282,25.43094],[-101.90872,25.4317],[-101.90463,25.43246],[-101.90045,25.43324],[-101.89617,25.43405],[-101.89196,25.43482],[-101.8888,25.43541],[-101.88505,25.43536],[-101.88027,25.4353],[-101.87671,25.43526],[-101.87243,25.43521],[-101.86879,25.43516],[-101.86289,25.43507],[-101.85973,25.43502],[-101.85653,25.43499],[-101.8535,25.435],[-101.85146,25.43493],[-101.84436,25.43484],[-101.84085,25.4348],[-101.83851,25.43476],[-101.83137,25.43467],[-101.82968,25.43466],[-101.82457,25.43457],[-101.81981,25.43452],[-101.81465,25.43445],[-101.81133,25.4344],[-101.80508,25.43432],[-101.80008,25.43423],[-101.79491,25.43419],[-101.78868,25.43408],[-101.78673,25.43403],[-101.78416,25.434],[-101.77953,25.43397],[-101.77507,25.4339],[-101.7706,25.43385],[-101.76658,25.4338],[-101.7622,25.43375],[-101.75784,25.4337],[-101.75247,25.4336],[-101.7478,25.43353],[-101.7429,25.43347],[-101.73832,25.43344],[-101.73453,25.43339],[-101.73115,25.43328],[-101.72639,25.43323],[-101.72348,25.43322],[-101.71822,25.43314],[-101.71425,25.43308],[-101.71047,25.43302],[-101.70603,25.43233],[-101.70192,25.43168],[-101.6972,25.43094],[-101.69297,25.43026],[-101.69043,25.42987],[-101.68788,25.42946],[-101.68366,25.4288],[-101.6801,25.42823],[-101.67627,25.42764],[-101.67144,25.42685],[-101.66603,25.426],[-101.66111,25.42522],[-101.6571,25.42459],[-101.65256,25.42385],[-101.64787,25.42313],[-101.64329,25.42239],[-101.63895,25.42175],[-101.63511,25.42113],[-101.63122,25.42053],[-101.62746,25.41993],[-101.62462,25.41947],[-101.62051,25.41882],[-101.61651,25.41817],[-101.61257,25.41755],[-101.6089,25.41696],[-101.60444,25.41626],[-101.60033,25.41562],[-101.59614,25.41494],[-101.59198,25.41428],[-101.58788,25.41363],[-101.58403,25.413],[-101.57994,25.41237],[-101.57572,25.41169],[-101.57132,25.411],[-101.56741,25.41037],[-101.56347,25.40974],[-101.55916,25.40907],[-101.55494,25.40838],[-101.55083,25.40773],[-101.5469,25.40711],[-101.5419,25.40631],[-101.53957,25.40594],[-101.53785,25.40569],[-101.53373,25.40502],[-101.52934,25.40432],[-101.52457,25.40356],[-101.51779,25.40248],[-101.51456,25.40195],[-101.51026,25.40126],[-101.5054,25.4005],[-101.50281,25.4009],[-101.49773,25.40179],[-101.49432,25.40236],[-101.49028,25.40304],[-101.4854,25.40385],[-101.48265,25.40429],[-101.47834,25.40503],[-101.47375,25.40578],[-101.46941,25.4065],[-101.46493,25.40725],[-101.46112,25.40789],[-101.4572,25.40854],[-101.45388,25.40909],[-101.45125,25.40953],[-101.44647,25.41035],[-101.44155,25.41115],[-101.43651,25.412],[-101.43033,25.41302],[-101.42583,25.41376],[-101.42213,25.41438],[-101.41732,25.4152],[-101.41253,25.41598],[-101.40843,25.41665],[-101.40383,25.41742],[-101.39905,25.41819],[-101.3961,25.41865],[-101.39216,25.41929],[-101.38921,25.4198],[-101.38541,25.42043],[-101.38159,25.42107],[-101.37748,25.42174],[-101.37357,25.4224],[-101.37024,25.42295],[-101.36673,25.42355],[-101.36242,25.42427],[-101.35852,25.4249],[-101.35546,25.42538],[-101.35148,25.42607],[-101.34736,25.42673],[-101.3423,25.42758],[-101.33863,25.42822],[-101.33538,25.42874],[-101.33118,25.42944],[-101.32734,25.43009],[-101.32343,25.43073],[-101.31909,25.43144],[-101.31536,25.43206],[-101.31124,25.43273],[-101.30634,25.43355],[-101.30314,25.43408],[-101.2999,25.43462],[-101.29683,25.43513],[-101.2928,25.43578],[-101.28874,25.43646],[-101.28433,25.43719],[-101.27972,25.43794],[-101.27724,25.43836],[-101.27511,25.43871],[-101.2713,25.43934],[-101.26681,25.44007],[-101.26316,25.44068],[-101.25894,25.44135],[-101.25478,25.44206],[-101.2509,25.4427],[-101.24678,25.44337],[-101.24255,25.44408],[-101.23796,25.44485],[-101.23483,25.44534],[-101.23162,25.44587],[-101.22674,25.44666],[-101.22232,25.44741],[-101.2177,25.44818],[-101.21456,25.44871],[-101.20757,25.44982],[-101.20298,25.45093],[-101.19756,25.45224],[-101.19232,25.45355],[-101.18735,25.45473],[-101.18335,25.45571],[-101.17855,25.45687],[-101.17496,25.45775],[-101.1706,25.45878],[-101.16695,25.45969],[-101.16212,25.46086],[-101.15859,25.4617],[-101.15396,25.46283],[-101.14877,25.46407],[-101.14455,25.46512],[-101.1409,25.466],[-101.13658,25.46699],[-101.1317,25.46817],[-101.12718,25.46926],[-101.12404,25.47003],[-101.12102,25.47074],[-101.11593,25.47196],[-101.11142,25.47306],[-101.10804,25.47387],[-101.10494,25.47464],[-101.10035,25.47558],[-101.09656,25.47635],[-101.0926,25.47718],[-101.08821,25.47807],[-101.08346,25.47901],[-101.07969,25.47977],[-101.07591,25.48059],[-101.07247,25.48129],[-101.06875,25.48513],[-101.06619,25.48762],[-101.06153,25.49232],[-101.05826,25.49558],[-101.05552,25.49832],[-101.05254,25.50136],[-101.04892,25.50496],[-101.04617,25.50772],[-101.0436,25.5103],[-101.04071,25.51312],[-101.03693,25.51693],[-101.03422,25.51964],[-101.03152,25.52234],[-101.02958,25.52389],[-101.02643,25.5262],[-101.02125,25.52935],[-101.01603,25.53262],[-101.01237,25.5349],[-101.00883,25.53707],[-101.00487,25.53951],[-101.00126,25.54175],[-100.99854,25.54343],[-100.99552,25.54531],[-100.99246,25.5472],[-100.99175,25.54812],[-100.99203,25.55056],[-100.99077,25.55364],[-100.98997,25.55551],[-100.9892,25.55742],[-100.9876,25.56131],[-100.98586,25.56552],[-100.98454,25.5687],[-100.98226,25.57003],[-100.97988,25.57137],[-100.97803,25.57243],[-100.97444,25.57456],[-100.96995,25.57713],[-100.96676,25.57894],[-100.96142,25.58205],[-100.9589,25.58346],[-100.95446,25.5859],[-100.9499,25.58851],[-100.94342,25.59229],[-100.94042,25.59405],[-100.93553,25.59682],[-100.93412,25.59766]]}}
Línea 400.0 kV | LineString | 400.0 kV |  |  |  | CFE |  |  |  |  | OpenStreetMap | {"type":"Feature","properties":{},"geometry":{"type":"LineString","coordinates":[[-98.1602,25.96916],[-98.15642,25.96889]]}}
Línea 400.0 kV | LineString | 400.0 kV |  |  |  | CFE |  |  |  |  | OpenStreetMap | {"type":"Feature","properties":{},"geometry":{"type":"LineString","coordinates":[[-98.1602,25.96916],[-98.15765,25.96908]]}}
Línea 400.0 kV | LineString | 400.0 kV |  |  |  | CFE |  |  |  |  | OpenStreetMap | {"type":"Feature","properties":{},"geometry":{"type":"LineString","coordinates":[[-98.15642,25.96889],[-98.15765,25.96908]]}}
Línea 400.0 kV | LineString | 400.0 kV |  |  |  | CFE |  |  |  |  | OpenStreetMap | {"type":"Feature","properties":{},"geometry":{"type":"LineString","coordinates":[[-98.15711,25.97738],[-98.15736,25.97343],[-98.15751,25.97169],[-98.15757,25.97027],[-98.15765,25.96908]]}}
Línea 400.0 kV | LineString | 400.0 kV | 2 |  |  | CFE |  |  |  |  | OpenStreetMap | {"type":"Feature","properties":{},"geometry":{"type":"LineString","coordinates":[[-98.27906,25.97842],[-98.28014,25.97831],[-98.28355,25.97807],[-98.28654,25.97785],[-98.2874,25.97656],[-98.29169,25.97659],[-98.29651,25.97664],[-98.30117,25.97669],[-98.30606,25.97675],[-98.31095,25.97681],[-98.31508,25.97686],[-98.31944,25.97691],[-98.32171,25.97991],[-98.32627,25.97989],[-98.33136,25.97987],[-98.33599,25.97986],[-98.34103,25.97986],[-98.34577,25.97983],[-98.35073,25.97982],[-98.35559,25.97981],[-98.36011,25.9798],[-98.36462,25.97979],[-98.36996,25.97977],[-98.37445,25.97974],[-98.37881,25.97974],[-98.38372,25.97973],[-98.38795,25.97971],[-98.39328,25.9797],[-98.39763,25.97969],[-98.40209,25.97967],[-98.40636,25.97965],[-98.41079,25.97964],[-98.41531,25.97963],[-98.41989,25.97962],[-98.42299,25.97961],[-98.42633,25.9796],[-98.42956,25.97958],[-98.4343,25.97956],[-98.43919,25.97955],[-98.44396,25.97953],[-98.44818,25.97953],[-98.45256,25.9795],[-98.45644,25.97949],[-98.46049,25.97948],[-98.46511,25.97943],[-98.46981,25.97943],[-98.47488,25.9794],[-98.47905,25.97941],[-98.48383,25.9794],[-98.48927,25.97937],[-98.49473,25.97935],[-98.49996,25.97933],[-98.50542,25.97931],[-98.51075,25.97928],[-98.51617,25.97926],[-98.52148,25.97925],[-98.52707,25.97923],[-98.53161,25.9792],[-98.53651,25.97917],[-98.542,25.97916],[-98.54723,25.97914],[-98.55234,25.97911],[-98.55673,25.97909],[-98.56112,25.97908],[-98.56653,25.97906],[-98.57165,25.97903],[-98.57583,25.97901],[-98.58016,25.97899],[-98.58398,25.97897],[-98.58781,25.97742],[-98.59292,25.97534],[-98.59737,25.97352],[-98.60209,25.9716],[-98.6072,25.96951],[-98.61181,25.96763],[-98.61643,25.96573],[-98.621,25.96386],[-98.62546,25.96205],[-98.62964,25.96033],[-98.634,25.95856],[-98.63866,25.95667],[-98.6427,25.95501],[-98.64717,25.95318],[-98.65183,25.95128],[-98.65686,25.94923],[-98.66116,25.94749],[-98.66575,25.94563],[-98.6708,25.94356],[-98.67482,25.94192],[-98.67939,25.94006],[-98.68307,25.93854],[-98.68645,25.93717],[-98.69097,25.93532],[-98.69576,25.93336],[-98.7007,25.93133],[-98.7054,25.92942],[-98.70935,25.92781],[-98.71418,25.92583],[-98.71862,25.924],[-98.72233,25.92248],[-98.72673,25.92068],[-98.73145,25.91875],[-98.73503,25.91815],[-98.73985,25.91733],[-98.74554,25.91637],[-98.75059,25.91552],[-98.75563,25.91468],[-98.76112,25.91375],[-98.76581,25.91296],[-98.77063,25.91215],[-98.77619,25.91121],[-98.7809,25.91041],[-98.78524,25.90967],[-98.79014,25.90885],[-98.79574,25.90792],[-98.80063,25.90709],[-98.80612,25.90616],[-98.8112,25.9053],[-98.81651,25.9044],[-98.82141,25.90358],[-98.82673,25.90268],[-98.83082,25.90198],[-98.83522,25.90123],[-98.84068,25.90028],[-98.84548,25.89946],[-98.85078,25.89856],[-98.85585,25.89772],[-98.86063,25.8969],[-98.86541,25.89609],[-98.87029,25.89527],[-98.87585,25.89432],[-98.88015,25.89359],[-98.8849,25.89279],[-98.89078,25.89179],[-98.89489,25.89109],[-98.9,25.89022],[-98.90507,25.88936],[-98.91067,25.88843],[-98.91547,25.88761],[-98.92041,25.88676],[-98.92536,25.88592],[-98.92994,25.88513],[-98.93444,25.88521],[-98.93999,25.8853],[-98.94535,25.88539],[-98.95033,25.88548],[-98.95587,25.88556],[-98.96024,25.88562],[-98.96475,25.88569],[-98.96912,25.88574],[-98.97103,25.88577],[-98.97566,25.88584],[-98.98153,25.88592],[-98.98657,25.88601],[-98.99184,25.88663],[-98.99664,25.88717],[-99.00207,25.88782],[-99.00728,25.88846],[-99.01147,25.88897],[-99.01692,25.88963],[-99.0222,25.89026],[-99.02776,25.89093],[-99.03228,25.89146],[-99.0375,25.89209],[-99.04311,25.8928],[-99.04764,25.89331],[-99.05167,25.89313],[-99.05664,25.8929],[-99.06181,25.89266],[-99.06693,25.89242],[-99.07125,25.89223],[-99.07625,25.892],[-99.08115,25.89178],[-99.08623,25.89155],[-99.091,25.89133],[-99.09552,25.89113],[-99.09872,25.89097],[-99.10235,25.8908],[-99.10725,25.89059],[-99.11235,25.89035],[-99.11695,25.89013],[-99.12216,25.88989],[-99.12692,25.88969],[-99.13203,25.88945],[-99.13757,25.88919],[-99.1426,25.88896],[-99.1467,25.88877],[-99.15046,25.8886],[-99.1558,25.88835],[-99.16049,25.88814],[-99.16535,25.88791],[-99.17053,25.88767],[-99.17562,25.88744],[-99.18067,25.8872],[-99.18579,25.88696],[-99.19089,25.88673],[-99.19504,25.88654],[-99.199,25.88636],[-99.20347,25.88615],[-99.20855,25.88591],[-99.21357,25.88568],[-99.21829,25.88545],[-99.22371,25.88521],[-99.22882,25.88496],[-99.23407,25.88473],[-99.23888,25.8845],[-99.2433,25.8843],[-99.24722,25.88412],[-99.25163,25.8839],[-99.25635,25.88368],[-99.26114,25.88346],[-99.26578,25.88324],[-99.27109,25.883],[-99.27604,25.88276],[-99.28137,25.8825],[-99.28593,25.88229],[-99.29062,25.88208],[-99.29482,25.88187],[-99.29889,25.88169],[-99.30348,25.88147],[-99.30883,25.88121],[-99.31406,25.88096],[-99.31902,25.88074],[-99.3242,25.88049],[-99.3294,25.88024],[-99.33444,25.88],[-99.33959,25.87977],[-99.34489,25.87951],[-99.34896,25.87931],[-99.35274,25.87912],[-99.35768,25.87889],[-99.3627,25.87863],[-99.3678,25.87842],[-99.3729,25.8782],[-99.37796,25.87793],[-99.38287,25.87771],[-99.38823,25.87745],[-99.39316,25.87722],[-99.39714,25.87703],[-99.40025,25.87687],[-99.40312,25.87707],[-99.40709,25.87734],[-99.41198,25.87769],[-99.41712,25.87803],[-99.42188,25.87836],[-99.42664,25.87869],[-99.43167,25.87904],[-99.43607,25.87934],[-99.44113,25.87968],[-99.44522,25.87998],[-99.44966,25.88027],[-99.45464,25.88062],[-99.45958,25.88094],[-99.46458,25.8813],[-99.46949,25.88162],[-99.47456,25.88195],[-99.47959,25.88232],[-99.48436,25.88265],[-99.48823,25.8829],[-99.49207,25.88317],[-99.49683,25.88349],[-99.50186,25.88383],[-99.50681,25.88418],[-99.51199,25.88453],[-99.51708,25.88487],[-99.5219,25.8852],[-99.5269,25.88555],[-99.53117,25.88584],[-99.5348,25.88608],[-99.54001,25.88645],[-99.54507,25.88678],[-99.55017,25.88712],[-99.55511,25.88746],[-99.55974,25.88778],[-99.56492,25.88813],[-99.56963,25.88845],[-99.57426,25.88876],[-99.57852,25.88905],[-99.58384,25.88942],[-99.5892,25.88978],[-99.59379,25.89009],[-99.59924,25.89045],[-99.60464,25.89081],[-99.60942,25.89113],[-99.61477,25.8915],[-99.61891,25.89177],[-99.62314,25.89206],[-99.62814,25.89239],[-99.63346,25.89275],[-99.63856,25.89309],[-99.64348,25.89342],[-99.64857,25.89375],[-99.65344,25.89409],[-99.65806,25.89441],[-99.6623,25.89469],[-99.66666,25.89506],[-99.67175,25.89549],[-99.67657,25.89587],[-99.68161,25.89631],[-99.6869,25.89674],[-99.69236,25.89721],[-99.69769,25.89766],[-99.70326,25.89813],[-99.7081,25.8985],[-99.71139,25.89881],[-99.71401,25.89904],[-99.71829,25.89939],[-99.72363,25.89983],[-99.72905,25.90029],[-99.7343,25.90073],[-99.73989,25.9012],[-99.74494,25.90163],[-99.74974,25.90203],[-99.75476,25.90245],[-99.75955,25.90287],[-99.76372,25.90322],[-99.76724,25.90328],[-99.77072,25.90335],[-99.77477,25.90345],[-99.78021,25.90358],[-99.78543,25.90368],[-99.79079,25.90382],[-99.79587,25.90393],[-99.80132,25.90404],[-99.80642,25.90415],[-99.8094,25.90423],[-99.81451,25.90434],[-99.81932,25.90444],[-99.82405,25.90455],[-99.82853,25.90464],[-99.83349,25.90477],[-99.83848,25.90486],[-99.84421,25.905],[-99.84656,25.90506],[-99.85217,25.90517],[-99.85704,25.9053],[-99.86189,25.90541],[-99.86684,25.90553],[-99.87181,25.90561],[-99.87657,25.9057],[-99.88174,25.90584],[-99.88664,25.90592],[-99.88967,25.90601],[-99.89253,25.90605],[-99.89741,25.90618],[-99.90288,25.90629],[-99.90781,25.90642],[-99.91184,25.90648],[-99.91716,25.90663],[-99.92241,25.90671],[-99.92794,25.90681],[-99.93312,25.90695],[-99.93613,25.90702],[-99.93902,25.90706],[-99.94406,25.90718],[-99.94939,25.90729],[-99.95451,25.9074],[-99.95959,25.90751],[-99.96513,25.9076],[-99.9704,25.90773],[-99.97575,25.90784],[-99.98001,25.90847],[-99.98379,25.90904],[-99.98738,25.90957],[-99.9919,25.91024],[-99.99745,25.91107],[-100.00124,25.91163],[-100.00514,25.9122],[-100.00814,25.91265],[-100.01185,25.91319],[-100.01394,25.91453],[-100.01649,25.91617],[-100.02019,25.91847],[-100.02362,25.92067],[-100.0266,25.92259],[-100.03008,25.92481],[-100.03374,25.92713],[-100.0376,25.92958],[-100.04151,25.93206],[-100.04516,25.93439],[-100.04804,25.93623],[-100.0517,25.93854],[-100.05582,25.94116]]}}
Línea 400.0 kV | LineString | 400.0 kV |  |  |  | CFE |  |  |  |  | OpenStreetMap | {"type":"Feature","properties":{},"geometry":{"type":"LineString","coordinates":[[-98.27906,25.97842],[-98.27868,25.97866],[-98.27697,25.97883]]}}
Línea 400.0 kV | LineString | 400.0 kV |  |  |  | CFE |  |  |  |  | OpenStreetMap | {"type":"Feature","properties":{},"geometry":{"type":"LineString","coordinates":[[-98.27691,25.97832],[-98.27861,25.97815],[-98.27906,25.97842]]}}
Línea 400.0 kV | LineString | 400.0 kV | 1 |  |  | CFE |  |  |  |  | OpenStreetMap | {"type":"Feature","properties":{},"geometry":{"type":"LineString","coordinates":[[-100.05582,25.94116],[-100.05879,25.94303]]}}
Línea 400.0 kV | LineString | 400.0 kV | 2 |  |  | CFE |  |  |  |  | OpenStreetMap | {"type":"Feature","properties":{},"geometry":{"type":"LineString","coordinates":[[-100.05694,25.94156],[-100.05838,25.93975],[-100.06143,25.93591],[-100.0636,25.93321],[-100.0645,25.93009],[-100.06563,25.92614],[-100.06649,25.92306],[-100.0675,25.91952],[-100.06863,25.91553],[-100.06966,25.91198],[-100.07069,25.90787],[-100.07123,25.90582],[-100.07286,25.90073],[-100.0741,25.89641],[-100.07496,25.89336],[-100.07411,25.88962],[-100.07325,25.88588],[-100.07427,25.88436],[-100.07644,25.88117],[-100.07814,25.8786],[-100.07873,25.87772],[-100.07958,25.87658],[-100.08032,25.87562],[-100.08131,25.87458],[-100.08241,25.87342],[-100.08343,25.87235],[-100.08443,25.87131],[-100.08567,25.87039],[-100.08674,25.86938],[-100.08785,25.8683],[-100.08888,25.86732],[-100.08997,25.86628],[-100.09092,25.86535],[-100.09199,25.86432],[-100.09296,25.8634],[-100.09387,25.86251],[-100.09433,25.86161],[-100.09476,25.8607],[-100.09493,25.85985],[-100.09513,25.85879],[-100.09509,25.85783],[-100.09487,25.85703],[-100.09464,25.85615],[-100.09492,25.85569],[-100.09586,25.85466],[-100.09699,25.85337],[-100.0979,25.85235],[-100.09882,25.85131],[-100.09989,25.85009],[-100.10086,25.849],[-100.10193,25.84779],[-100.10274,25.84692],[-100.10373,25.84575],[-100.10453,25.84485],[-100.10546,25.8438],[-100.10684,25.84411],[-100.10821,25.84442],[-100.10964,25.84474],[-100.11111,25.84506],[-100.1126,25.8454],[-100.11416,25.84575],[-100.11543,25.84603],[-100.11669,25.84631],[-100.11806,25.84661],[-100.1196,25.84696],[-100.12067,25.84679],[-100.12189,25.8466],[-100.1231,25.84641],[-100.12428,25.84667],[-100.12581,25.84703],[-100.12734,25.84739],[-100.12862,25.84707],[-100.1298,25.84679],[-100.13113,25.84645],[-100.13247,25.84612],[-100.13374,25.8458],[-100.13471,25.8461],[-100.13476,25.84597],[-100.13504,25.84521],[-100.13538,25.84422],[-100.13586,25.84408],[-100.13704,25.84484],[-100.13842,25.84569],[-100.13972,25.84651],[-100.14106,25.84733],[-100.1424,25.84817],[-100.14345,25.84884],[-100.14388,25.84826]]}}
Línea 400.0 kV | LineString | 400.0 kV | 1 |  |  | CFE |  |  |  |  | OpenStreetMap | {"type":"Feature","properties":{},"geometry":{"type":"LineString","coordinates":[[-100.05582,25.94116],[-100.05694,25.94156]]}}
Línea 400.0 kV | LineString | 400.0 kV | 1 |  |  | CFE |  |  |  |  | OpenStreetMap | {"type":"Feature","properties":{},"geometry":{"type":"LineString","coordinates":[[-100.05694,25.94156],[-100.05879,25.94303]]}}
Línea 400.0 kV | LineString | 400.0 kV | 1 |  |  | CFE |  |  |  |  | OpenStreetMap | {"type":"Feature","properties":{},"geometry":{"type":"LineString","coordinates":[[-100.36537,25.86409],[-100.36513,25.86354],[-100.3612,25.86314],[-100.357,25.8627],[-100.35328,25.8623],[-100.34976,25.86094],[-100.34574,25.85944],[-100.3422,25.85807],[-100.33862,25.85671],[-100.33492,25.8553],[-100.33119,25.85386],[-100.32742,25.85241],[-100.32317,25.85077],[-100.31912,25.84923],[-100.31539,25.84779],[-100.3117,25.84638],[-100.30806,25.84502],[-100.3043,25.84357],[-100.30062,25.84216],[-100.29713,25.84083],[-100.29373,25.8395],[-100.28934,25.83783],[-100.28519,25.83648],[-100.28098,25.83509],[-100.27757,25.83397],[-100.27338,25.83258],[-100.26933,25.83119],[-100.26723,25.83056],[-100.26516,25.82981],[-100.26054,25.82836],[-100.25642,25.827],[-100.25239,25.82567],[-100.24855,25.82442],[-100.24452,25.82308],[-100.24115,25.82197],[-100.23719,25.82067],[-100.23374,25.81954],[-100.23026,25.81838],[-100.22657,25.81717],[-100.22328,25.81608],[-100.22202,25.8156]]}}
Línea 400.0 kV | LineString | 400.0 kV | 1 |  |  | CFE |  |  |  |  | OpenStreetMap | {"type":"Feature","properties":{},"geometry":{"type":"LineString","coordinates":[[-100.33708,25.88271],[-100.3357,25.88187],[-100.33387,25.88275],[-100.33304,25.88551],[-100.33188,25.88938],[-100.33088,25.89283],[-100.32978,25.89636],[-100.32899,25.89914],[-100.32789,25.90271],[-100.32687,25.90599],[-100.32612,25.90878],[-100.32499,25.91258],[-100.32381,25.91654],[-100.32264,25.92059],[-100.32214,25.92391],[-100.32158,25.92785],[-100.32092,25.93249],[-100.32021,25.93748],[-100.31947,25.94278],[-100.31897,25.94639],[-100.31845,25.9502],[-100.31784,25.95444],[-100.3174,25.95777],[-100.31667,25.9628],[-100.31624,25.96581],[-100.31678,25.96783],[-100.3177,25.97126],[-100.31855,25.97438],[-100.31622,25.97769],[-100.31414,25.98067],[-100.31355,25.98472],[-100.31306,25.98844],[-100.31253,25.99236],[-100.31201,25.99563],[-100.31149,25.99925],[-100.31095,26.00318],[-100.3109,26.00353],[-100.31081,26.00418],[-100.31073,26.00472],[-100.31035,26.00728],[-100.31105,26.00846],[-100.31217,26.01036],[-100.31384,26.01324],[-100.31565,26.01637],[-100.31782,26.02004],[-100.31998,26.02379],[-100.32207,26.02732],[-100.32412,26.03091],[-100.32618,26.03437],[-100.32801,26.03751],[-100.33003,26.04096],[-100.3325,26.04518],[-100.33497,26.04942],[-100.33701,26.053],[-100.33885,26.05606],[-100.34105,26.05982],[-100.34319,26.06348],[-100.34502,26.06662],[-100.34656,26.06927],[-100.34591,26.07301],[-100.34522,26.07728],[-100.34448,26.08121],[-100.34376,26.0853],[-100.34306,26.08931],[-100.3423,26.09374],[-100.3415,26.09819],[-100.34104,26.1009],[-100.34039,26.10455],[-100.33975,26.10822],[-100.33911,26.11187],[-100.33844,26.11582],[-100.33779,26.11946],[-100.33708,26.12356],[-100.3364,26.12741],[-100.33737,26.1311],[-100.33844,26.13514],[-100.33952,26.13925],[-100.34053,26.14307],[-100.34134,26.14616],[-100.34223,26.14955],[-100.34314,26.15299],[-100.34411,26.15671],[-100.34497,26.15989],[-100.34604,26.164],[-100.34708,26.16796],[-100.34799,26.17133],[-100.34902,26.17335],[-100.35105,26.17735],[-100.35255,26.18026],[-100.35438,26.18389],[-100.35654,26.18817],[-100.35842,26.19187],[-100.36041,26.19574],[-100.36243,26.19972],[-100.36392,26.20266],[-100.36568,26.20611],[-100.36746,26.20961],[-100.36802,26.21322],[-100.36864,26.2169],[-100.36933,26.22101],[-100.37005,26.22529],[-100.37078,26.22967],[-100.37141,26.23337],[-100.37199,26.23688],[-100.3726,26.24035],[-100.37316,26.24374],[-100.37377,26.24739],[-100.37439,26.25106],[-100.37497,26.25463],[-100.37561,26.25828],[-100.3762,26.26184],[-100.37682,26.26549],[-100.37742,26.26907],[-100.378,26.27245],[-100.37864,26.27624],[-100.37911,26.2793],[-100.37984,26.28336],[-100.38044,26.28691],[-100.38099,26.29019],[-100.38155,26.29358],[-100.38214,26.29703],[-100.38281,26.30095],[-100.38354,26.30534],[-100.38417,26.3089],[-100.38479,26.31273],[-100.3854,26.31633],[-100.38594,26.31965],[-100.38661,26.32341],[-100.38721,26.32706],[-100.38782,26.33065],[-100.38849,26.33461],[-100.38912,26.33831],[-100.38976,26.34215],[-100.3904,26.34593],[-100.391,26.34954],[-100.39162,26.35311],[-100.39224,26.35684],[-100.39284,26.36042],[-100.39347,26.36416],[-100.39422,26.36855],[-100.39486,26.3724],[-100.39547,26.37589],[-100.39612,26.3797],[-100.39673,26.38348],[-100.39738,26.38725],[-100.39798,26.39077],[-100.39855,26.39428],[-100.39922,26.39815],[-100.39985,26.40185],[-100.40044,26.40535],[-100.40105,26.40901],[-100.40165,26.41253],[-100.40226,26.41612],[-100.40287,26.41971],[-100.40351,26.42343],[-100.4019,26.42573],[-100.39969,26.42888],[-100.39748,26.43201],[-100.39501,26.4356],[-100.39571,26.43924],[-100.3963,26.44228],[-100.39703,26.446],[-100.39781,26.44992],[-100.39866,26.45427],[-100.39947,26.45838],[-100.40025,26.46226],[-100.4009,26.4656],[-100.40168,26.46959],[-100.40248,26.47366],[-100.40381,26.48035],[-100.40481,26.4855],[-100.40591,26.49107],[-100.40675,26.4954],[-100.40742,26.49877],[-100.40832,26.50339],[-100.4091,26.50726],[-100.40973,26.51052],[-100.41349,26.51328],[-100.41734,26.51602],[-100.42269,26.51988],[-100.42835,26.52397],[-100.43283,26.5272],[-100.43631,26.52971],[-100.4396,26.5321],[-100.44217,26.53394],[-100.44505,26.53603],[-100.44812,26.53824],[-100.45081,26.54019],[-100.4513,26.54321],[-100.45187,26.54669],[-100.45249,26.55054],[-100.45315,26.55464],[-100.45381,26.55873],[-100.45446,26.56272],[-100.45514,26.567],[-100.45575,26.57078],[-100.45634,26.57438],[-100.45692,26.57796],[-100.45754,26.58179],[-100.45811,26.58531],[-100.45871,26.58901],[-100.45935,26.59295],[-100.46003,26.59726],[-100.46067,26.6013],[-100.46134,26.60533],[-100.46205,26.60944],[-100.46277,26.61377],[-100.46342,26.6178],[-100.4641,26.62201],[-100.46471,26.62577],[-100.46533,26.62963],[-100.46603,26.63393],[-100.46665,26.63786],[-100.46727,26.64154],[-100.4679,26.64518],[-100.46841,26.6487],[-100.46908,26.65286],[-100.46969,26.65669],[-100.47033,26.66054],[-100.4709,26.66416],[-100.4715,26.66779],[-100.47205,26.67119],[-100.47264,26.67484],[-100.47321,26.6784],[-100.47383,26.68214],[-100.47447,26.68606],[-100.47507,26.68991],[-100.47563,26.69347],[-100.47623,26.69707],[-100.47683,26.70075],[-100.47738,26.7043],[-100.47805,26.70821],[-100.47871,26.71236],[-100.47933,26.7162],[-100.47995,26.72003],[-100.48056,26.72386],[-100.48115,26.72745],[-100.48177,26.73104],[-100.48238,26.73496],[-100.48299,26.73884],[-100.48364,26.74277],[-100.48428,26.74674],[-100.48483,26.75032],[-100.48549,26.75433],[-100.4862,26.75873],[-100.48677,26.7622],[-100.48678,26.76602],[-100.48664,26.77184],[-100.48655,26.77602],[-100.48649,26.78015],[-100.48643,26.78426],[-100.48636,26.78849],[-100.48629,26.79272],[-100.48625,26.79683],[-100.48618,26.80073],[-100.48614,26.80495],[-100.48606,26.80918],[-100.48597,26.81335],[-100.48591,26.81763],[-100.48585,26.82191],[-100.4858,26.82614],[-100.48567,26.83012],[-100.48568,26.83378],[-100.48564,26.83723],[-100.48558,26.8409],[-100.48553,26.84448],[-100.48551,26.84779],[-100.48542,26.85084],[-100.48548,26.85343],[-100.48552,26.85639],[-100.48554,26.86002],[-100.48556,26.86361],[-100.48564,26.86725],[-100.48567,26.87126],[-100.48575,26.87528],[-100.48578,26.87922],[-100.48582,26.88313],[-100.48587,26.88689],[-100.4859,26.89098],[-100.48593,26.89516],[-100.48599,26.89943],[-100.48606,26.9036],[-100.4861,26.90747],[-100.48614,26.9112],[-100.48619,26.91491],[-100.48624,26.91856],[-100.48631,26.92216],[-100.48632,26.92607],[-100.48639,26.93007],[-100.48642,26.93404],[-100.48648,26.93814],[-100.48652,26.94197],[-100.48657,26.94563],[-100.48662,26.94924],[-100.48664,26.9529],[-100.4867,26.95643],[-100.48675,26.96056],[-100.48679,26.96414],[-100.48686,26.96759],[-100.48688,26.97147],[-100.48691,26.97568],[-100.48697,26.9801],[-100.48702,26.98426],[-100.48705,26.98746],[-100.487,26.99062],[-100.48715,26.9944],[-100.48715,26.99874],[-100.48719,27.0024],[-100.48723,27.0068],[-100.48386,27.01027],[-100.48109,27.01311],[-100.47808,27.0162],[-100.47555,27.01878],[-100.47273,27.02168],[-100.46944,27.02506],[-100.46587,27.02874],[-100.46179,27.03299],[-100.45851,27.03624],[-100.45492,27.03992],[-100.4516,27.04332],[-100.44798,27.04707],[-100.4486,27.05219],[-100.44906,27.05626],[-100.44968,27.0616],[-100.45016,27.0656],[-100.45065,27.07004],[-100.45117,27.07419],[-100.45157,27.07788],[-100.45199,27.08148],[-100.45238,27.08506],[-100.45284,27.08868],[-100.45327,27.09239],[-100.45366,27.09563],[-100.45412,27.09655]]}}
Línea 400.0 kV | LineString | 400.0 kV |  |  |  | CFE |  |  |  |  | OpenStreetMap | {"type":"Feature","properties":{},"geometry":{"type":"LineString","coordinates":[[-100.69429,28.48375],[-100.69387,28.48343],[-100.69347,28.48313],[-100.69306,28.48281],[-100.69283,28.48264],[-100.69271,28.48255]]}}
Línea 400.0 kV | LineString | 400.0 kV |  |  |  | CFE |  |  |  |  | OpenStreetMap | {"type":"Feature","properties":{},"geometry":{"type":"LineString","coordinates":[[-101.50375,26.92794],[-101.50418,26.92833],[-101.50558,26.92783],[-101.5052,26.92646],[-101.50445,26.92357],[-101.50371,26.92081],[-101.50299,26.91812],[-101.50114,26.91775],[-101.49916,26.91506],[-101.49737,26.91264],[-101.4934,26.9073],[-101.49121,26.90429],[-101.48987,26.90203],[-101.48939,26.8984],[-101.48893,26.89447],[-101.48849,26.89065],[-101.48809,26.88747],[-101.48579,26.88574],[-101.48065,26.88614],[-101.47735,26.88644],[-101.4725,26.8868],[-101.47111,26.88578],[-101.46977,26.88481],[-101.46863,26.88395],[-101.46746,26.8831],[-101.46578,26.88323],[-101.46421,26.88337],[-101.46261,26.88349],[-101.46092,26.88363],[-101.46014,26.88373]]}}
Línea 400.0 kV | LineString | 400.0 kV |  |  |  | Comisión Federal de Electricidad |  |  |  |  | OpenStreetMap | {"type":"Feature","properties":{},"geometry":{"type":"LineString","coordinates":[[-100.10592,19.22986],[-100.10574,19.22917],[-100.10512,19.22826],[-100.10514,19.22672],[-100.10401,19.22638],[-100.10123,19.22552],[-100.09818,19.22458],[-100.09619,19.22398],[-100.09303,19.22301],[-100.08913,19.22181],[-100.08645,19.22101],[-100.082,19.21963],[-100.07741,19.21826],[-100.07469,19.21742],[-100.07205,19.21659],[-100.06825,19.21544],[-100.06645,19.2149],[-100.06644,19.21368],[-100.06694,19.20969],[-100.06728,19.20632],[-100.06756,19.20264],[-100.06785,19.19937],[-100.06814,19.19688],[-100.06842,19.19345],[-100.06882,19.18933],[-100.06917,19.18554],[-100.06953,19.18131],[-100.06914,19.17819],[-100.06888,19.17611],[-100.06868,19.17455],[-100.07015,19.1725],[-100.07241,19.16926],[-100.07189,19.16689],[-100.06961,19.16416],[-100.06685,19.16089],[-100.06392,19.16],[-100.06077,19.15912],[-100.05831,19.15838],[-100.05687,19.15651],[-100.05737,19.15197],[-100.05959,19.14924],[-100.0588,19.14752],[-100.05752,19.14483],[-100.05601,19.14171],[-100.05415,19.13778],[-100.05161,19.13376],[-100.04916,19.12983],[-100.05177,19.12617],[-100.05608,19.12399],[-100.05659,19.12057],[-100.0568,19.11921],[-100.05701,19.11788],[-100.05697,19.11517],[-100.05696,19.11182],[-100.05686,19.10947],[-100.05681,19.10643],[-100.05677,19.10312],[-100.05666,19.09978],[-100.05605,19.09931],[-100.05464,19.09821],[-100.05493,19.09448],[-100.05515,19.09115],[-100.05537,19.08673],[-100.0556,19.08323],[-100.05584,19.0798],[-100.05601,19.07733],[-100.05701,19.07631],[-100.05774,19.07558],[-100.05789,19.07145],[-100.05795,19.06871],[-100.0581,19.06463],[-100.06065,19.06182],[-100.06253,19.05969],[-100.06489,19.05708],[-100.0669,19.05482],[-100.06973,19.05165],[-100.07226,19.04878],[-100.07457,19.04621],[-100.07762,19.04277],[-100.07867,19.04161],[-100.08048,19.03809],[-100.08237,19.03447],[-100.08408,19.03111],[-100.08511,19.02913],[-100.08744,19.02571],[-100.0893,19.02297],[-100.09061,19.02107],[-100.09325,19.01716],[-100.09514,19.01438],[-100.09871,19.00911],[-100.10061,19.00633],[-100.10298,19.00288],[-100.10378,18.99983],[-100.10479,18.99625],[-100.1056,18.9934],[-100.1066,18.9897],[-100.10776,18.98548],[-100.10875,18.98136],[-100.10768,18.9791],[-100.10556,18.97411],[-100.10444,18.97157],[-100.10337,18.96941],[-100.10159,18.96528],[-100.0994,18.96042],[-100.09659,18.95396],[-100.09371,18.94778],[-100.09185,18.94349],[-100.09324,18.94103],[-100.09781,18.93389],[-100.10038,18.92972],[-100.10154,18.92799],[-100.1027,18.92625],[-100.1055,18.92184],[-100.10784,18.91812],[-100.10761,18.91001],[-100.10829,18.90839],[-100.11025,18.90421],[-100.11202,18.90061],[-100.11387,18.89631],[-100.11677,18.89004],[-100.11845,18.8864],[-100.12132,18.8802],[-100.12338,18.87583],[-100.12465,18.87308],[-100.1258,18.87051],[-100.12715,18.87022],[-100.12784,18.8701],[-100.12803,18.87004],[-100.12853,18.86988],[-100.12909,18.86969]]}}
Línea 400.0 kV | LineString | 400.0 kV | 1 |  |  | CFE |  |  |  |  | OpenStreetMap | {"type":"Feature","properties":{},"geometry":{"type":"LineString","coordinates":[[-99.27395,20.0571],[-99.27224,20.0567],[-99.26759,20.05647],[-99.26448,20.05633],[-99.2614,20.05618],[-99.25875,20.05697],[-99.25626,20.0577],[-99.25508,20.05804],[-99.25408,20.05845],[-99.25338,20.05776],[-99.25265,20.05705],[-99.25186,20.05635],[-99.25126,20.05577],[-99.25071,20.05522],[-99.24971,20.05532],[-99.24867,20.05543],[-99.24761,20.05555],[-99.24651,20.05567],[-99.24653,20.05646],[-99.24656,20.05728],[-99.24556,20.05735],[-99.24455,20.05742],[-99.24356,20.05749],[-99.24255,20.05756],[-99.24155,20.05763],[-99.24061,20.0577],[-99.2395,20.05778],[-99.23957,20.05806],[-99.24,20.05879],[-99.24047,20.05949],[-99.24023,20.06012],[-99.24085,20.06073],[-99.2414,20.06134],[-99.242,20.06197],[-99.24296,20.06213],[-99.24403,20.0623],[-99.24445,20.06236],[-99.24334,20.06269],[-99.23875,20.06456],[-99.23468,20.06622],[-99.22996,20.06809],[-99.22473,20.07021],[-99.22042,20.07193],[-99.21697,20.07331],[-99.21339,20.07475],[-99.20887,20.07656],[-99.2041,20.07847],[-99.19989,20.08014],[-99.19547,20.08114],[-99.19138,20.08207],[-99.18719,20.08299],[-99.18312,20.08391],[-99.17921,20.08479],[-99.17522,20.08567],[-99.17101,20.08661],[-99.16704,20.08749],[-99.16285,20.08842],[-99.15851,20.0894],[-99.15479,20.09022],[-99.15025,20.09125],[-99.14831,20.09169],[-99.14492,20.09326],[-99.14058,20.09535],[-99.13646,20.0973],[-99.13289,20.09899],[-99.12891,20.10087],[-99.12469,20.10287],[-99.12096,20.10195],[-99.11715,20.10105],[-99.1128,20.09998],[-99.10855,20.09895],[-99.10428,20.0979],[-99.09994,20.09685],[-99.09437,20.09548],[-99.08997,20.0944],[-99.08592,20.09341],[-99.08071,20.09213],[-99.07321,20.0903],[-99.06981,20.08946],[-99.06123,20.08736],[-99.0574,20.08643],[-99.05359,20.08549],[-99.04944,20.08447],[-99.0461,20.08365],[-99.0425,20.08277],[-99.03787,20.08163],[-99.03428,20.08074],[-99.03049,20.07981],[-99.02679,20.0789],[-99.0231,20.078],[-99.01877,20.07694],[-99.01273,20.07545],[-99.00901,20.07453],[-99.00504,20.07355],[-99.00194,20.07313],[-98.99657,20.07239],[-98.992,20.07175],[-98.9841,20.07065],[-98.9797,20.07003],[-98.97524,20.0694],[-98.97088,20.06881],[-98.96823,20.06843],[-98.96383,20.06782],[-98.95865,20.0671],[-98.95161,20.06609],[-98.94688,20.06543],[-98.94047,20.06455],[-98.93499,20.06379],[-98.92988,20.0631],[-98.92738,20.06273],[-98.92357,20.06218],[-98.9191,20.06156],[-98.91449,20.06093],[-98.90949,20.06021],[-98.90657,20.05969],[-98.90027,20.05859],[-98.89516,20.05766],[-98.88921,20.0566],[-98.88583,20.05602],[-98.8822,20.05537],[-98.87739,20.05455],[-98.87302,20.05374],[-98.86851,20.05292],[-98.86546,20.0524],[-98.86022,20.05145],[-98.85713,20.0509],[-98.85282,20.05012],[-98.84822,20.04929],[-98.84232,20.04823],[-98.83917,20.04769],[-98.83305,20.04656],[-98.83032,20.04613],[-98.82699,20.04553],[-98.82438,20.04505],[-98.81795,20.04394],[-98.81319,20.04307],[-98.80851,20.0422],[-98.8021,20.04107],[-98.79672,20.04009],[-98.79244,20.03932],[-98.78902,20.03874],[-98.78538,20.03805],[-98.78112,20.0373],[-98.77683,20.03653],[-98.77263,20.03578],[-98.76842,20.03501],[-98.76377,20.03524],[-98.75905,20.03551],[-98.75467,20.03577],[-98.74961,20.03609],[-98.74578,20.03634],[-98.74187,20.03649],[-98.73726,20.03677],[-98.73306,20.037],[-98.7322,20.03704]]}}
Línea 400.0 kV | LineString | 400.0 kV |  |  |  | CFE |  |  |  |  | OpenStreetMap | {"type":"Feature","properties":{},"geometry":{"type":"LineString","coordinates":[[-97.41573,20.35372],[-97.41603,20.35308],[-97.41538,20.35334]]}}
Línea 400.0 kV | LineString | 400.0 kV | 1 |  |  | CFE |  |  |  |  | OpenStreetMap | {"type":"Feature","properties":{},"geometry":{"type":"LineString","coordinates":[[-96.41077,19.72206],[-96.41113,19.72217],[-96.41126,19.72299],[-96.41253,19.72428],[-96.41523,19.72698],[-96.4212,19.73302],[-96.42255,19.73434],[-96.4263,19.73691],[-96.42964,19.73917],[-96.43716,19.7443],[-96.43964,19.74599],[-96.44209,19.74767],[-96.44517,19.74976],[-96.45067,19.75349],[-96.45398,19.75556],[-96.45709,19.75783],[-96.45965,19.75784],[-96.46422,19.7578],[-96.4675,19.75776],[-96.47123,19.75773],[-96.47524,19.75769],[-96.47763,19.75768],[-96.48445,19.75763],[-96.4884,19.75761],[-96.49324,19.75758],[-96.50051,19.75752],[-96.5028,19.7575],[-96.50615,19.75746],[-96.50931,19.75744],[-96.51585,19.75738],[-96.52214,19.75722],[-96.52815,19.75727],[-96.53235,19.75723],[-96.53802,19.75718],[-96.54205,19.75713],[-96.54644,19.7571],[-96.55056,19.75706],[-96.55551,19.75702],[-96.55998,19.75698],[-96.5648,19.75694],[-96.56822,19.75691],[-96.57152,19.75833],[-96.5755,19.76003],[-96.57979,19.76187],[-96.58284,19.76319],[-96.58574,19.76444],[-96.59047,19.76647],[-96.59285,19.76749],[-96.59624,19.76894],[-96.60152,19.77122],[-96.60553,19.77295],[-96.61121,19.77539],[-96.61628,19.77756],[-96.61891,19.77869],[-96.62562,19.78157],[-96.63061,19.78372],[-96.636,19.78604],[-96.63899,19.78731],[-96.64147,19.7884],[-96.64592,19.79032],[-96.64883,19.79154],[-96.65082,19.79236],[-96.65342,19.79353],[-96.65811,19.79553],[-96.66184,19.79712],[-96.66392,19.79803],[-96.66662,19.79918],[-96.67283,19.80185],[-96.67639,19.80339],[-96.67945,19.80468],[-96.68182,19.80732],[-96.68342,19.80912],[-96.68579,19.81174],[-96.6877,19.81388],[-96.6914,19.81794],[-96.69372,19.82058],[-96.69718,19.82439],[-96.69863,19.82603],[-96.70192,19.82969],[-96.70386,19.83181],[-96.70802,19.83647],[-96.71211,19.84099],[-96.71416,19.84326],[-96.71782,19.84734],[-96.72207,19.85207],[-96.72314,19.85326],[-96.72577,19.8562],[-96.72911,19.85987],[-96.73143,19.86247],[-96.73379,19.8651],[-96.73564,19.86715],[-96.73863,19.87044],[-96.74114,19.87327],[-96.74363,19.87601],[-96.7469,19.87966],[-96.74927,19.88229],[-96.75106,19.88427],[-96.75435,19.88793],[-96.75846,19.8925],[-96.76083,19.89513],[-96.76334,19.89784],[-96.76674,19.90171],[-96.76947,19.90469],[-96.7721,19.90765],[-96.77451,19.91025],[-96.7764,19.91236],[-96.77927,19.91556],[-96.78074,19.91719],[-96.78376,19.91887],[-96.78678,19.92051],[-96.79099,19.92284],[-96.79461,19.92477],[-96.79728,19.9262],[-96.80262,19.92913],[-96.80732,19.93172],[-96.81237,19.93446],[-96.81618,19.93654],[-96.81965,19.93845],[-96.8235,19.94053],[-96.82733,19.94265],[-96.83431,19.94694],[-96.83744,19.94864],[-96.84066,19.94991],[-96.84517,19.95236],[-96.84823,19.95404],[-96.85141,19.95582],[-96.85369,19.95708],[-96.85769,19.95928],[-96.86111,19.96119],[-96.865,19.96334],[-96.86858,19.9653],[-96.87157,19.96698],[-96.8756,19.9692],[-96.87979,19.97154],[-96.88425,19.974],[-96.88943,19.97688],[-96.89561,19.98031],[-96.90013,19.98284],[-96.9053,19.98568],[-96.90807,19.98722],[-96.91079,19.98875],[-96.9145,19.99079],[-96.91797,19.99337],[-96.9195,19.99447],[-96.92357,19.99752],[-96.92672,19.99986],[-96.93225,20.00395],[-96.93591,20.0067],[-96.93899,20.00887],[-96.94119,20.01051],[-96.94552,20.01375],[-96.94773,20.01536],[-96.9509,20.01774],[-96.95674,20.02204],[-96.95849,20.02332],[-96.961,20.02521],[-96.96387,20.02732],[-96.96734,20.02989],[-96.97061,20.03232],[-96.9741,20.03491],[-96.97731,20.03723],[-96.98094,20.03995],[-96.98352,20.04186],[-96.98669,20.04421],[-96.98996,20.04658],[-96.99284,20.04873],[-96.99657,20.05151],[-97.00095,20.05475],[-97.00403,20.057],[-97.00871,20.06045],[-97.01175,20.0627],[-97.01527,20.06524],[-97.01811,20.06738],[-97.02212,20.07039],[-97.02523,20.07266],[-97.02892,20.07538],[-97.03204,20.07764],[-97.03512,20.07997],[-97.03863,20.08255],[-97.04188,20.08494],[-97.04516,20.08737],[-97.04887,20.09011],[-97.05185,20.09231],[-97.05516,20.09474],[-97.05821,20.09703],[-97.06175,20.09963],[-97.06424,20.10148],[-97.06725,20.1037],[-97.07032,20.10597],[-97.0728,20.10781],[-97.07658,20.11059],[-97.08015,20.11323],[-97.08325,20.11552],[-97.08685,20.11815],[-97.09022,20.12066],[-97.09358,20.12312],[-97.09687,20.12555],[-97.10017,20.12803],[-97.10359,20.13053],[-97.10675,20.13283],[-97.11013,20.13538],[-97.1134,20.13774],[-97.11677,20.14026],[-97.12057,20.14305],[-97.12501,20.14633],[-97.12861,20.14898],[-97.13134,20.15099],[-97.13342,20.15254],[-97.14054,20.15562],[-97.14562,20.15784],[-97.14989,20.15971],[-97.15439,20.16166],[-97.15804,20.16322],[-97.16187,20.1649],[-97.16441,20.16598],[-97.16705,20.16714],[-97.17288,20.16966],[-97.17852,20.1721],[-97.18281,20.17395],[-97.19059,20.17734],[-97.19463,20.17906],[-97.19835,20.18069],[-97.20168,20.18217],[-97.20447,20.18332],[-97.20823,20.18492],[-97.21315,20.18712],[-97.21837,20.18942],[-97.2231,20.19145],[-97.22746,20.19339],[-97.23256,20.19558],[-97.23987,20.19887],[-97.24504,20.20104],[-97.25103,20.20373],[-97.25511,20.20551],[-97.25905,20.20721],[-97.2633,20.20915],[-97.26853,20.21137],[-97.27112,20.21254],[-97.27577,20.21458],[-97.27988,20.21638],[-97.2848,20.21851],[-97.29234,20.22181],[-97.29632,20.22354],[-97.30019,20.22523],[-97.30506,20.22738],[-97.31033,20.22967],[-97.31645,20.23236],[-97.31844,20.23324],[-97.32345,20.23544],[-97.32741,20.23715],[-97.33118,20.23881],[-97.33556,20.24072],[-97.33852,20.24202],[-97.34263,20.24381],[-97.34462,20.24465],[-97.34832,20.24631],[-97.35038,20.24738],[-97.35309,20.24883],[-97.35827,20.25107],[-97.36209,20.25276],[-97.36626,20.25458],[-97.36947,20.25598],[-97.37303,20.25753],[-97.37824,20.25982],[-97.38137,20.26118],[-97.38357,20.26216],[-97.38908,20.26415],[-97.39396,20.26625],[-97.39635,20.27147],[-97.39814,20.27535],[-97.39975,20.27885],[-97.40108,20.28174],[-97.40253,20.2849],[-97.40459,20.28938],[-97.40553,20.29144],[-97.40721,20.29508],[-97.4093,20.29964],[-97.41072,20.30272],[-97.41223,20.30602],[-97.41392,20.30968],[-97.41528,20.31264],[-97.41676,20.31586],[-97.41847,20.31958],[-97.42027,20.32348],[-97.42189,20.32702],[-97.42388,20.33136],[-97.42557,20.33499],[-97.42709,20.33833],[-97.42872,20.34189],[-97.42969,20.34388],[-97.4297,20.34619]]}}
Línea 400.0 kV | LineString | 400.0 kV | 1 |  |  | cfe |  |  |  |  | OpenStreetMap | {"type":"Feature","properties":{},"geometry":{"type":"LineString","coordinates":[[-97.4297,20.34619],[-97.4315,20.34789],[-97.43338,20.35189],[-97.43502,20.35559],[-97.43702,20.35995],[-97.43856,20.3633],[-97.44025,20.36697],[-97.44199,20.37074],[-97.44369,20.37442],[-97.4453,20.37788],[-97.44695,20.38155],[-97.4487,20.38532],[-97.45112,20.39056],[-97.45476,20.39849],[-97.45874,20.40701],[-97.46072,20.41143],[-97.46333,20.41706],[-97.46671,20.42444],[-97.46866,20.42869],[-97.47092,20.43357],[-97.47229,20.43655],[-97.47384,20.43989],[-97.47547,20.44353],[-97.47687,20.44636],[-97.4791,20.45117],[-97.4805,20.45422],[-97.48263,20.45884],[-97.48457,20.46293],[-97.48556,20.4651],[-97.48691,20.46801],[-97.48779,20.4699],[-97.48971,20.47403],[-97.49137,20.4776],[-97.49301,20.48117],[-97.49461,20.48464],[-97.49639,20.48842],[-97.49794,20.49175],[-97.49995,20.49608],[-97.50334,20.50336],[-97.50706,20.50695],[-97.50665,20.50919],[-97.50605,20.50959]]}}
Línea 400.0 kV | LineString | 400.0 kV | 1 |  |  | CFE |  |  |  |  | OpenStreetMap | {"type":"Feature","properties":{},"geometry":{"type":"LineString","coordinates":[[-98.88168,18.7993],[-98.8818,18.79851]]}}
Línea 400.0 kV | LineString | 400.0 kV | 1 |  |  | CFE |  |  |  |  | OpenStreetMap | {"type":"Feature","properties":{},"geometry":{"type":"LineString","coordinates":[[-98.8818,18.79851],[-98.88119,18.79903]]}}
Línea 400.0 kV | LineString | 400.0 kV | 2 |  |  | CFE |  |  |  |  | OpenStreetMap | {"type":"Feature","properties":{},"geometry":{"type":"LineString","coordinates":[[-98.99796,18.84648],[-98.99884,18.84597],[-99.00163,18.84373],[-99.00369,18.84208],[-99.00676,18.83962],[-99.00879,18.83802],[-99.01061,18.83498],[-99.01281,18.83139],[-99.01445,18.82864],[-99.01668,18.82496],[-99.01797,18.82282],[-99.01731,18.81935],[-99.01681,18.81655],[-99.01571,18.81058],[-99.01503,18.80697],[-99.01431,18.80292],[-99.01356,18.79899],[-99.01281,18.79488],[-99.01219,18.7915],[-99.01146,18.7876],[-99.01072,18.78355],[-99.01008,18.78008],[-99.00798,18.77713],[-99.00535,18.77339],[-99.00388,18.77129],[-99.00229,18.76907],[-98.9991,18.76459],[-98.99786,18.76284],[-98.99482,18.75857],[-98.99338,18.75654],[-98.99122,18.75351],[-98.98922,18.75061],[-98.98708,18.74757],[-98.98395,18.74728],[-98.98079,18.74697],[-98.97795,18.74669],[-98.97622,18.74697],[-98.97393,18.74733],[-98.9715,18.74767],[-98.96979,18.74792],[-98.96826,18.74813],[-98.96517,18.7486],[-98.96107,18.74921],[-98.95745,18.74976],[-98.95484,18.75015],[-98.94909,18.75101],[-98.94133,18.75213],[-98.93957,18.7524],[-98.93718,18.75414],[-98.93426,18.75627],[-98.93093,18.7587],[-98.9276,18.76112],[-98.92451,18.76337],[-98.92109,18.76585],[-98.91777,18.76827],[-98.91453,18.77064],[-98.91283,18.77186],[-98.90736,18.77148],[-98.90276,18.77116],[-98.89892,18.77089],[-98.89769,18.77216],[-98.89489,18.77514],[-98.89214,18.77805],[-98.8901,18.78021],[-98.88817,18.78227],[-98.88571,18.78487],[-98.88324,18.78749],[-98.88349,18.79149],[-98.88375,18.79537],[-98.88256,18.79727],[-98.8818,18.79851]]}}
Línea 400.0 kV | LineString | 400.0 kV |  |  |  | CFE |  |  |  |  | OpenStreetMap | {"type":"Feature","properties":{},"geometry":{"type":"LineString","coordinates":[[-89.57069,20.40686],[-89.57085,20.4063]]}}
Línea 400.0 kV | LineString | 400.0 kV |  |  |  | CFE |  |  |  |  | OpenStreetMap | {"type":"Feature","properties":{},"geometry":{"type":"LineString","coordinates":[[-89.57085,20.4063],[-89.57046,20.40674]]}}
Línea 400.0 kV | LineString | 400.0 kV | 2 |  |  | CFE |  |  |  |  | OpenStreetMap | {"type":"Feature","properties":{},"geometry":{"type":"LineString","coordinates":[[-89.36321,20.46455],[-89.35903,20.46431],[-89.35471,20.46406],[-89.35071,20.46383],[-89.34701,20.46363],[-89.34329,20.46341],[-89.33942,20.46137],[-89.33571,20.45936],[-89.33149,20.45719],[-89.32737,20.45497],[-89.32366,20.45301],[-89.31995,20.45094],[-89.3162,20.44904],[-89.31275,20.44719],[-89.31258,20.4471],[-89.31229,20.44695],[-89.30881,20.44511],[-89.30503,20.44312],[-89.30147,20.44121],[-89.29782,20.44155],[-89.29382,20.4419],[-89.28989,20.44226],[-89.28583,20.44263],[-89.28189,20.44297],[-89.27744,20.44339],[-89.2735,20.44374],[-89.26907,20.44413],[-89.26445,20.44454],[-89.26057,20.44492],[-89.25602,20.44533],[-89.25193,20.44569],[-89.24761,20.44606],[-89.24334,20.44645],[-89.23936,20.44681],[-89.23547,20.44716],[-89.23152,20.44752],[-89.2272,20.44791],[-89.22311,20.44827],[-89.21918,20.44863],[-89.21467,20.44903],[-89.21006,20.44946],[-89.20588,20.44985],[-89.20167,20.45021],[-89.19738,20.45058],[-89.19352,20.45095],[-89.18949,20.45131],[-89.18505,20.45171],[-89.18094,20.45203],[-89.177,20.45243],[-89.17267,20.45283],[-89.16884,20.45316],[-89.16492,20.45349],[-89.16065,20.45388],[-89.15655,20.45429],[-89.15262,20.45459],[-89.14868,20.45498],[-89.14477,20.4553],[-89.14079,20.45566],[-89.13723,20.45597],[-89.13424,20.45781],[-89.13072,20.46],[-89.12714,20.46219],[-89.12354,20.4644],[-89.12024,20.46639],[-89.11709,20.46831],[-89.11334,20.47064],[-89.10984,20.47277],[-89.10626,20.47497],[-89.10277,20.47706],[-89.09959,20.47901],[-89.0958,20.4791],[-89.09106,20.47923],[-89.08644,20.47936],[-89.08239,20.47945],[-89.07827,20.47953],[-89.07394,20.47964],[-89.06981,20.47976],[-89.06569,20.47984],[-89.06164,20.47997],[-89.05705,20.48009],[-89.05308,20.48015],[-89.04894,20.48025],[-89.04448,20.48038],[-89.04116,20.48046],[-89.03728,20.48052],[-89.03323,20.48064],[-89.02918,20.48074],[-89.02471,20.48085],[-89.0209,20.48093],[-89.01646,20.48106],[-89.01254,20.48116],[-89.0086,20.48127],[-89.00414,20.48138],[-89.00004,20.48148],[-88.99587,20.4816],[-88.99174,20.48171],[-88.98811,20.48178],[-88.98389,20.48188],[-88.97971,20.48199],[-88.97546,20.48209],[-88.97159,20.4822],[-88.96694,20.48233],[-88.96238,20.48243],[-88.95751,20.48257],[-88.9533,20.48268],[-88.94909,20.48277],[-88.9448,20.48287],[-88.94062,20.48298],[-88.93622,20.48311],[-88.93201,20.48319],[-88.92769,20.48328],[-88.9235,20.48337]]}}
Línea 400.0 kV | LineString | 400.0 kV | 1 |  |  | CFE |  |  |  |  | OpenStreetMap | {"type":"Feature","properties":{},"geometry":{"type":"LineString","coordinates":[[-88.91532,20.4836],[-88.91949,20.48362],[-88.9235,20.48337]]}}
Línea 400.0 kV | LineString | 400.0 kV | 1 |  |  | CFE |  |  |  |  | OpenStreetMap | {"type":"Feature","properties":{},"geometry":{"type":"LineString","coordinates":[[-89.37172,20.46504],[-89.36757,20.4647],[-89.36321,20.46455]]}}
Línea 400.0 kV | LineString | 400.0 kV | 1 |  |  | CFE |  |  |  |  | OpenStreetMap | {"type":"Feature","properties":{},"geometry":{"type":"LineString","coordinates":[[-88.45975,20.58357],[-88.45673,20.58539],[-88.45322,20.58777]]}}
Línea 400.0 kV | LineString | 400.0 kV | 1 |  |  | CFE |  |  |  |  | OpenStreetMap | {"type":"Feature","properties":{},"geometry":{"type":"LineString","coordinates":[[-89.36321,20.46455],[-89.36753,20.4649],[-89.37172,20.46504]]}}
Línea 400.0 kV | LineString | 400.0 kV | 1 |  |  | CFE |  |  |  |  | OpenStreetMap | {"type":"Feature","properties":{},"geometry":{"type":"LineString","coordinates":[[-88.45322,20.58777],[-88.45685,20.58556],[-88.45975,20.58357]]}}
Línea 400.0 kV | LineString | 400.0 kV | 1 |  |  | CFE |  |  |  |  | OpenStreetMap | {"type":"Feature","properties":{},"geometry":{"type":"LineString","coordinates":[[-88.9235,20.48337],[-88.91951,20.48339],[-88.91532,20.4836]]}}
Línea 400.0 kV | LineString | 400.0 kV | 2 |  |  | Comisión Federal de Electricidad |  |  |  |  | OpenStreetMap | {"type":"Feature","properties":{},"geometry":{"type":"LineString","coordinates":[[-88.45322,20.58777],[-88.44963,20.59004],[-88.44614,20.59229],[-88.44295,20.59432],[-88.43938,20.59658],[-88.43607,20.59868],[-88.43264,20.60088],[-88.42913,20.60312],[-88.42555,20.6054],[-88.42203,20.60766],[-88.41845,20.60988],[-88.41484,20.61218],[-88.41146,20.61436],[-88.40799,20.61657],[-88.40497,20.61851],[-88.40149,20.62073],[-88.39794,20.62297],[-88.39393,20.62365],[-88.38985,20.62435],[-88.38585,20.62502],[-88.38137,20.62579],[-88.37673,20.62658],[-88.37234,20.62734],[-88.36857,20.62797],[-88.36429,20.6287],[-88.36019,20.62939],[-88.35612,20.63008],[-88.35192,20.63081],[-88.34787,20.63149],[-88.34436,20.63208],[-88.34023,20.63277],[-88.33592,20.63352],[-88.33173,20.63423],[-88.32804,20.63485],[-88.32454,20.63545],[-88.32212,20.63783],[-88.31885,20.64103],[-88.31528,20.6445],[-88.31221,20.6475],[-88.3089,20.64977],[-88.30534,20.65216],[-88.30195,20.65447],[-88.29843,20.65687],[-88.29506,20.65916],[-88.29169,20.66146],[-88.28809,20.6639],[-88.28422,20.66652],[-88.28109,20.66864],[-88.27773,20.67093],[-88.27417,20.67337],[-88.27079,20.67562],[-88.2673,20.67804],[-88.26409,20.68026],[-88.26396,20.68255],[-88.26372,20.68465]]}}
Línea 400.0 kV | LineString | 400.0 kV |  |  |  | CFE |  |  |  |  | OpenStreetMap | {"type":"Feature","properties":{},"geometry":{"type":"LineString","coordinates":[[-92.34825,14.86644],[-92.34905,14.86831],[-92.34942,14.8689]]}}
Línea 400.0 kV | LineString | 400.0 kV |  |  |  | CFE |  |  |  |  | OpenStreetMap | {"type":"Feature","properties":{},"geometry":{"type":"LineString","coordinates":[[-92.77581,16.39812],[-92.77656,16.39855],[-92.77729,16.39897]]}}
Línea 400.0 kV | LineString | 400.0 kV |  |  |  | CFE |  |  |  |  | OpenStreetMap | {"type":"Feature","properties":{},"geometry":{"type":"LineString","coordinates":[[-92.34942,14.8689],[-92.34926,14.86824],[-92.34829,14.86593]]}}
Línea 400.0 kV | LineString | 400.0 kV |  |  |  | CFE |  |  |  |  | OpenStreetMap | {"type":"Feature","properties":{},"geometry":{"type":"LineString","coordinates":[[-92.77581,16.39812],[-92.77166,16.39582],[-92.77154,16.39268],[-92.77128,16.38831],[-92.77089,16.38062],[-92.77063,16.37702],[-92.76937,16.35531],[-92.76914,16.35146],[-92.76886,16.34694],[-92.76855,16.34181],[-92.76834,16.33757],[-92.76812,16.33315],[-92.76793,16.32918],[-92.76764,16.32493],[-92.76737,16.32095],[-92.76709,16.31677],[-92.76694,16.31429],[-92.76674,16.31054],[-92.76651,16.30612],[-92.76554,16.30372],[-92.7643,16.3007],[-92.76345,16.29857],[-92.76586,16.29524],[-92.76822,16.29197],[-92.77059,16.28871],[-92.77415,16.28382],[-92.77893,16.27719],[-92.78267,16.27193],[-92.78368,16.26815],[-92.78472,16.26436],[-92.78566,16.2609],[-92.7867,16.25703],[-92.78789,16.25257],[-92.78882,16.24917],[-92.78941,16.24687],[-92.79065,16.24237],[-92.79168,16.23855],[-92.79291,16.23403],[-92.79406,16.22993],[-92.79522,16.22622],[-92.79648,16.22232],[-92.79772,16.21847],[-92.79883,16.21511],[-92.80013,16.2111],[-92.80139,16.20723],[-92.80286,16.20271],[-92.80419,16.19862],[-92.80555,16.19452],[-92.80686,16.19045],[-92.80927,16.18961],[-92.81047,16.1858],[-92.81157,16.18221],[-92.81404,16.17475],[-92.81571,16.16958],[-92.81673,16.16645],[-92.81903,16.15928],[-92.81991,16.15655],[-92.822,16.14999],[-92.82348,16.14533],[-92.81864,16.1392],[-92.81669,16.13673],[-92.8142,16.13372],[-92.81227,16.13142],[-92.80878,16.12716],[-92.80684,16.12483],[-92.80438,16.12182],[-92.80175,16.11858],[-92.79819,16.11431],[-92.7979,16.11052],[-92.79742,16.10458],[-92.79704,16.10039],[-92.79674,16.09671],[-92.79649,16.09337],[-92.79614,16.08919],[-92.7957,16.0841],[-92.79538,16.08038],[-92.79308,16.07685],[-92.79078,16.0732],[-92.7885,16.06983],[-92.78595,16.06585],[-92.78312,16.06168],[-92.78388,16.0576],[-92.78472,16.05302],[-92.7856,16.04839],[-92.78633,16.04434],[-92.78719,16.03966],[-92.78756,16.0355],[-92.78775,16.03385],[-92.78765,16.03252],[-92.78673,16.0245],[-92.78623,16.0204],[-92.7857,16.0157],[-92.78522,16.01136],[-92.78444,16.0069],[-92.78396,16.00405],[-92.78355,16.00162],[-92.78314,15.99914],[-92.78036,15.9951],[-92.77758,15.99109],[-92.775,15.98737],[-92.77305,15.98455],[-92.77445,15.9786],[-92.77595,15.97215],[-92.77687,15.96815],[-92.77609,15.96616],[-92.77384,15.96042],[-92.77254,15.9571],[-92.77022,15.95158],[-92.76873,15.94802],[-92.76677,15.94326],[-92.76427,15.94049],[-92.76249,15.93852],[-92.75936,15.93505],[-92.75603,15.93137],[-92.75358,15.92867],[-92.75077,15.92556],[-92.74752,15.92196],[-92.74455,15.91867],[-92.74295,15.91692],[-92.73969,15.91331],[-92.73668,15.90998],[-92.73416,15.90719],[-92.73218,15.905],[-92.72961,15.90216],[-92.72722,15.8995],[-92.72463,15.89664],[-92.72203,15.89376],[-92.71915,15.89058],[-92.71748,15.88875],[-92.7143,15.88526],[-92.71187,15.8825],[-92.70922,15.87955],[-92.70539,15.87537],[-92.70209,15.87167],[-92.70155,15.87069],[-92.69983,15.86715],[-92.69779,15.86316],[-92.69638,15.86016],[-92.69428,15.85613],[-92.69246,15.85269],[-92.68982,15.8476],[-92.68813,15.84428],[-92.68583,15.83973],[-92.68382,15.83583],[-92.68121,15.83113],[-92.67966,15.82775],[-92.67804,15.82463],[-92.6766,15.82175],[-92.67469,15.81818],[-92.67307,15.81492],[-92.67172,15.8122],[-92.67021,15.80931],[-92.66867,15.80621],[-92.6671,15.80313],[-92.66461,15.79821],[-92.66256,15.79422],[-92.66106,15.79139],[-92.66002,15.78935],[-92.65802,15.78542],[-92.65643,15.78219],[-92.65407,15.77774],[-92.65206,15.77389],[-92.65019,15.77012],[-92.64885,15.76768],[-92.64751,15.76503],[-92.64642,15.76283],[-92.64384,15.75772],[-92.64005,15.75459],[-92.63666,15.75189],[-92.63358,15.74953],[-92.63136,15.74763],[-92.62762,15.74398],[-92.62365,15.74137],[-92.6219,15.7402],[-92.61887,15.73429],[-92.6154,15.7278],[-92.61432,15.7259],[-92.6111,15.72007],[-92.60731,15.71272],[-92.60604,15.71052],[-92.60458,15.7078],[-92.60169,15.70242],[-92.59851,15.69629],[-92.59558,15.69085],[-92.5922,15.68481],[-92.59224,15.67943],[-92.5922,15.67263],[-92.5922,15.6633],[-92.59213,15.65668],[-92.59211,15.65392],[-92.59212,15.65134],[-92.59211,15.64753],[-92.59207,15.64252],[-92.592,15.63908],[-92.58811,15.63216],[-92.58652,15.6296],[-92.58305,15.62403],[-92.58056,15.62003],[-92.57897,15.61748],[-92.57649,15.61586],[-92.57062,15.61194],[-92.5647,15.6081],[-92.56294,15.6068],[-92.5553,15.60194],[-92.55246,15.60015],[-92.54607,15.59582],[-92.54542,15.5944],[-92.54251,15.58785],[-92.54089,15.5842],[-92.53913,15.58022],[-92.53734,15.57618],[-92.53456,15.57018],[-92.53221,15.56475],[-92.5298,15.55931],[-92.52734,15.55377],[-92.52616,15.5503],[-92.52384,15.54392],[-92.52228,15.53945],[-92.52065,15.53483],[-92.5191,15.52983],[-92.51807,15.52748],[-92.51815,15.52656],[-92.51856,15.52308],[-92.51978,15.51926],[-92.52068,15.51616],[-92.52105,15.51497],[-92.52063,15.51109],[-92.52034,15.50611],[-92.5176,15.50361],[-92.51504,15.49798],[-92.51455,15.48666],[-92.5157,15.48449],[-92.51672,15.48263],[-92.51946,15.47783],[-92.52113,15.47492],[-92.5228,15.4719],[-92.52623,15.46628],[-92.53164,15.45845],[-92.53218,15.45768],[-92.53122,15.44957],[-92.53101,15.44816],[-92.52988,15.44551],[-92.52704,15.44071],[-92.52388,15.43517],[-92.52534,15.42468],[-92.52606,15.41912],[-92.52561,15.41747],[-92.52422,15.41249],[-92.52607,15.40424],[-92.53069,15.39278],[-92.53128,15.39095],[-92.53037,15.37988],[-92.53062,15.37663],[-92.53074,15.37461],[-92.53112,15.37004],[-92.53147,15.36578],[-92.53223,15.35549],[-92.53257,15.35257],[-92.53335,15.34502]]}}
Línea 400.0 kV | LineString | 400.0 kV | 1 |  |  | Comisión Federal de Electricidad |  |  |  |  | OpenStreetMap | {"type":"Feature","properties":{},"geometry":{"type":"LineString","coordinates":[[-97.65386,20.66247],[-97.65599,20.65853],[-97.65648,20.6564],[-97.65881,20.65254],[-97.66174,20.64785],[-97.66503,20.64268],[-97.66655,20.64012],[-97.66909,20.63605],[-97.67135,20.63237],[-97.67246,20.6306],[-97.67446,20.62746],[-97.67603,20.62497],[-97.67775,20.62216],[-97.67895,20.62022],[-97.68083,20.61749],[-97.68335,20.61386],[-97.68558,20.61073],[-97.6877,20.60758],[-97.68967,20.60479],[-97.69321,20.59983],[-97.69568,20.59625],[-97.69804,20.5928],[-97.69916,20.59122],[-97.70102,20.58856],[-97.70305,20.58571],[-97.70621,20.58127],[-97.70795,20.57863],[-97.71023,20.5755],[-97.71244,20.57238],[-97.71497,20.56866],[-97.71755,20.56506],[-97.72008,20.56141],[-97.72202,20.55864],[-97.72497,20.55447],[-97.72892,20.54882],[-97.73021,20.5469],[-97.73251,20.5436],[-97.73478,20.54038],[-97.73809,20.53561],[-97.74126,20.53106],[-97.74316,20.52839],[-97.74516,20.52551],[-97.74781,20.52171],[-97.74975,20.51892],[-97.75191,20.51591],[-97.75417,20.51266],[-97.75618,20.5098],[-97.75824,20.50685],[-97.76032,20.5038],[-97.76194,20.50131],[-97.76313,20.4997],[-97.765,20.49714],[-97.76678,20.49453],[-97.76836,20.49228],[-97.77023,20.48963],[-97.772,20.48706],[-97.77316,20.48541],[-97.7753,20.48227],[-97.77746,20.47926],[-97.77899,20.47698],[-97.78085,20.47434],[-97.78206,20.4726],[-97.78443,20.46919],[-97.78639,20.46632],[-97.78799,20.46408],[-97.78998,20.45989],[-97.79067,20.45829],[-97.79224,20.45507],[-97.79524,20.4488],[-97.79686,20.44535],[-97.79789,20.44318],[-97.79985,20.43762],[-97.80092,20.43445],[-97.80242,20.43036],[-97.80366,20.42686],[-97.80461,20.42418],[-97.80611,20.41998],[-97.80866,20.4128],[-97.80967,20.40943],[-97.81117,20.40636],[-97.81106,20.403],[-97.81096,20.39948],[-97.81083,20.39615],[-97.81316,20.39294],[-97.81577,20.38942],[-97.81814,20.38616],[-97.81961,20.382],[-97.82045,20.37962],[-97.82135,20.37706],[-97.82232,20.37433],[-97.82349,20.37106],[-97.82454,20.36801],[-97.82574,20.36478],[-97.82689,20.36132],[-97.82786,20.35864],[-97.82925,20.35462],[-97.83059,20.35086],[-97.83151,20.34822],[-97.83309,20.34379],[-97.83403,20.34117],[-97.83513,20.33797],[-97.83607,20.33535],[-97.83768,20.33071],[-97.83895,20.32718],[-97.83982,20.32463],[-97.84054,20.32269],[-97.84161,20.31963],[-97.84381,20.31343],[-97.84494,20.31021],[-97.84592,20.30741],[-97.84704,20.30434],[-97.84795,20.30173],[-97.84979,20.29634],[-97.85062,20.2939],[-97.85302,20.28729],[-97.85491,20.28197],[-97.85602,20.27878],[-97.85792,20.27354],[-97.85928,20.26903],[-97.86217,20.2597],[-97.8641,20.24804],[-97.86647,20.24457],[-97.86736,20.24329],[-97.86988,20.23948],[-97.87114,20.23352],[-97.87149,20.2308],[-97.87231,20.22631],[-97.87286,20.22021],[-97.87297,20.21863],[-97.87318,20.2164],[-97.8734,20.21452],[-97.87526,20.21225],[-97.87678,20.21038],[-97.88013,20.20661],[-97.88333,20.20313],[-97.88619,20.20011],[-97.88749,20.19866],[-97.89016,20.1958],[-97.89222,20.19357],[-97.8939,20.19174],[-97.89576,20.1865],[-97.89739,20.18189],[-97.8988,20.17791],[-97.89997,20.17461],[-97.9013,20.17431],[-97.9014,20.174],[-97.90542,20.16241],[-97.90654,20.1592],[-97.90907,20.15194],[-97.91067,20.1473],[-97.91261,20.14172],[-97.91371,20.13856],[-97.91456,20.13612],[-97.91528,20.1341],[-97.916,20.12961],[-97.91698,20.1274],[-97.91849,20.12402],[-97.91976,20.12113],[-97.92114,20.11804],[-97.92254,20.1149],[-97.92577,20.10764],[-97.92743,20.10394],[-97.92854,20.10138],[-97.9302,20.09765],[-97.93165,20.09436],[-97.93458,20.0899],[-97.93712,20.08603],[-97.93968,20.08218],[-97.94278,20.07737],[-97.94423,20.07521],[-97.94419,20.07153],[-97.94416,20.06991],[-97.94415,20.06496],[-97.94267,20.0568],[-97.94326,20.0547],[-97.9448,20.05062],[-97.94642,20.04889],[-97.9467,20.04401],[-97.94699,20.04208],[-97.94818,20.03415],[-97.95039,20.02967],[-97.95154,20.02709],[-97.9537,20.02316],[-97.95663,20.01722],[-97.95861,20.01325],[-97.97363,19.98723],[-97.97472,19.98555],[-97.97692,19.98217],[-97.97894,19.97893],[-97.98092,19.97575],[-97.98247,19.97242],[-97.98527,19.96651],[-97.98853,19.95974],[-97.99032,19.95585],[-97.99093,19.95459],[-97.9918,19.95272],[-97.99346,19.94891],[-97.99473,19.94612],[-97.99603,19.94313],[-97.99811,19.93852],[-98.00045,19.93327],[-98.00149,19.93092],[-98.0031,19.9273],[-98.00486,19.92334],[-98.00609,19.92058],[-98.00735,19.91774],[-98.0095,19.9129],[-98.01105,19.90941],[-98.01369,19.90349],[-98.01601,19.89832],[-98.01832,19.89322],[-98.01983,19.88968],[-98.02132,19.88636],[-98.02261,19.88339],[-98.02376,19.88082],[-98.0252,19.8775],[-98.02697,19.87363],[-98.02859,19.87002],[-98.02963,19.8676],[-98.03113,19.86419],[-98.03252,19.86111],[-98.03407,19.85772],[-98.03513,19.85526],[-98.03646,19.85227],[-98.0374,19.8502],[-98.04024,19.84811],[-98.04313,19.846],[-98.04596,19.84394],[-98.05017,19.84085],[-98.05266,19.83902],[-98.05548,19.837],[-98.05698,19.83588],[-98.05889,19.83451],[-98.06058,19.83243],[-98.06216,19.83041],[-98.06378,19.82838],[-98.06657,19.82485],[-98.06856,19.82231],[-98.07095,19.81938],[-98.07301,19.81679],[-98.0752,19.81406],[-98.07715,19.81159],[-98.07997,19.80807],[-98.08236,19.80517],[-98.08472,19.80222],[-98.08674,19.7997],[-98.08891,19.79696],[-98.09151,19.79371],[-98.09354,19.7912],[-98.09601,19.788],[-98.09906,19.78426],[-98.1011,19.78171],[-98.10307,19.77916],[-98.10521,19.77598],[-98.10728,19.77283],[-98.1092,19.76989],[-98.11076,19.76755],[-98.11269,19.76463],[-98.11481,19.76142],[-98.11687,19.75834],[-98.11832,19.75616],[-98.11982,19.75385],[-98.12133,19.75156],[-98.12389,19.74898],[-98.126,19.74688],[-98.12762,19.74581],[-98.1296,19.74451]]}}
Línea 400.0 kV | LineString | 400.0 kV | 1 |  |  | CFE |  |  |  |  | OpenStreetMap | {"type":"Feature","properties":{},"geometry":{"type":"LineString","coordinates":[[-100.55543,25.71156],[-100.55585,25.71106],[-100.55731,25.71006]]}}
Línea 400.0 kV | LineString | 400.0 kV | 1 |  |  | CFE |  |  |  |  | OpenStreetMap | {"type":"Feature","properties":{},"geometry":{"type":"LineString","coordinates":[[-100.55485,25.71115],[-100.55489,25.71068],[-100.55731,25.71006]]}}
Línea 400.0 kV | LineString | 400.0 kV | 1 |  |  | CFE |  |  |  |  | OpenStreetMap | {"type":"Feature","properties":{},"geometry":{"type":"LineString","coordinates":[[-99.76226,19.38825],[-99.76247,19.38912],[-99.76214,19.39129],[-99.76125,19.3947],[-99.76147,19.39926],[-99.76162,19.40214],[-99.76179,19.40638],[-99.76199,19.40992],[-99.76215,19.4132],[-99.76238,19.41807],[-99.76253,19.42141],[-99.7627,19.42506],[-99.76295,19.42941],[-99.76313,19.43306],[-99.76328,19.43684],[-99.76353,19.44101],[-99.76376,19.44562],[-99.76387,19.4478],[-99.76547,19.45144],[-99.76696,19.45471],[-99.76927,19.4598],[-99.77109,19.46384],[-99.77288,19.46677],[-99.77468,19.46968],[-99.77649,19.47257],[-99.7781,19.47584],[-99.78104,19.48161],[-99.78323,19.48585],[-99.78445,19.48837],[-99.78551,19.49048],[-99.78709,19.49358],[-99.78815,19.49552],[-99.79016,19.49798],[-99.79319,19.50163],[-99.79263,19.50709],[-99.79204,19.51189],[-99.79195,19.51318],[-99.7914,19.51779],[-99.79101,19.5213],[-99.79044,19.52652],[-99.79008,19.52927],[-99.78982,19.53185],[-99.78944,19.53555],[-99.78914,19.53893],[-99.78872,19.54358],[-99.78776,19.54629],[-99.78596,19.5514],[-99.78469,19.55502],[-99.78357,19.55826],[-99.78264,19.56087],[-99.78138,19.56452],[-99.78036,19.56753],[-99.77917,19.57072],[-99.77595,19.57259],[-99.77326,19.5742],[-99.77282,19.57446],[-99.7703,19.57589],[-99.76877,19.57905],[-99.76725,19.58208],[-99.76578,19.58504],[-99.76697,19.58761],[-99.768,19.58991],[-99.76919,19.59233],[-99.77031,19.5948],[-99.77163,19.5977],[-99.77293,19.60057],[-99.77423,19.60141],[-99.77569,19.60456],[-99.7773,19.60806],[-99.77881,19.61137],[-99.78028,19.61461],[-99.77942,19.61794],[-99.77966,19.61892],[-99.77982,19.61935],[-99.77981,19.61981]]}}
Línea 400.0 kV | LineString | 400.0 kV | 1 |  |  | CFE |  |  |  |  | OpenStreetMap | {"type":"Feature","properties":{},"geometry":{"type":"LineString","coordinates":[[-99.28433,19.48143],[-99.28472,19.48109],[-99.28585,19.48028],[-99.29303,19.47541],[-99.29574,19.47359],[-99.29679,19.47282],[-99.29841,19.47191],[-99.30354,19.46901],[-99.30607,19.46638],[-99.30903,19.46309],[-99.31059,19.46064],[-99.31211,19.4583],[-99.3133,19.45626],[-99.31581,19.45214],[-99.31828,19.44813],[-99.32069,19.44432],[-99.32302,19.44052],[-99.33293,19.43335],[-99.33766,19.42995],[-99.34197,19.42917],[-99.3463,19.42839],[-99.35033,19.42765],[-99.35868,19.42613],[-99.36331,19.42529],[-99.36635,19.42474],[-99.37243,19.42363],[-99.37917,19.42241],[-99.38249,19.42303],[-99.38538,19.4236],[-99.39258,19.42499],[-99.39754,19.42594],[-99.40153,19.42671],[-99.40752,19.42785],[-99.41106,19.42852],[-99.41563,19.42937],[-99.42143,19.42897],[-99.42574,19.42866],[-99.42885,19.42846],[-99.4348,19.42805],[-99.43738,19.42786],[-99.442,19.42754],[-99.4454,19.42737],[-99.44576,19.42735],[-99.45198,19.42706],[-99.45828,19.42675],[-99.46198,19.42657],[-99.46807,19.42631],[-99.47589,19.42593],[-99.47873,19.42539],[-99.48294,19.42455],[-99.48606,19.42396],[-99.48826,19.42352],[-99.49162,19.42287],[-99.49598,19.42206],[-99.50026,19.42076],[-99.50694,19.41879],[-99.51061,19.4177],[-99.51425,19.41661],[-99.51815,19.41547],[-99.52214,19.41429],[-99.52634,19.41304],[-99.53042,19.41183],[-99.53458,19.41061],[-99.53886,19.40935],[-99.54296,19.40813],[-99.54712,19.4069],[-99.55161,19.40557],[-99.55604,19.40425],[-99.55955,19.40393],[-99.56382,19.40357],[-99.56836,19.40316],[-99.57286,19.40277],[-99.57729,19.40236],[-99.58174,19.40194],[-99.58562,19.40163],[-99.59004,19.40121],[-99.59435,19.40082],[-99.59854,19.40047],[-99.60291,19.40007],[-99.60698,19.3997],[-99.61103,19.39935],[-99.61573,19.39893],[-99.62026,19.39851],[-99.62446,19.39814],[-99.62856,19.39777],[-99.6331,19.39734],[-99.63719,19.39697],[-99.64156,19.39657],[-99.6454,19.39624],[-99.65003,19.39583],[-99.65433,19.39543],[-99.65817,19.39509],[-99.66283,19.39469],[-99.66737,19.39429],[-99.6717,19.39389],[-99.67641,19.39348],[-99.68073,19.39309],[-99.68509,19.39268],[-99.68945,19.39228],[-99.69388,19.39189],[-99.69833,19.3915],[-99.70288,19.3911],[-99.7074,19.39073],[-99.71127,19.39037],[-99.71525,19.39],[-99.71948,19.38961],[-99.72446,19.38917],[-99.72932,19.38874],[-99.73425,19.38828],[-99.73853,19.38788],[-99.74294,19.38749],[-99.74738,19.3871],[-99.75193,19.38669],[-99.75631,19.38628],[-99.7607,19.38593],[-99.76168,19.38675],[-99.76161,19.38728]]}}
Línea 400.0 kV | LineString | 400.0 kV | 1 |  |  | CFE |  |  |  |  | OpenStreetMap | {"type":"Feature","properties":{},"geometry":{"type":"LineString","coordinates":[[-98.83532,19.54113],[-98.83761,19.543],[-98.83855,19.54321]]}}
Línea 400.0 kV | LineString | 400.0 kV | 1 |  |  | Comisión Federal de Electricidad |  |  |  |  | OpenStreetMap | {"type":"Feature","properties":{},"geometry":{"type":"LineString","coordinates":[[-97.6388,18.77034],[-97.63445,18.76846],[-97.63068,18.76678],[-97.62565,18.76462],[-97.62324,18.76359],[-97.61719,18.76091],[-97.6138,18.75945],[-97.61014,18.7579],[-97.60556,18.75593],[-97.6006,18.75377],[-97.59587,18.75172],[-97.59226,18.75012],[-97.58819,18.74835],[-97.58291,18.74607],[-97.57859,18.74418],[-97.5771,18.74349],[-97.56937,18.74021],[-97.56674,18.73903],[-97.56129,18.73664],[-97.55691,18.73475],[-97.55193,18.73253],[-97.54858,18.73106],[-97.5444,18.7293],[-97.54093,18.72776],[-97.53732,18.72616],[-97.53398,18.72467],[-97.52995,18.72293],[-97.52558,18.72102],[-97.51982,18.71854],[-97.51518,18.71643],[-97.51118,18.71472],[-97.50742,18.71306],[-97.50195,18.71069],[-97.49852,18.70911],[-97.49404,18.70725],[-97.49193,18.70623],[-97.48867,18.70483],[-97.48498,18.70322],[-97.48235,18.70203],[-97.47799,18.70029],[-97.47594,18.69936],[-97.47192,18.69756],[-97.46816,18.69591],[-97.46218,18.69338],[-97.45937,18.6921],[-97.45547,18.6905],[-97.45167,18.68881],[-97.44746,18.68701],[-97.44146,18.68445],[-97.43668,18.68233],[-97.43078,18.6782],[-97.42787,18.67616],[-97.42454,18.67383],[-97.41522,18.66731],[-97.41133,18.6646],[-97.4071,18.66166],[-97.40214,18.6582],[-97.39848,18.65559],[-97.39352,18.65218],[-97.39239,18.65138],[-97.38908,18.64906],[-97.38693,18.64757],[-97.38296,18.64652],[-97.37965,18.64564],[-97.37317,18.64388],[-97.3714,18.6434],[-97.36428,18.64155],[-97.35965,18.64023],[-97.3551,18.63915],[-97.35109,18.63809],[-97.34474,18.63632],[-97.33607,18.63412],[-97.33272,18.63318],[-97.32919,18.63221],[-97.32503,18.63107],[-97.31898,18.62951],[-97.31347,18.62806],[-97.30605,18.62603],[-97.29934,18.62428],[-97.29778,18.62387],[-97.2912,18.622],[-97.28365,18.61994],[-97.28041,18.61914],[-97.27503,18.61766],[-97.26793,18.61579],[-97.25429,18.6121],[-97.24065,18.60836],[-97.23549,18.60708],[-97.23237,18.60622],[-97.22547,18.60433],[-97.2181,18.60236],[-97.21289,18.60094],[-97.20675,18.59931],[-97.19892,18.59719],[-97.19475,18.59607],[-97.189,18.59452],[-97.1821,18.59265],[-97.17684,18.59122],[-97.1733,18.59026],[-97.16629,18.58837],[-97.16039,18.58675],[-97.15423,18.58395],[-97.14848,18.58219],[-97.14142,18.57939],[-97.13724,18.57773],[-97.13404,18.57656],[-97.12329,18.57233],[-97.11853,18.57048],[-97.11581,18.56942],[-97.1115,18.56773],[-97.10778,18.56629],[-97.1013,18.56375],[-97.09646,18.56186],[-97.09283,18.56044],[-97.08822,18.55864],[-97.08479,18.55732],[-97.08143,18.55613],[-97.07361,18.55293],[-97.06901,18.55113],[-97.0652,18.54962],[-97.0618,18.54834],[-97.05874,18.54715],[-97.05678,18.54634],[-97.05442,18.54543],[-97.05082,18.54403],[-97.04717,18.54261],[-97.03594,18.53822],[-97.03345,18.53727],[-97.02709,18.53469],[-97.02514,18.53394],[-97.02305,18.53342],[-97.02002,18.53265],[-97.0166,18.53184],[-97.00925,18.53],[-96.99544,18.52668],[-96.99119,18.52565],[-96.98743,18.52475],[-96.98498,18.52418],[-96.98142,18.52282],[-96.9782,18.52162],[-96.97607,18.5208],[-96.96739,18.51757],[-96.96227,18.51568],[-96.95523,18.51305],[-96.95211,18.51194],[-96.94268,18.50834],[-96.93725,18.5064],[-96.93367,18.5051],[-96.93131,18.50418],[-96.92611,18.50225],[-96.92244,18.50085],[-96.91687,18.49883],[-96.91279,18.49742],[-96.90537,18.49459],[-96.90284,18.49366],[-96.89614,18.49114],[-96.89385,18.49029],[-96.88967,18.48874],[-96.88478,18.48691],[-96.88092,18.48547],[-96.87731,18.48414],[-96.87391,18.48287],[-96.8721,18.4822],[-96.86699,18.4803],[-96.85885,18.47729],[-96.85672,18.47632],[-96.85044,18.47416],[-96.84905,18.47366],[-96.84489,18.47211],[-96.84193,18.47104],[-96.839,18.46993],[-96.83457,18.46831],[-96.83087,18.46692],[-96.8268,18.46535],[-96.82388,18.46428],[-96.82024,18.46288],[-96.81643,18.46155],[-96.81424,18.46072],[-96.8123,18.46001],[-96.80948,18.45978],[-96.80683,18.45956],[-96.80397,18.4593],[-96.79998,18.45898],[-96.79833,18.45885],[-96.79339,18.45847],[-96.78816,18.45806],[-96.78408,18.45772],[-96.78134,18.45754],[-96.77537,18.45708],[-96.77198,18.45684],[-96.76664,18.4564],[-96.7623,18.45606],[-96.759,18.45583],[-96.7555,18.45554],[-96.75262,18.4553],[-96.74847,18.45495],[-96.74338,18.45456],[-96.73905,18.45421],[-96.73444,18.45389],[-96.73053,18.45351],[-96.72647,18.45322],[-96.72234,18.45287],[-96.71938,18.45265],[-96.71637,18.45231],[-96.71321,18.45215],[-96.70806,18.45173],[-96.70123,18.45119],[-96.69841,18.451],[-96.69473,18.4507],[-96.68932,18.45026],[-96.68476,18.44988],[-96.68163,18.44963],[-96.67762,18.4493],[-96.67412,18.44902],[-96.66831,18.4486],[-96.66352,18.4482],[-96.65667,18.44768],[-96.65413,18.44745],[-96.65021,18.44716],[-96.64722,18.44691],[-96.64437,18.44669],[-96.64127,18.44647],[-96.63874,18.44627],[-96.63503,18.44592],[-96.63007,18.4455],[-96.6268,18.44529],[-96.62335,18.44496],[-96.62074,18.444],[-96.61855,18.44326],[-96.61541,18.44215],[-96.61201,18.44103],[-96.60706,18.4393],[-96.60057,18.43704],[-96.59244,18.43421],[-96.58873,18.43292],[-96.58133,18.43035],[-96.57595,18.42848],[-96.56659,18.42522],[-96.56342,18.42412],[-96.557,18.42189],[-96.55147,18.41996],[-96.54533,18.41418],[-96.54023,18.40935],[-96.53682,18.40599],[-96.53131,18.40085],[-96.52966,18.39925],[-96.52793,18.39749],[-96.52422,18.39397],[-96.52146,18.39132],[-96.51787,18.38782],[-96.51461,18.38475],[-96.5107,18.38099],[-96.50684,18.37725],[-96.50144,18.37213],[-96.49817,18.36886],[-96.49539,18.36623],[-96.49015,18.36123],[-96.48764,18.35875],[-96.48339,18.35467],[-96.47774,18.34923],[-96.47675,18.34805],[-96.47332,18.34393],[-96.4702,18.34016],[-96.46494,18.3338],[-96.46005,18.32815],[-96.45857,18.3265],[-96.45451,18.3218],[-96.44846,18.31493],[-96.44377,18.30955],[-96.43847,18.30353],[-96.43454,18.29897],[-96.43276,18.29696],[-96.42672,18.29008],[-96.42217,18.28489],[-96.4204,18.28275],[-96.41336,18.27486],[-96.41159,18.27274],[-96.40752,18.26805],[-96.40442,18.26441],[-96.39905,18.25842],[-96.3962,18.25647],[-96.39291,18.25427],[-96.39256,18.25401]]}}
Línea 400.0 kV | LineString | 400.0 kV |  |  |  | CFE |  |  |  |  | OpenStreetMap | {"type":"Feature","properties":{},"geometry":{"type":"LineString","coordinates":[[-94.69592,18.02143],[-94.69596,18.02016],[-94.69146,18.01917],[-94.68722,18.01852],[-94.68063,18.01778],[-94.67422,18.01707],[-94.67054,18.01663],[-94.6664,18.01613],[-94.66295,18.01575],[-94.66017,18.01539],[-94.65572,18.01487],[-94.65074,18.01431],[-94.64757,18.01398],[-94.64297,18.01342],[-94.63905,18.01296],[-94.63558,18.01254],[-94.63173,18.01215],[-94.62797,18.01172],[-94.62364,18.01124],[-94.61904,18.0107],[-94.61441,18.01018],[-94.61003,18.0097],[-94.60565,18.00916],[-94.60085,18.00862],[-94.59634,18.00809],[-94.59221,18.00762],[-94.58832,18.0072],[-94.5849,18.00857],[-94.58087,18.01013],[-94.57685,18.0118],[-94.57232,18.01389],[-94.56787,18.016],[-94.56379,18.01796],[-94.55987,18.01982],[-94.55803,18.0207],[-94.55602,18.02166],[-94.55466,18.02232],[-94.55218,18.02351],[-94.5482,18.02547],[-94.54438,18.02726],[-94.54059,18.02919],[-94.53661,18.03095],[-94.53273,18.03288],[-94.52899,18.03458],[-94.52643,18.03379],[-94.52262,18.03256],[-94.5188,18.03134],[-94.51455,18.03003],[-94.51032,18.02879],[-94.50604,18.02738],[-94.50168,18.02606],[-94.49747,18.02475],[-94.49327,18.02344],[-94.48906,18.02214],[-94.48507,18.0209],[-94.48151,18.0197],[-94.47823,18.01874],[-94.4746,18.01822],[-94.47084,18.01779],[-94.46707,18.01726],[-94.46331,18.01676],[-94.45942,18.01626],[-94.45506,18.01571],[-94.44947,18.01504],[-94.44463,18.01444],[-94.44158,18.01399],[-94.4384,18.01561],[-94.43483,18.01744],[-94.43176,18.01899],[-94.42826,18.02072],[-94.42456,18.0226],[-94.42222,18.02379],[-94.41894,18.02546],[-94.41519,18.02618],[-94.41015,18.02704],[-94.40682,18.02771],[-94.40359,18.02832],[-94.40062,18.02889],[-94.39963,18.02904]]}}
Línea 400.0 kV | LineString | 400.0 kV | 1 |  |  | CFE |  |  |  |  | OpenStreetMap | {"type":"Feature","properties":{},"geometry":{"type":"LineString","coordinates":[[-100.14282,25.82776],[-100.14313,25.82651],[-100.14347,25.82524],[-100.14379,25.82396],[-100.14411,25.82269],[-100.14441,25.82154],[-100.14471,25.82039],[-100.14514,25.81877],[-100.14629,25.81812],[-100.14783,25.8179],[-100.14891,25.81777],[-100.15211,25.82023],[-100.1531,25.82078],[-100.15346,25.82083],[-100.15456,25.82097],[-100.1558,25.82056],[-100.15735,25.81976],[-100.15847,25.81923],[-100.15971,25.81892],[-100.16098,25.81862],[-100.16226,25.81831],[-100.16325,25.81839],[-100.16428,25.81849],[-100.16444,25.81727],[-100.16466,25.81582],[-100.16542,25.81489],[-100.16617,25.81399],[-100.16679,25.81324],[-100.16766,25.81219],[-100.16833,25.81145],[-100.16886,25.81085],[-100.16973,25.81014],[-100.17058,25.80942],[-100.17136,25.80878],[-100.17225,25.80805],[-100.17302,25.80774],[-100.17384,25.80741],[-100.17461,25.80673],[-100.1746,25.80584]]}}
Línea 400.0 kV | LineString | 400.0 kV | 2 |  |  | CFE |  |  |  |  | OpenStreetMap | {"type":"Feature","properties":{},"geometry":{"type":"LineString","coordinates":[[-100.22202,25.8156],[-100.2224,25.81402],[-100.22277,25.81243],[-100.22292,25.81193],[-100.22331,25.81023],[-100.22359,25.8091],[-100.22398,25.80749],[-100.22407,25.80633],[-100.22399,25.80488],[-100.22392,25.80354],[-100.22386,25.80227],[-100.22379,25.80102],[-100.22373,25.79975],[-100.22368,25.79849],[-100.2236,25.79718],[-100.22355,25.79599],[-100.2235,25.79451],[-100.22344,25.79326],[-100.22337,25.79197],[-100.22331,25.79075],[-100.22324,25.78946],[-100.22323,25.78822],[-100.2235,25.78712],[-100.22387,25.78588],[-100.22422,25.78467],[-100.2246,25.78348],[-100.22499,25.78226],[-100.22532,25.78101],[-100.2257,25.77978],[-100.22611,25.77846],[-100.22651,25.77745],[-100.22715,25.77616],[-100.2277,25.77489],[-100.22831,25.77358],[-100.22885,25.77237],[-100.22943,25.77112],[-100.22996,25.76995],[-100.23053,25.76869],[-100.23099,25.76769],[-100.2316,25.76636],[-100.23213,25.76518],[-100.23274,25.76385],[-100.23326,25.76267],[-100.23373,25.76168],[-100.23419,25.76061]]}}
Línea 400.0 kV | LineString | 400.0 kV |  |  |  | CFE |  |  |  |  | OpenStreetMap | {"type":"Feature","properties":{},"geometry":{"type":"LineString","coordinates":[[-97.04639,18.89195],[-97.04569,18.89132],[-97.04485,18.88911],[-97.04408,18.8879],[-97.044,18.88718],[-97.04485,18.8856],[-97.04514,18.88468],[-97.04517,18.88336],[-97.04518,18.88202],[-97.04519,18.88099],[-97.04635,18.87974],[-97.04788,18.87801],[-97.04794,18.87742]]}}
Línea 400.0 kV | LineString | 400.0 kV | 1 |  |  | CFE |  |  |  |  | OpenStreetMap | {"type":"Feature","properties":{},"geometry":{"type":"LineString","coordinates":[[-101.22881,20.53059],[-101.22812,20.52986],[-101.22592,20.52966],[-101.22529,20.5299],[-101.22388,20.53042],[-101.22006,20.53182],[-101.21531,20.53357],[-101.21029,20.53542],[-101.20533,20.53725],[-101.20033,20.53906],[-101.1955,20.54087],[-101.19163,20.5423],[-101.18862,20.54444],[-101.18555,20.54665],[-101.1813,20.54973],[-101.17762,20.5524],[-101.17343,20.55543],[-101.16934,20.55836],[-101.16541,20.56124],[-101.16434,20.56529],[-101.16317,20.56979],[-101.16201,20.57419],[-101.16392,20.57601],[-101.16662,20.57543],[-101.16742,20.57314],[-101.1676,20.57274]]}}
Línea 400.0 kV | LineString | 400.0 kV | 1 |  |  | CFE |  |  |  |  | OpenStreetMap | {"type":"Feature","properties":{},"geometry":{"type":"LineString","coordinates":[[-109.01921,25.97918],[-109.01943,25.97882]]}}
Línea 400.0 kV | LineString | 400.0 kV | 1 |  |  | CFE |  |  |  |  | OpenStreetMap | {"type":"Feature","properties":{},"geometry":{"type":"LineString","coordinates":[[-109.01921,25.97918],[-109.01918,25.97877]]}}
Línea 400.0 kV | LineString | 400.0 kV | 2 |  |  | CFE |  |  |  |  | OpenStreetMap | {"type":"Feature","properties":{},"geometry":{"type":"LineString","coordinates":[[-103.04336,25.55884],[-103.04337,25.55592],[-103.04336,25.55307],[-103.04656,25.55154],[-103.05016,25.54986],[-103.05344,25.54834],[-103.05658,25.54684],[-103.05925,25.54663],[-103.0609,25.54654],[-103.06497,25.54691],[-103.06716,25.54713],[-103.07085,25.55013],[-103.07282,25.55003]]}}
Línea 400.0 kV | LineString | 400.0 kV | 2 |  |  | CFE |  |  |  |  | OpenStreetMap | {"type":"Feature","properties":{},"geometry":{"type":"LineString","coordinates":[[-103.0763,25.5496],[-103.0766,25.54748],[-103.07689,25.54651],[-103.07616,25.5439],[-103.07551,25.5421],[-103.07713,25.53873]]}}
Línea 400.0 kV | LineString | 400.0 kV | 2 |  |  | Comisión Federal de Electricidad |  |  |  |  | OpenStreetMap | {"type":"Feature","properties":{},"geometry":{"type":"LineString","coordinates":[[-86.93195,20.83282],[-86.93371,20.83203],[-86.93536,20.83137],[-86.93862,20.83157],[-86.94186,20.8318],[-86.94534,20.83203],[-86.94936,20.83225],[-86.95359,20.83255],[-86.95832,20.83288],[-86.96196,20.83308],[-86.96527,20.83328],[-86.96863,20.83351],[-86.97241,20.83374],[-86.97619,20.83399],[-86.97937,20.8342],[-86.98269,20.83439],[-86.98606,20.8346],[-86.98988,20.83483],[-86.99252,20.83503],[-86.99505,20.83518],[-86.99759,20.83535],[-87.00034,20.83552],[-87.00344,20.83572],[-87.00601,20.83588],[-87.00909,20.83607],[-87.01182,20.83623],[-87.01463,20.83642],[-87.01742,20.83658],[-87.02027,20.83676],[-87.02303,20.83695],[-87.02579,20.83711],[-87.0288,20.83731],[-87.03163,20.83749],[-87.03429,20.83767],[-87.03716,20.83784],[-87.04004,20.83802],[-87.04286,20.83819],[-87.04562,20.83838],[-87.0483,20.83855],[-87.05107,20.83872],[-87.05369,20.83889],[-87.05665,20.83907],[-87.05822,20.84162],[-87.06044,20.84522],[-87.06262,20.84877],[-87.0648,20.85234],[-87.06693,20.85579],[-87.06903,20.85925],[-87.07126,20.86287],[-87.07343,20.86636],[-87.07537,20.86953],[-87.07753,20.87194],[-87.07986,20.87455],[-87.08192,20.87687],[-87.08433,20.87955],[-87.08651,20.88203],[-87.08932,20.88513],[-87.0919,20.88802],[-87.09475,20.89122],[-87.09738,20.89416],[-87.10032,20.89747],[-87.10326,20.90074],[-87.10617,20.90401],[-87.10907,20.90726],[-87.11203,20.91045],[-87.11491,20.91372],[-87.11726,20.91631],[-87.11958,20.91902],[-87.12262,20.92227],[-87.12548,20.9256],[-87.12823,20.92867],[-87.13104,20.93182],[-87.13395,20.93508],[-87.13674,20.93821],[-87.13957,20.94136],[-87.14241,20.94454],[-87.14532,20.94778],[-87.14794,20.95072],[-87.15047,20.95351],[-87.15319,20.95658],[-87.15636,20.96006],[-87.15892,20.96295],[-87.16283,20.9649],[-87.16664,20.96677],[-87.17065,20.9687],[-87.17452,20.97057],[-87.17834,20.9725],[-87.18192,20.97427],[-87.18585,20.97357],[-87.19011,20.97279],[-87.1943,20.97201],[-87.19849,20.97129],[-87.20285,20.97051],[-87.20757,20.96966],[-87.21181,20.96891],[-87.21596,20.96816],[-87.22017,20.96741],[-87.22425,20.96669],[-87.2279,20.96603],[-87.23196,20.96532],[-87.23599,20.96457],[-87.23989,20.96384],[-87.24439,20.96305],[-87.24862,20.96153],[-87.2529,20.95999],[-87.25646,20.95872],[-87.25954,20.95759],[-87.26266,20.95649],[-87.26683,20.95499],[-87.27005,20.95384],[-87.27432,20.95232],[-87.2791,20.95058],[-87.28331,20.94905],[-87.28746,20.94758],[-87.29158,20.94608],[-87.29615,20.94446],[-87.30003,20.94306],[-87.30343,20.94182],[-87.30789,20.94021],[-87.31188,20.93878],[-87.31622,20.93721],[-87.3206,20.93564],[-87.32485,20.93413],[-87.329,20.93264],[-87.33337,20.93103],[-87.33757,20.92956],[-87.34197,20.92797],[-87.34631,20.92641],[-87.35034,20.92496],[-87.35472,20.92337],[-87.35909,20.92177],[-87.36301,20.92037],[-87.36692,20.91899],[-87.37129,20.91742],[-87.37545,20.91593],[-87.37941,20.9145],[-87.38158,20.91371],[-87.38367,20.91298],[-87.38774,20.91149],[-87.39186,20.91003],[-87.39584,20.90858],[-87.40014,20.90702],[-87.40422,20.90555],[-87.40834,20.90407],[-87.41251,20.90257],[-87.41666,20.90108],[-87.42095,20.89953],[-87.42474,20.89818],[-87.42788,20.89704],[-87.43176,20.89564],[-87.43544,20.8943],[-87.44021,20.89258],[-87.44419,20.89118],[-87.44832,20.88968],[-87.45047,20.88891],[-87.45257,20.88814],[-87.45665,20.88666],[-87.46111,20.88504],[-87.46643,20.88314],[-87.47074,20.88159],[-87.47499,20.88006],[-87.47922,20.87854],[-87.48325,20.87705],[-87.4881,20.87629],[-87.49292,20.87547],[-87.49794,20.87468],[-87.50324,20.87369],[-87.50829,20.87283],[-87.51219,20.87217],[-87.51449,20.87178],[-87.51677,20.87139],[-87.52111,20.87065],[-87.52523,20.86998],[-87.5297,20.86921],[-87.53397,20.86848],[-87.53843,20.86773],[-87.54233,20.86707],[-87.54647,20.86638],[-87.55107,20.86561],[-87.55546,20.86485],[-87.55998,20.86407],[-87.5646,20.86329],[-87.56682,20.86291],[-87.56904,20.86254],[-87.57348,20.8618],[-87.57804,20.86101],[-87.58252,20.86025],[-87.58687,20.85951],[-87.59148,20.85906],[-87.59664,20.85856],[-87.6017,20.85805],[-87.60688,20.85755],[-87.61157,20.85673],[-87.6159,20.856],[-87.62009,20.85528],[-87.62437,20.85456],[-87.62877,20.85382],[-87.63333,20.85303],[-87.63783,20.85227],[-87.64009,20.85187],[-87.64208,20.85154],[-87.64659,20.85078],[-87.65111,20.85002],[-87.65562,20.84923],[-87.66017,20.84847],[-87.66338,20.84791],[-87.66604,20.84599],[-87.66975,20.8433],[-87.67315,20.84081],[-87.67655,20.83838],[-87.68013,20.83578],[-87.68375,20.83318],[-87.68719,20.83067],[-87.68863,20.82964],[-87.69068,20.82814],[-87.69437,20.82547],[-87.69798,20.82287],[-87.69799,20.82287],[-87.7014,20.82039],[-87.70487,20.81787],[-87.7087,20.8151],[-87.71213,20.81262],[-87.71549,20.8102],[-87.71916,20.80752],[-87.72272,20.80496],[-87.72623,20.80239],[-87.72992,20.79973],[-87.73352,20.79711],[-87.73527,20.79584],[-87.73718,20.79445],[-87.74057,20.79199],[-87.74412,20.78943],[-87.74779,20.78676],[-87.75136,20.78416],[-87.75505,20.78149],[-87.75856,20.77895],[-87.76225,20.77628],[-87.7658,20.7737],[-87.76942,20.77107],[-87.77307,20.76842],[-87.77666,20.76583],[-87.77872,20.76433],[-87.78033,20.76316],[-87.78394,20.76055],[-87.78692,20.75838],[-87.78997,20.75615],[-87.793,20.75396],[-87.79605,20.75174],[-87.79909,20.74954],[-87.80207,20.7474],[-87.80538,20.745],[-87.80908,20.7423],[-87.81272,20.73968],[-87.81638,20.73702],[-87.81926,20.73492],[-87.82167,20.73314],[-87.82431,20.7312],[-87.82696,20.7293],[-87.82865,20.72806],[-87.83058,20.72666],[-87.83415,20.72408],[-87.83777,20.72144],[-87.84129,20.71888],[-87.84499,20.71619],[-87.84854,20.71362],[-87.85186,20.71118],[-87.85551,20.70854],[-87.85914,20.70591],[-87.86277,20.70327],[-87.86645,20.70056],[-87.86809,20.69939],[-87.87,20.69801],[-87.87287,20.69593],[-87.87571,20.69388],[-87.87854,20.69179],[-87.88141,20.68972],[-87.88427,20.68763],[-87.88706,20.6856],[-87.88987,20.68354],[-87.89266,20.68155],[-87.8955,20.67948],[-87.89868,20.67637],[-87.90185,20.67327],[-87.90484,20.67036],[-87.90781,20.66742],[-87.91081,20.66452],[-87.91372,20.66167],[-87.91525,20.66022],[-87.91687,20.65858],[-87.91993,20.65565],[-87.92286,20.65279],[-87.92601,20.64972],[-87.9291,20.64667],[-87.93243,20.64343],[-87.93463,20.64135],[-87.93881,20.64159],[-87.94343,20.64189],[-87.94801,20.64209],[-87.95266,20.64234],[-87.95715,20.64265],[-87.96156,20.64289],[-87.96309,20.64298],[-87.96566,20.64316],[-87.97026,20.64343],[-87.97449,20.64369],[-87.97909,20.64398],[-87.98338,20.64421],[-87.98811,20.64445],[-87.99232,20.64473],[-87.99596,20.64493],[-88.00021,20.64519],[-88.00442,20.64545],[-88.00878,20.64568],[-88.01313,20.64595],[-88.01775,20.64626],[-88.02221,20.64652],[-88.02685,20.64679],[-88.03094,20.64703],[-88.03498,20.64727],[-88.04008,20.64757],[-88.04527,20.64787],[-88.05054,20.64818],[-88.05427,20.6484],[-88.05836,20.64864],[-88.06322,20.64892],[-88.06747,20.64917],[-88.07203,20.64944],[-88.07666,20.6497],[-88.08114,20.64995],[-88.0858,20.65025],[-88.08809,20.65038],[-88.09033,20.65051],[-88.09491,20.65077],[-88.10022,20.65108],[-88.1054,20.65138],[-88.11062,20.65168],[-88.1145,20.6519],[-88.11865,20.65215],[-88.12332,20.65243],[-88.12763,20.65269],[-88.13201,20.65295],[-88.13673,20.65322],[-88.14119,20.65348],[-88.14336,20.6536],[-88.14581,20.65377],[-88.1503,20.65402],[-88.15469,20.65428],[-88.15897,20.65454],[-88.16331,20.65478],[-88.16775,20.65504],[-88.17244,20.65532],[-88.17668,20.65556],[-88.18089,20.6558],[-88.18588,20.65609],[-88.19094,20.65639],[-88.19553,20.65664],[-88.20008,20.65692],[-88.2046,20.65718],[-88.2092,20.65744],[-88.21166,20.65758],[-88.21376,20.65771],[-88.21836,20.65797],[-88.22284,20.65823],[-88.22752,20.6585],[-88.23299,20.65882],[-88.23723,20.65906],[-88.23916,20.66186],[-88.24141,20.66509],[-88.24374,20.66848],[-88.24599,20.67173],[-88.24834,20.67516],[-88.24954,20.67689],[-88.25077,20.67867],[-88.25324,20.6822],[-88.25709,20.68245],[-88.25962,20.68265],[-88.26127,20.68386],[-88.26261,20.68489]]}}
Línea 400.0 kV | LineString | 400.0 kV |  |  |  | CFE |  |  |  |  | OpenStreetMap | {"type":"Feature","properties":{},"geometry":{"type":"LineString","coordinates":[[-89.56875,20.40834],[-89.56852,20.40883],[-89.56841,20.40996]]}}
Línea 400.0 kV | LineString | 400.0 kV |  |  |  | CFE |  |  |  |  | OpenStreetMap | {"type":"Feature","properties":{},"geometry":{"type":"LineString","coordinates":[[-89.56841,20.40996],[-89.56942,20.40933],[-89.5697,20.40886]]}}
Línea 400.0 kV | LineString | 400.0 kV | 2 |  |  | CFE |  |  |  |  | OpenStreetMap | {"type":"Feature","properties":{},"geometry":{"type":"LineString","coordinates":[[-89.56841,20.40996],[-89.56688,20.41076],[-89.56542,20.41071],[-89.56396,20.41079],[-89.56266,20.41235],[-89.56012,20.41537],[-89.55737,20.41864],[-89.55481,20.42167],[-89.55234,20.42464],[-89.55009,20.42725],[-89.54746,20.43039],[-89.54483,20.43356],[-89.54245,20.43637],[-89.53814,20.43674],[-89.53393,20.43705],[-89.52961,20.43742],[-89.52563,20.43772],[-89.52161,20.43798],[-89.51793,20.43835],[-89.51429,20.43864],[-89.51044,20.43895],[-89.50646,20.43927],[-89.50249,20.43958],[-89.49815,20.43994],[-89.49404,20.44026],[-89.48981,20.44062],[-89.48564,20.44095],[-89.48142,20.44128],[-89.4772,20.44162],[-89.47339,20.44338],[-89.46954,20.44517],[-89.4658,20.44689],[-89.46193,20.44869],[-89.4582,20.45039],[-89.45442,20.45216],[-89.45059,20.45391],[-89.4467,20.4557],[-89.44297,20.45741],[-89.43909,20.45922],[-89.43576,20.46074],[-89.43181,20.46255],[-89.42814,20.46425],[-89.4242,20.46605],[-89.42039,20.46781],[-89.41662,20.4676],[-89.41273,20.46738],[-89.40881,20.46712],[-89.40469,20.46689],[-89.40079,20.46667],[-89.39683,20.46645],[-89.39244,20.46622],[-89.38834,20.46598],[-89.38408,20.46571],[-89.38007,20.46551],[-89.37609,20.46527],[-89.37172,20.46504]]}}
Línea 400.0 kV | LineString | 400.0 kV | 1 |  |  | CFE |  |  |  |  | OpenStreetMap | {"type":"Feature","properties":{},"geometry":{"type":"LineString","coordinates":[[-93.18962,16.81161],[-93.19008,16.81113]]}}
Línea 400.0 kV | LineString | 400.0 kV | 2 |  |  | Comisión Federal de Electricidad |  |  |  |  | OpenStreetMap | {"type":"Feature","properties":{},"geometry":{"type":"LineString","coordinates":[[-93.12469,16.83899],[-93.12649,16.83679],[-93.12819,16.83562],[-93.13167,16.83309],[-93.13342,16.83189],[-93.13595,16.83005],[-93.13902,16.82785],[-93.1412,16.82631],[-93.14607,16.82282],[-93.14808,16.82137],[-93.1514,16.81899],[-93.15487,16.81652],[-93.15915,16.81346],[-93.16147,16.81179],[-93.16426,16.81191],[-93.16463,16.81192],[-93.16826,16.81209],[-93.17073,16.81223],[-93.17213,16.8123],[-93.17778,16.81252],[-93.1828,16.81281],[-93.18437,16.8129],[-93.18868,16.81153],[-93.18962,16.81161]]}}
Línea 400.0 kV | LineString | 400.0 kV | 1 |  |  | cfe |  |  |  |  | OpenStreetMap | {"type":"Feature","properties":{},"geometry":{"type":"LineString","coordinates":[[-93.18962,16.81161],[-93.19022,16.81188]]}}
Línea 400.0 kV | LineString | 400.0 kV |  |  |  | CFE |  |  |  |  | OpenStreetMap | {"type":"Feature","properties":{},"geometry":{"type":"LineString","coordinates":[[-94.39646,18.03154],[-94.39354,18.03136],[-94.38962,18.03117],[-94.38785,18.03386],[-94.38721,18.03525],[-94.38681,18.03691],[-94.3872,18.03939],[-94.3879,18.04305],[-94.3875,18.04574],[-94.38538,18.04965],[-94.38399,18.05229],[-94.38323,18.05376],[-94.38072,18.0549],[-94.37792,18.05614],[-94.37439,18.05694],[-94.37227,18.0576],[-94.37186,18.05868],[-94.37188,18.05996],[-94.37143,18.06065],[-94.36933,18.061],[-94.36882,18.06154],[-94.36926,18.06302],[-94.36925,18.06322]]}}
Línea 400.0 kV | LineString | 400.0 kV |  |  |  | CFE |  |  |  |  | OpenStreetMap | {"type":"Feature","properties":{},"geometry":{"type":"LineString","coordinates":[[-100.36631,25.86589],[-100.36592,25.86525]]}}
Línea 400.0 kV | LineString | 400.0 kV | 2 |  |  | CFE |  |  |  |  | OpenStreetMap | {"type":"Feature","properties":{},"geometry":{"type":"LineString","coordinates":[[-99.69093,19.27938],[-99.6879,19.27837],[-99.68391,19.27706],[-99.6821,19.27647],[-99.68118,19.27648]]}}
Línea 400.0 kV | LineString | 400.0 kV | 1 |  |  | CFE |  |  |  |  | OpenStreetMap | {"type":"Feature","properties":{},"geometry":{"type":"LineString","coordinates":[[-99.70296,19.28323],[-99.70195,19.28291],[-99.70096,19.28258],[-99.69997,19.28227],[-99.69897,19.28195],[-99.69799,19.28164],[-99.697,19.28132],[-99.696,19.28099],[-99.69502,19.28068],[-99.69403,19.28037],[-99.69299,19.28003],[-99.69195,19.2797],[-99.69093,19.27938]]}}
Línea 400.0 kV | LineString | 400.0 kV | 2 |  |  | CFE |  |  |  |  | OpenStreetMap | {"type":"Feature","properties":{},"geometry":{"type":"LineString","coordinates":[[-98.23632,25.96417],[-98.23681,25.96109],[-98.23741,25.95749],[-98.23789,25.9541],[-98.23837,25.95105],[-98.2368,25.94931],[-98.23468,25.94697],[-98.23189,25.94384],[-98.23065,25.94244],[-98.22763,25.93911],[-98.2251,25.93632],[-98.22517,25.93299],[-98.22519,25.92953],[-98.22509,25.92561],[-98.22508,25.92164],[-98.22507,25.91771],[-98.22503,25.91359],[-98.225,25.90954],[-98.22499,25.90592],[-98.22489,25.90311],[-98.22626,25.89989],[-98.22766,25.89665],[-98.22811,25.89359],[-98.22856,25.89069],[-98.22897,25.88778],[-98.22939,25.88476],[-98.22992,25.88124],[-98.23052,25.87749],[-98.23108,25.87347],[-98.23167,25.86941],[-98.23216,25.8662],[-98.23157,25.86403],[-98.23088,25.86139],[-98.23149,25.85775],[-98.23216,25.8538],[-98.23284,25.84986],[-98.23349,25.84588],[-98.23415,25.84195],[-98.23481,25.838],[-98.23553,25.83405],[-98.23606,25.83069],[-98.2364,25.82847],[-98.23689,25.82573],[-98.23755,25.82167],[-98.23825,25.8177],[-98.23892,25.81364],[-98.2396,25.80962],[-98.24029,25.80561],[-98.24092,25.80179],[-98.23964,25.79872],[-98.23578,25.79703],[-98.23171,25.79522],[-98.22769,25.79342],[-98.22367,25.79162],[-98.21965,25.78983],[-98.21572,25.78807],[-98.21166,25.78626],[-98.20768,25.78448],[-98.20393,25.78282],[-98.20025,25.78117],[-98.19691,25.77966]]}}
Línea 400.0 kV | LineString | 400.0 kV |  |  |  | CFE |  |  |  |  | OpenStreetMap | {"type":"Feature","properties":{},"geometry":{"type":"LineString","coordinates":[[-98.23632,25.96417],[-98.23839,25.9658],[-98.2405,25.96744],[-98.24261,25.96909],[-98.24475,25.97074],[-98.24531,25.97201],[-98.24579,25.97268],[-98.24633,25.9735],[-98.24693,25.97442]]}}
Línea 400.0 kV | LineString | 400.0 kV |  |  |  | CFE |  |  |  |  | OpenStreetMap | {"type":"Feature","properties":{},"geometry":{"type":"LineString","coordinates":[[-98.23632,25.96417],[-98.23628,25.96561],[-98.23841,25.96795],[-98.23999,25.96976],[-98.24168,25.97165],[-98.24217,25.97241],[-98.24257,25.97313],[-98.2449,25.97385],[-98.24693,25.97442]]}}
Línea 400.0 kV | LineString | 400.0 kV | 2 |  |  | CFE |  |  |  |  | OpenStreetMap | {"type":"Feature","properties":{},"geometry":{"type":"LineString","coordinates":[[-98.27603,25.98023],[-98.27463,25.97975],[-98.27301,25.97896],[-98.26907,25.97826],[-98.26559,25.97765],[-98.2624,25.97709],[-98.2586,25.97644],[-98.25454,25.97573],[-98.25029,25.97501],[-98.24693,25.97442]]}}
Línea 400.0 kV | LineString | 400.0 kV | 1 |  |  | CFE |  |  |  |  | OpenStreetMap | {"type":"Feature","properties":{},"geometry":{"type":"LineString","coordinates":[[-98.33284,25.73491],[-98.33274,25.7357],[-98.3324,25.73902],[-98.33195,25.74248],[-98.33145,25.74606],[-98.3309,25.74961],[-98.3303,25.75348],[-98.32975,25.75727],[-98.32916,25.76086],[-98.32868,25.76458],[-98.32814,25.76838],[-98.3276,25.77213],[-98.32703,25.77607],[-98.32641,25.77986],[-98.32587,25.78349],[-98.32533,25.78681],[-98.32769,25.78815],[-98.33008,25.7897],[-98.33084,25.79225],[-98.33192,25.79595],[-98.33308,25.79966],[-98.33413,25.80333],[-98.33536,25.80689],[-98.3365,25.81078],[-98.33626,25.81368],[-98.33685,25.81688],[-98.33628,25.82057],[-98.33561,25.82417],[-98.33516,25.8277],[-98.33463,25.83105],[-98.33412,25.83445],[-98.33372,25.83759],[-98.3321,25.8388],[-98.33165,25.8425],[-98.33115,25.84595],[-98.33056,25.84923],[-98.32994,25.85279],[-98.32932,25.85619],[-98.32861,25.85981],[-98.32804,25.86308],[-98.32741,25.86659],[-98.32689,25.87036],[-98.32626,25.87402],[-98.32568,25.87758],[-98.32513,25.88129],[-98.32449,25.88494],[-98.32388,25.88871],[-98.32333,25.89237],[-98.32267,25.8961],[-98.32212,25.89973],[-98.32168,25.90305],[-98.32098,25.90692],[-98.32042,25.91077],[-98.31976,25.91444],[-98.32239,25.91602],[-98.32504,25.91762],[-98.32483,25.92013],[-98.32455,25.92229],[-98.3226,25.9234],[-98.31949,25.92544],[-98.31636,25.9276],[-98.31302,25.92982],[-98.30968,25.93207],[-98.30642,25.93433],[-98.3031,25.93661],[-98.29971,25.93886],[-98.29669,25.9409],[-98.29623,25.94389],[-98.29553,25.94758],[-98.29488,25.95115],[-98.29422,25.95447],[-98.2937,25.95739],[-98.29383,25.95807],[-98.29325,25.96103],[-98.29247,25.96455],[-98.29181,25.96786],[-98.2912,25.97093],[-98.28863,25.97106],[-98.28782,25.97492],[-98.28529,25.97499],[-98.28261,25.97661],[-98.28022,25.9766],[-98.27881,25.97727]]}}
Línea 400.0 kV | LineString | 400.0 kV | 2 |  |  | Comisión Federal de Electricidad |  |  |  |  | OpenStreetMap | {"type":"Feature","properties":{},"geometry":{"type":"LineString","coordinates":[[-110.07481,27.51453],[-110.07483,27.51372],[-110.07336,27.51185],[-110.07001,27.51176],[-110.0666,27.51172],[-110.06321,27.51165],[-110.0624,27.51],[-110.06235,27.50692],[-110.06221,27.50338],[-110.06208,27.50063],[-110.06194,27.49748],[-110.06183,27.49403],[-110.06167,27.49092],[-110.06151,27.48629],[-110.06129,27.48173],[-110.06109,27.47745],[-110.06092,27.47334],[-110.06075,27.46911],[-110.06056,27.46477],[-110.06042,27.46129],[-110.0603,27.45849],[-110.06016,27.45473],[-110.05995,27.45022],[-110.05974,27.44547],[-110.0595,27.44011],[-110.05746,27.43845],[-110.05516,27.43655],[-110.05514,27.43385],[-110.05514,27.43059],[-110.05515,27.42786],[-110.05397,27.42612],[-110.05106,27.42603],[-110.04659,27.42591],[-110.04162,27.42577],[-110.0374,27.42566],[-110.03414,27.42559],[-110.03041,27.42549],[-110.02674,27.42538],[-110.02294,27.42526],[-110.01918,27.42517],[-110.01543,27.42506],[-110.01172,27.42497],[-110.00799,27.42485],[-110.00414,27.42474],[-110.00055,27.42466],[-109.99714,27.42454],[-109.9934,27.42445],[-109.98976,27.42435],[-109.98593,27.42426],[-109.98393,27.42661],[-109.98037,27.4266],[-109.97671,27.4266],[-109.97281,27.4266],[-109.96916,27.42658],[-109.96542,27.42661],[-109.96172,27.42659],[-109.958,27.4266],[-109.95421,27.42659],[-109.9505,27.42659],[-109.9468,27.42659],[-109.94324,27.42652],[-109.94133,27.4238],[-109.93727,27.42388],[-109.93322,27.42385],[-109.93057,27.42595],[-109.93008,27.42598],[-109.92465,27.42596],[-109.91982,27.42597],[-109.91576,27.42593],[-109.91136,27.4259],[-109.90719,27.42586],[-109.90241,27.42591],[-109.89815,27.4259],[-109.89347,27.42589],[-109.88961,27.42587],[-109.88875,27.42511],[-109.88873,27.42289],[-109.88828,27.42174],[-109.88826,27.4187],[-109.88825,27.41567],[-109.88825,27.41271],[-109.8882,27.40965],[-109.88835,27.40709],[-109.88836,27.40483],[-109.88836,27.40249],[-109.88833,27.3998],[-109.88836,27.39717],[-109.8884,27.39426],[-109.88832,27.3914],[-109.88792,27.38871],[-109.88756,27.38624],[-109.8875,27.38423],[-109.88758,27.3825],[-109.88701,27.38206],[-109.88415,27.38204],[-109.88135,27.38205],[-109.87849,27.38205],[-109.87568,27.3821],[-109.87299,27.38169],[-109.87164,27.37956],[-109.87026,27.37743],[-109.86722,27.37749],[-109.86387,27.37748],[-109.86074,27.37755],[-109.85932,27.37612],[-109.85924,27.37333],[-109.85922,27.37011],[-109.85924,27.367],[-109.85918,27.36389],[-109.85928,27.36073],[-109.85934,27.35773],[-109.85932,27.35511],[-109.85933,27.35276],[-109.85932,27.34974],[-109.85931,27.34775],[-109.85613,27.34639],[-109.8531,27.34501],[-109.8505,27.34385],[-109.84743,27.34245],[-109.84436,27.34105],[-109.84124,27.33967],[-109.83804,27.33973],[-109.83491,27.33968],[-109.83165,27.33971],[-109.829,27.33969],[-109.8263,27.33973],[-109.82327,27.3397],[-109.82038,27.33968],[-109.8173,27.33962],[-109.81362,27.33964],[-109.81027,27.33957],[-109.80695,27.33954],[-109.80505,27.337],[-109.8029,27.33414],[-109.80089,27.33152],[-109.79884,27.32867],[-109.7968,27.32594],[-109.79463,27.3231],[-109.79264,27.32044],[-109.79062,27.31767],[-109.78875,27.31524],[-109.78781,27.31416],[-109.78674,27.31262],[-109.78471,27.30983],[-109.78291,27.30726],[-109.78079,27.3046],[-109.77796,27.30278],[-109.77529,27.30097],[-109.77258,27.29916],[-109.76963,27.29714],[-109.76677,27.29521],[-109.76384,27.29331],[-109.76097,27.29139],[-109.75806,27.28942],[-109.75515,27.2874],[-109.75229,27.28557],[-109.74988,27.28385],[-109.74716,27.28208],[-109.74421,27.28006],[-109.74121,27.2781],[-109.73846,27.27618],[-109.73544,27.27426],[-109.73259,27.27235],[-109.73006,27.27058],[-109.72687,27.27129],[-109.7226,27.27209],[-109.71816,27.2731],[-109.71376,27.27401],[-109.70964,27.27483],[-109.70605,27.27564],[-109.70374,27.27607],[-109.70107,27.27658],[-109.69794,27.27724],[-109.69392,27.27813],[-109.68949,27.279],[-109.6852,27.2799],[-109.68077,27.28084],[-109.6761,27.28182],[-109.67326,27.28251],[-109.6704,27.28315],[-109.6678,27.28368],[-109.66516,27.28427],[-109.66159,27.28499],[-109.65922,27.28546],[-109.65563,27.28467],[-109.65178,27.28391],[-109.64744,27.28312],[-109.64343,27.28225],[-109.63935,27.2815],[-109.63533,27.28064],[-109.63103,27.27977],[-109.62695,27.27898],[-109.62309,27.27822],[-109.61869,27.27732],[-109.61422,27.27643],[-109.61026,27.27559],[-109.60587,27.27473],[-109.60195,27.27398],[-109.59788,27.27312],[-109.59528,27.27264],[-109.59206,27.27199],[-109.58751,27.27106],[-109.58325,27.27025],[-109.5787,27.26932],[-109.57451,27.2685],[-109.57031,27.26765],[-109.57017,27.26762],[-109.56589,27.26676],[-109.56148,27.2659],[-109.5571,27.26498],[-109.55331,27.2642],[-109.54828,27.2632],[-109.54436,27.26242],[-109.54009,27.26162],[-109.53569,27.26074],[-109.53128,27.25986],[-109.52744,27.2593],[-109.52283,27.25867],[-109.51845,27.25809],[-109.51418,27.25752],[-109.50959,27.25692],[-109.50509,27.25625],[-109.50085,27.25566],[-109.4964,27.25507],[-109.49189,27.25445],[-109.48808,27.25397],[-109.48334,27.25337],[-109.47903,27.25283],[-109.47468,27.25221],[-109.47151,27.25171],[-109.46781,27.25119],[-109.46535,27.24896],[-109.46246,27.24622],[-109.45951,27.24354],[-109.45695,27.24112],[-109.45459,27.23899],[-109.45214,27.23677],[-109.44973,27.23446],[-109.44703,27.23193],[-109.44441,27.22949],[-109.442,27.22731],[-109.43954,27.22502],[-109.4366,27.22223],[-109.43351,27.21933],[-109.43161,27.21749],[-109.42875,27.21491],[-109.42591,27.21222],[-109.42289,27.20939],[-109.4197,27.20637],[-109.41708,27.20393],[-109.414,27.20105],[-109.41112,27.19831],[-109.40809,27.19671],[-109.40505,27.19512],[-109.40228,27.19367],[-109.39948,27.19224],[-109.39692,27.19087],[-109.39234,27.18849],[-109.39229,27.18846],[-109.38957,27.18702],[-109.38953,27.187],[-109.38699,27.18568],[-109.38182,27.18306],[-109.37698,27.1805],[-109.37294,27.17846],[-109.37042,27.17702],[-109.36786,27.17575],[-109.36579,27.17261],[-109.36374,27.16961],[-109.36223,27.16733],[-109.36199,27.16388],[-109.36181,27.16034],[-109.36153,27.15644],[-109.36128,27.15255],[-109.36103,27.14852],[-109.36079,27.14486],[-109.36059,27.14084],[-109.36022,27.13688],[-109.35996,27.13295],[-109.35975,27.12885],[-109.35958,27.12674],[-109.35953,27.12363],[-109.35915,27.11996],[-109.35897,27.11668],[-109.35878,27.11316],[-109.35849,27.10919],[-109.35817,27.10502],[-109.35808,27.10216],[-109.35778,27.09795],[-109.35753,27.09426],[-109.35731,27.08978],[-109.35709,27.08618],[-109.35852,27.0838],[-109.36066,27.08051],[-109.36204,27.07823],[-109.36386,27.07537],[-109.36548,27.07281],[-109.36764,27.071],[-109.37099,27.06834],[-109.37193,27.06757],[-109.37396,27.06586]]}}
Línea 400.0 kV | LineString | 400.0 kV |  |  |  | CFE |  |  |  |  | OpenStreetMap | {"type":"Feature","properties":{},"geometry":{"type":"LineString","coordinates":[[-97.77928,25.79896],[-97.77845,25.79895],[-97.7783,25.79894],[-97.77753,25.79894],[-97.77705,25.79872]]}}
Línea 400.0 kV | LineString | 400.0 kV |  |  |  | CFE |  |  |  |  | OpenStreetMap | {"type":"Feature","properties":{},"geometry":{"type":"LineString","coordinates":[[-97.78234,25.79793],[-97.78201,25.79787],[-97.78133,25.79779],[-97.78058,25.79778],[-97.7802,25.7979],[-97.77976,25.79815],[-97.77928,25.79816],[-97.77845,25.79813]]}}
Línea 400.0 kV | LineString | 400.0 kV |  |  |  | CFE |  |  |  |  | OpenStreetMap | {"type":"Feature","properties":{},"geometry":{"type":"LineString","coordinates":[[-97.78069,25.7992],[-97.78055,25.7992],[-97.78017,25.79919],[-97.77977,25.79945],[-97.77929,25.79945],[-97.77845,25.79944]]}}
Línea 400.0 kV | LineString | 400.0 kV |  |  |  | CFE |  |  |  |  | OpenStreetMap | {"type":"Feature","properties":{},"geometry":{"type":"LineString","coordinates":[[-97.77928,25.79776],[-97.77928,25.79791],[-97.77928,25.79816],[-97.77928,25.79871],[-97.77928,25.79896],[-97.77928,25.7992],[-97.77929,25.79945],[-97.77929,25.79996]]}}
Línea 400.0 kV | LineString | 400.0 kV |  |  |  | CFE |  |  |  |  | OpenStreetMap | {"type":"Feature","properties":{},"geometry":{"type":"LineString","coordinates":[[-97.77705,25.79872],[-97.77753,25.79869],[-97.77832,25.79868],[-97.77845,25.79869],[-97.77928,25.79871]]}}
Línea 400.0 kV | LineString | 400.0 kV |  |  |  | CFE |  |  |  |  | OpenStreetMap | {"type":"Feature","properties":{},"geometry":{"type":"LineString","coordinates":[[-97.77845,25.79995],[-97.77845,25.79944],[-97.77845,25.7992],[-97.77845,25.79895],[-97.77845,25.79869],[-97.77845,25.79813],[-97.77845,25.79789],[-97.77845,25.79776]]}}
Línea 400.0 kV | LineString | 400.0 kV |  |  |  | CFE |  |  |  |  | OpenStreetMap | {"type":"Feature","properties":{},"geometry":{"type":"LineString","coordinates":[[-97.77929,25.79996],[-97.77845,25.79995]]}}
Línea 400.0 kV | LineString | 400.0 kV |  |  |  | CFE |  |  |  |  | OpenStreetMap | {"type":"Feature","properties":{},"geometry":{"type":"LineString","coordinates":[[-97.77845,25.79789],[-97.77928,25.79791],[-97.77976,25.7979],[-97.78022,25.79768],[-97.78042,25.79759],[-97.78041,25.79731],[-97.78059,25.79731],[-97.78134,25.79732],[-97.78153,25.79732]]}}
Línea 400.0 kV | LineString | 400.0 kV |  |  |  | CFE |  |  |  |  | OpenStreetMap | {"type":"Feature","properties":{},"geometry":{"type":"LineString","coordinates":[[-97.78057,25.79754],[-97.78132,25.79755],[-97.78201,25.79757],[-97.78236,25.79758]]}}
Línea 400.0 kV | LineString | 400.0 kV |  |  |  | CFE |  |  |  |  | OpenStreetMap | {"type":"Feature","properties":{},"geometry":{"type":"LineString","coordinates":[[-97.78242,25.79728],[-97.78201,25.79718],[-97.7816,25.79708],[-97.78134,25.79707],[-97.78058,25.79706]]}}
Línea 400.0 kV | LineString | 400.0 kV |  |  |  | CFE |  |  |  |  | OpenStreetMap | {"type":"Feature","properties":{},"geometry":{"type":"LineString","coordinates":[[-97.78232,25.79961],[-97.78196,25.79954],[-97.78156,25.79947],[-97.78128,25.79946],[-97.78053,25.79945]]}}
Línea 400.0 kV | LineString | 400.0 kV |  |  |  | CFE |  |  |  |  | OpenStreetMap | {"type":"Feature","properties":{},"geometry":{"type":"LineString","coordinates":[[-97.7824,25.79897],[-97.78198,25.79884],[-97.78157,25.79876],[-97.7813,25.79876],[-97.78055,25.79875]]}}
Línea 400.0 kV | LineString | 400.0 kV |  |  |  | CFE |  |  |  |  | OpenStreetMap | {"type":"Feature","properties":{},"geometry":{"type":"LineString","coordinates":[[-97.77845,25.7992],[-97.77928,25.7992],[-97.77976,25.7992],[-97.78018,25.79898],[-97.78055,25.79898],[-97.7813,25.79899],[-97.78144,25.79899],[-97.78143,25.79925],[-97.78156,25.79925],[-97.78197,25.79927],[-97.78232,25.79928]]}}
Línea 400.0 kV | LineString | 400.0 kV |  |  |  | CFE |  |  |  |  | OpenStreetMap | {"type":"Feature","properties":{},"geometry":{"type":"LineString","coordinates":[[-98.15677,25.97891],[-98.15677,25.97776],[-98.15711,25.97738]]}}
Línea 400.0 kV | LineString | 400.0 kV |  |  |  | CFE |  |  |  |  | OpenStreetMap | {"type":"Feature","properties":{},"geometry":{"type":"LineString","coordinates":[[-98.15711,25.97738],[-98.15733,25.97777],[-98.15733,25.97892]]}}
Línea 400.0 kV | LineString | 400.0 kV |  |  |  | CFE |  |  |  |  | OpenStreetMap | {"type":"Feature","properties":{},"geometry":{"type":"LineString","coordinates":[[-98.27594,25.97923],[-98.27688,25.97933],[-98.27803,25.97923]]}}
Línea 400.0 kV | LineString | 400.0 kV |  |  |  | CFE |  |  |  |  | OpenStreetMap | {"type":"Feature","properties":{},"geometry":{"type":"LineString","coordinates":[[-98.27798,25.97898],[-98.27685,25.97909],[-98.27594,25.97923]]}}
Línea 400.0 kV | LineString | 400.0 kV |  |  |  | CFE |  |  |  |  | OpenStreetMap | {"type":"Feature","properties":{},"geometry":{"type":"LineString","coordinates":[[-98.15798,25.97892],[-98.15733,25.97892],[-98.15677,25.97891],[-98.15633,25.97891]]}}
Línea 400.0 kV | LineString | 400.0 kV |  |  |  | CFE |  |  |  |  | OpenStreetMap | {"type":"Feature","properties":{},"geometry":{"type":"LineString","coordinates":[[-100.14388,25.84826],[-100.14417,25.84832],[-100.14448,25.84851]]}}
Línea 400.0 kV | LineString | 400.0 kV |  |  |  | CFE |  |  |  |  | OpenStreetMap | {"type":"Feature","properties":{},"geometry":{"type":"LineString","coordinates":[[-100.14437,25.84867],[-100.14405,25.84847],[-100.14388,25.84826]]}}
Línea 400.0 kV | LineString | 400.0 kV |  |  |  | CFE |  |  |  |  | OpenStreetMap | {"type":"Feature","properties":{},"geometry":{"type":"LineString","coordinates":[[-100.55327,25.71309],[-100.55363,25.7129],[-100.55426,25.71215]]}}
Línea 400.0 kV | LineString | 400.0 kV |  |  |  | CFE |  |  |  |  | OpenStreetMap | {"type":"Feature","properties":{},"geometry":{"type":"LineString","coordinates":[[-100.55406,25.71201],[-100.55344,25.71274],[-100.55327,25.71309]]}}
Línea 400.0 kV | LineString | 400.0 kV |  |  |  | CFE |  |  |  |  | OpenStreetMap | {"type":"Feature","properties":{},"geometry":{"type":"LineString","coordinates":[[-98.27814,25.98027],[-98.27684,25.98034],[-98.27603,25.98023]]}}
Línea 400.0 kV | LineString | 400.0 kV |  |  |  | CFE |  |  |  |  | OpenStreetMap | {"type":"Feature","properties":{},"geometry":{"type":"LineString","coordinates":[[-98.27603,25.98023],[-98.27681,25.9801],[-98.2781,25.98]]}}
Línea 400.0 kV | LineString | 400.0 kV |  |  |  | CFE |  |  |  |  | OpenStreetMap | {"type":"Feature","properties":{},"geometry":{"type":"LineString","coordinates":[[-100.10211,25.72425],[-100.10157,25.72448],[-100.10091,25.72485]]}}
Línea 400.0 kV | LineString | 400.0 kV |  |  |  | CFE |  |  |  |  | OpenStreetMap | {"type":"Feature","properties":{},"geometry":{"type":"LineString","coordinates":[[-100.10091,25.72485],[-100.10165,25.72469],[-100.10221,25.72446]]}}
Línea 400.0 kV | LineString | 400.0 kV | 2 |  |  | CFE |  |  |  |  | OpenStreetMap | {"type":"Feature","properties":{},"geometry":{"type":"LineString","coordinates":[[-110.95069,28.92847],[-110.9505,28.9279],[-110.95019,28.92477],[-110.94832,28.92109],[-110.94646,28.91751],[-110.94455,28.91378],[-110.9425,28.90975],[-110.9405,28.90582],[-110.9388,28.90239],[-110.9368,28.89862],[-110.93492,28.89484],[-110.9329,28.891],[-110.93095,28.88723],[-110.92907,28.88362],[-110.92712,28.87989],[-110.92532,28.87628],[-110.92354,28.87269],[-110.92207,28.86989],[-110.92062,28.86704],[-110.91861,28.86313],[-110.91688,28.85974],[-110.91507,28.85615],[-110.914,28.85408],[-110.91214,28.85046],[-110.91023,28.84675],[-110.90829,28.84299],[-110.9064,28.83919],[-110.90444,28.83544],[-110.90251,28.8317],[-110.90057,28.82781],[-110.89874,28.82433],[-110.89704,28.82095],[-110.89549,28.8179],[-110.89104,28.8178],[-110.88626,28.81771],[-110.88173,28.81765],[-110.87683,28.81758],[-110.87207,28.81751],[-110.86766,28.81739],[-110.86338,28.81737],[-110.85915,28.81728],[-110.85488,28.81725],[-110.85044,28.81714],[-110.84615,28.81706],[-110.8416,28.81698],[-110.83692,28.81691],[-110.83237,28.81685],[-110.82744,28.81676],[-110.82276,28.81668],[-110.81991,28.81314],[-110.81726,28.80984],[-110.81487,28.8069],[-110.81235,28.80386],[-110.80962,28.80053],[-110.80703,28.7973],[-110.8044,28.79401],[-110.80165,28.79068],[-110.79888,28.7873],[-110.79632,28.78411],[-110.79392,28.78118],[-110.79158,28.7783],[-110.78959,28.77582],[-110.78803,28.77395],[-110.78601,28.77142],[-110.78377,28.76869],[-110.78123,28.76558],[-110.77839,28.76212],[-110.77569,28.75877],[-110.77282,28.75527],[-110.76997,28.75166],[-110.76704,28.74807],[-110.76427,28.7447],[-110.76169,28.74151],[-110.76001,28.73766],[-110.75831,28.73401],[-110.75667,28.73034],[-110.75506,28.72667],[-110.75337,28.7228],[-110.75159,28.71901],[-110.74981,28.71486],[-110.74804,28.71097],[-110.7463,28.70709],[-110.74468,28.70344],[-110.74311,28.69994],[-110.74185,28.69704],[-110.74067,28.69442],[-110.73941,28.69165],[-110.73796,28.6883],[-110.7363,28.6846],[-110.73452,28.6808],[-110.73288,28.67703],[-110.73122,28.67319],[-110.72945,28.66939],[-110.72782,28.66555],[-110.72609,28.66183],[-110.72427,28.65772],[-110.72241,28.65358],[-110.72102,28.65037],[-110.7197,28.6474],[-110.71811,28.64393],[-110.71628,28.63982],[-110.71452,28.63583],[-110.71281,28.63205],[-110.71126,28.62841],[-110.70953,28.62462],[-110.70789,28.62093],[-110.70623,28.61721],[-110.70456,28.61355],[-110.70287,28.60968],[-110.70134,28.60616],[-110.70009,28.60349],[-110.69922,28.60147],[-110.69874,28.59788],[-110.69824,28.59392],[-110.69771,28.59027],[-110.69719,28.58607],[-110.69663,28.58169],[-110.69605,28.57738],[-110.6955,28.57313],[-110.69494,28.5688],[-110.69442,28.56475],[-110.69389,28.56069],[-110.69336,28.55663],[-110.69284,28.55275],[-110.69244,28.54964],[-110.69205,28.54685],[-110.69173,28.54435],[-110.69132,28.54115],[-110.69077,28.53696],[-110.69027,28.53285],[-110.68968,28.52858],[-110.68911,28.52424],[-110.68858,28.52021],[-110.68806,28.5162],[-110.68754,28.51205],[-110.68696,28.50769],[-110.6864,28.50349],[-110.68581,28.49936],[-110.6853,28.49514],[-110.6848,28.49127],[-110.68529,28.48727],[-110.68589,28.48314],[-110.68638,28.47927],[-110.68693,28.47541],[-110.68749,28.47131],[-110.68801,28.46724],[-110.68924,28.45857],[-110.68979,28.45446],[-110.69029,28.45028],[-110.69092,28.44644],[-110.69136,28.44277],[-110.69178,28.43964],[-110.69223,28.43669],[-110.6927,28.43307],[-110.69325,28.42926],[-110.69376,28.42518],[-110.69431,28.4211],[-110.69487,28.41693],[-110.69541,28.41302],[-110.69589,28.40903],[-110.69651,28.40501],[-110.69702,28.40094],[-110.69759,28.39689],[-110.69811,28.39305],[-110.69851,28.39011],[-110.69885,28.38768],[-110.69926,28.38461],[-110.69978,28.3806],[-110.70039,28.37642],[-110.70093,28.37237],[-110.70148,28.36825],[-110.70202,28.36415],[-110.7026,28.35985],[-110.70319,28.35553],[-110.70376,28.35144],[-110.70427,28.34737],[-110.70485,28.343],[-110.7056,28.33755],[-110.70597,28.33495],[-110.70333,28.33212],[-110.70156,28.33018],[-110.69901,28.32753],[-110.69705,28.32537],[-110.69756,28.32203],[-110.69815,28.31814],[-110.6988,28.31408],[-110.6994,28.31003],[-110.70006,28.30588],[-110.70062,28.30191],[-110.70124,28.29787],[-110.70181,28.29388],[-110.70234,28.29026],[-110.70289,28.28657],[-110.70333,28.28425],[-110.70367,28.2811],[-110.70467,28.2749],[-110.70537,28.27066],[-110.70587,28.26725],[-110.70648,28.26304],[-110.70712,28.25912],[-110.70772,28.25513],[-110.70835,28.25085],[-110.70899,28.24643],[-110.70963,28.24237],[-110.71023,28.23845],[-110.7108,28.23446],[-110.71143,28.23034],[-110.71204,28.22626],[-110.71265,28.22241],[-110.71327,28.21815],[-110.71386,28.21412],[-110.71444,28.21023],[-110.71501,28.20656],[-110.71549,28.20325],[-110.71601,28.19998],[-110.71673,28.19626],[-110.71746,28.19218],[-110.71826,28.18805],[-110.71904,28.1839],[-110.71983,28.1799],[-110.72062,28.17563],[-110.72142,28.17161],[-110.72212,28.16774],[-110.72083,28.16386],[-110.71964,28.16016],[-110.71967,28.15626],[-110.71967,28.15214],[-110.71963,28.14804],[-110.7197,28.14394],[-110.71958,28.1407],[-110.72083,28.13781],[-110.72201,28.1348],[-110.72336,28.13178],[-110.72392,28.12815],[-110.72456,28.12433],[-110.72514,28.12041],[-110.72576,28.11679],[-110.72635,28.11315],[-110.72695,28.10944],[-110.7275,28.10578],[-110.72806,28.10242],[-110.72639,28.09939],[-110.72475,28.09625],[-110.72315,28.09324],[-110.72156,28.0902],[-110.72169,28.08676],[-110.72183,28.0828],[-110.72188,28.07878],[-110.7221,28.0746],[-110.7222,28.07048],[-110.72232,28.06643],[-110.7224,28.06237],[-110.72256,28.05829],[-110.72273,28.05419],[-110.72277,28.05012],[-110.72296,28.04598],[-110.72306,28.04193],[-110.72317,28.03762],[-110.7233,28.03342],[-110.72344,28.02943],[-110.72356,28.02568],[-110.72489,28.02174],[-110.72607,28.01837],[-110.72748,28.01443],[-110.72892,28.01032],[-110.73032,28.00616],[-110.7317,28.00225],[-110.73304,27.99838],[-110.73654,27.99661],[-110.74014,27.99491],[-110.74367,27.99315],[-110.74723,27.99144],[-110.75071,27.9897],[-110.75471,27.98774],[-110.75811,27.9859],[-110.75961,27.98514],[-110.76047,27.98137],[-110.76142,27.9771],[-110.76231,27.97303],[-110.7632,27.96917],[-110.76387,27.96599],[-110.76229,27.96473],[-110.76026,27.96307],[-110.76069,27.9615],[-110.76137,27.95851],[-110.76192,27.95631],[-110.76252,27.95366],[-110.76304,27.95193],[-110.76401,27.94779],[-110.76505,27.94338],[-110.76599,27.93893],[-110.76691,27.93483],[-110.76779,27.93097],[-110.76876,27.93043],[-110.77219,27.93102],[-110.77688,27.93161],[-110.78092,27.93215],[-110.78169,27.93231]]}}
Línea 400.0 kV | LineString | 400.0 kV | 1 |  |  | CFE |  |  |  |  | OpenStreetMap | {"type":"Feature","properties":{},"geometry":{"type":"LineString","coordinates":[[-99.97145,25.72559],[-99.97139,25.72526],[-99.97133,25.72463]]}}
Línea 400.0 kV | LineString | 400.0 kV | 1 |  |  | CFE |  |  |  |  | OpenStreetMap | {"type":"Feature","properties":{},"geometry":{"type":"LineString","coordinates":[[-99.97145,25.72559],[-99.97181,25.72526],[-99.9719,25.72464]]}}
Línea 400.0 kV | LineString | 400.0 kV | 1 |  |  | CFE |  |  |  |  | OpenStreetMap | {"type":"Feature","properties":{},"geometry":{"type":"LineString","coordinates":[[-99.95763,25.72405],[-99.95843,25.72477],[-99.95845,25.72543]]}}
Línea 400.0 kV | LineString | 400.0 kV | 1 |  |  | CFE |  |  |  |  | OpenStreetMap | {"type":"Feature","properties":{},"geometry":{"type":"LineString","coordinates":[[-99.95757,25.72542],[-99.95761,25.72468],[-99.95763,25.72405]]}}
Línea 400.0 kV | LineString | 400.0 kV | 1 |  |  | CFE |  |  |  |  | OpenStreetMap | {"type":"Feature","properties":{},"geometry":{"type":"LineString","coordinates":[[-99.95954,25.74219],[-99.95988,25.74177],[-99.95991,25.74133]]}}
Línea 400.0 kV | LineString | 400.0 kV | 1 |  |  | CFE |  |  |  |  | OpenStreetMap | {"type":"Feature","properties":{},"geometry":{"type":"LineString","coordinates":[[-99.9592,25.74135],[-99.95919,25.74176],[-99.95954,25.74219]]}}
Línea 400.0 kV | LineString | 400.0 kV | 2 |  |  | CFE |  |  |  |  | OpenStreetMap | {"type":"Feature","properties":{},"geometry":{"type":"LineString","coordinates":[[-99.95787,25.72648],[-99.958,25.72702],[-99.9563,25.72703],[-99.95632,25.72837],[-99.95633,25.72968],[-99.95634,25.73101],[-99.95635,25.73235],[-99.95637,25.73368],[-99.95638,25.73502],[-99.95639,25.73633],[-99.9564,25.73767],[-99.95642,25.73899],[-99.95643,25.74032],[-99.95644,25.74166],[-99.95799,25.74192],[-99.95954,25.74219]]}}
Línea 400.0 kV | LineString | 400.0 kV | 1 |  |  | CFE |  |  |  |  | OpenStreetMap | {"type":"Feature","properties":{},"geometry":{"type":"LineString","coordinates":[[-100.10103,25.72351],[-100.10021,25.72385],[-100.09988,25.72394],[-100.0963,25.72359],[-100.09464,25.72304],[-100.09215,25.72242],[-100.09004,25.71959],[-100.08753,25.71646],[-100.085,25.71331],[-100.08291,25.71072],[-100.08012,25.70849],[-100.07711,25.70612],[-100.074,25.70369],[-100.07101,25.70132],[-100.06748,25.69853],[-100.06401,25.69581],[-100.0599,25.69256],[-100.05592,25.68943],[-100.05299,25.68713],[-100.04982,25.68462],[-100.04703,25.68243],[-100.04433,25.68031],[-100.04142,25.678],[-100.03849,25.67569],[-100.03532,25.67318],[-100.03254,25.671],[-100.02982,25.66887],[-100.02676,25.66644],[-100.02385,25.66417],[-100.02051,25.66152],[-100.0181,25.65962],[-100.01569,25.65772],[-100.01286,25.65546],[-100.01097,25.65398],[-100.00769,25.65142],[-100.00471,25.64902],[-100.00082,25.64601],[-99.9979,25.6437],[-99.99482,25.64128],[-99.99226,25.63925],[-99.98964,25.63717],[-99.98672,25.63488],[-99.98387,25.63262],[-99.98182,25.63099],[-99.97987,25.62945],[-99.97641,25.62671],[-99.97333,25.62429],[-99.97052,25.62206],[-99.96739,25.6196],[-99.96461,25.61741],[-99.96101,25.61457],[-99.9578,25.61202],[-99.95478,25.60964],[-99.95145,25.60702],[-99.95042,25.60621],[-99.94988,25.60638]]}}
Línea 400.0 kV | LineString | 400.0 kV | 2 |  |  | CFE |  |  |  |  | OpenStreetMap | {"type":"Feature","properties":{},"geometry":{"type":"LineString","coordinates":[[-99.95763,25.72405],[-99.95621,25.72373],[-99.9548,25.72343],[-99.9534,25.72312],[-99.95199,25.72281],[-99.95058,25.72251],[-99.94919,25.7222],[-99.94778,25.72189],[-99.94638,25.72159],[-99.94497,25.72128],[-99.94356,25.72097],[-99.94215,25.72066],[-99.94075,25.72034],[-99.93935,25.72004],[-99.93795,25.71973],[-99.93654,25.71943],[-99.93514,25.71912],[-99.93373,25.71881],[-99.93234,25.71851],[-99.93093,25.7182],[-99.92952,25.71789],[-99.92812,25.71758],[-99.92671,25.71727],[-99.92531,25.71696],[-99.92391,25.71666],[-99.9225,25.71635],[-99.92111,25.71604],[-99.92011,25.71582],[-99.9204,25.71478],[-99.92062,25.71395],[-99.92099,25.71295],[-99.92125,25.7122],[-99.92143,25.71153],[-99.92176,25.71029],[-99.92211,25.70901],[-99.92245,25.70773],[-99.92278,25.70651],[-99.92312,25.70525],[-99.92346,25.704],[-99.9238,25.70275],[-99.92414,25.70149],[-99.92448,25.70024],[-99.92482,25.69897],[-99.92515,25.69776],[-99.92549,25.6965],[-99.92585,25.69525],[-99.92617,25.69399],[-99.9265,25.69275],[-99.92684,25.69152],[-99.92718,25.69024],[-99.92753,25.68897],[-99.92786,25.68772],[-99.92821,25.68645],[-99.92854,25.68521],[-99.92883,25.68415],[-99.92911,25.68311],[-99.92939,25.68207],[-99.92968,25.68103],[-99.93002,25.67976],[-99.93035,25.67852],[-99.9307,25.67726],[-99.93102,25.67607],[-99.93138,25.67475],[-99.93172,25.6735],[-99.93206,25.67224],[-99.93239,25.671],[-99.93279,25.66952],[-99.93305,25.66858],[-99.93338,25.66735],[-99.93373,25.66608],[-99.93408,25.66477],[-99.93443,25.66346],[-99.93477,25.66221],[-99.93511,25.66095],[-99.93545,25.6597],[-99.93579,25.65845],[-99.93613,25.65718],[-99.93647,25.65595],[-99.93681,25.65468],[-99.93714,25.65345],[-99.93748,25.65219],[-99.93782,25.65095],[-99.93816,25.64968],[-99.9385,25.64844],[-99.93884,25.64716],[-99.93918,25.64591],[-99.93952,25.64464],[-99.93987,25.64337],[-99.94023,25.64204],[-99.94057,25.64077],[-99.9408,25.63993],[-99.94118,25.63853],[-99.94141,25.63768],[-99.94176,25.63639],[-99.94206,25.63527],[-99.94241,25.63396],[-99.94275,25.63271],[-99.94309,25.63146],[-99.94343,25.63019],[-99.94376,25.62895],[-99.9441,25.62769],[-99.94444,25.62644],[-99.94478,25.62519],[-99.94511,25.62394],[-99.94545,25.62269],[-99.94579,25.62143],[-99.94613,25.62018],[-99.94646,25.61893],[-99.94681,25.61766],[-99.94707,25.6167],[-99.94742,25.61539],[-99.94777,25.61408],[-99.94813,25.61277],[-99.94848,25.61148],[-99.94883,25.61019],[-99.94918,25.60893],[-99.94952,25.6077],[-99.94988,25.60638]]}}
Línea 400.0 kV | LineString | 400.0 kV | 2 |  |  | CFE |  |  |  |  | OpenStreetMap | {"type":"Feature","properties":{},"geometry":{"type":"LineString","coordinates":[[-100.36631,25.86589],[-100.36589,25.86665],[-100.3651,25.86658],[-100.3644,25.86639],[-100.36317,25.86637],[-100.36144,25.86618],[-100.36007,25.86603],[-100.35871,25.86636],[-100.35873,25.86726],[-100.35874,25.86815],[-100.35878,25.87031],[-100.35878,25.87188],[-100.35634,25.87308],[-100.35506,25.87371],[-100.354,25.87446],[-100.35132,25.87581],[-100.3486,25.8771],[-100.34591,25.87841],[-100.34316,25.87975],[-100.34023,25.8812],[-100.33708,25.88271]]}}
Línea 400.0 kV | LineString | 400.0 kV | 2 |  |  | CFE |  |  |  |  | OpenStreetMap | {"type":"Feature","properties":{},"geometry":{"type":"LineString","coordinates":[[-100.36572,25.8661],[-100.36541,25.86623],[-100.36433,25.86611],[-100.36292,25.86595],[-100.36148,25.86578],[-100.36006,25.86564],[-100.35851,25.86604],[-100.357,25.86643],[-100.35545,25.8668],[-100.35395,25.86718],[-100.35246,25.86756],[-100.35189,25.86836],[-100.35256,25.87056],[-100.35298,25.87184],[-100.35332,25.87302],[-100.35289,25.87426],[-100.35156,25.8749],[-100.35012,25.8756],[-100.34876,25.87623],[-100.34743,25.87691],[-100.34607,25.87757],[-100.34471,25.87823],[-100.34331,25.87892],[-100.342,25.87957],[-100.34078,25.88016],[-100.33954,25.88076],[-100.33822,25.88141],[-100.33585,25.88256],[-100.33452,25.8832],[-100.33419,25.88435],[-100.334,25.88502],[-100.33365,25.88622],[-100.33325,25.88752],[-100.33287,25.88883],[-100.33247,25.89014],[-100.33209,25.89144],[-100.33166,25.89286],[-100.33125,25.89424],[-100.33086,25.89555],[-100.33047,25.89685],[-100.33002,25.89839],[-100.32964,25.89965],[-100.32915,25.90113],[-100.32843,25.90374],[-100.32805,25.90493],[-100.32763,25.90621],[-100.32533,25.90753],[-100.32394,25.90825],[-100.32275,25.90891],[-100.32131,25.90966],[-100.31995,25.91039],[-100.31865,25.91104],[-100.31744,25.91167],[-100.31623,25.91251],[-100.31487,25.91325],[-100.31387,25.91424],[-100.3128,25.91519],[-100.31151,25.91518],[-100.31014,25.91512],[-100.30908,25.91568],[-100.30784,25.91628],[-100.3067,25.91679],[-100.30529,25.91728],[-100.30402,25.91794],[-100.3026,25.9186],[-100.3014,25.91963],[-100.30015,25.92032],[-100.29881,25.92098],[-100.29751,25.92159],[-100.2965,25.92201],[-100.29513,25.92258],[-100.29366,25.92271],[-100.29266,25.92278],[-100.29153,25.92283],[-100.29063,25.92227],[-100.28967,25.92168],[-100.28979,25.92085],[-100.2899,25.91999],[-100.29003,25.91898],[-100.29015,25.91792],[-100.28885,25.91778],[-100.2873,25.91762],[-100.28607,25.91746],[-100.28592,25.91877],[-100.28577,25.91991],[-100.28563,25.92091],[-100.28543,25.92213],[-100.28375,25.92293],[-100.28221,25.92305],[-100.28095,25.92381],[-100.27961,25.92461],[-100.27828,25.92537],[-100.27696,25.92612],[-100.27565,25.92686],[-100.27439,25.9276],[-100.27383,25.92819],[-100.27244,25.92888],[-100.27104,25.92951],[-100.26972,25.93011],[-100.26836,25.93072],[-100.26705,25.93135],[-100.26571,25.93196],[-100.26438,25.93258],[-100.26305,25.93319],[-100.26171,25.93381],[-100.26043,25.93437],[-100.25905,25.93389],[-100.25802,25.93352],[-100.25697,25.93471],[-100.25595,25.93582],[-100.25489,25.93699],[-100.25387,25.9381],[-100.25279,25.93927],[-100.25172,25.93968],[-100.25067,25.94009],[-100.24922,25.94064],[-100.24794,25.94109],[-100.24686,25.94171],[-100.24574,25.9423],[-100.24465,25.94291],[-100.24352,25.94353],[-100.24312,25.94463],[-100.24272,25.94576],[-100.24225,25.94686],[-100.243,25.94783],[-100.24351,25.94855],[-100.24265,25.94952],[-100.24171,25.95056],[-100.24082,25.95154],[-100.23987,25.95258],[-100.23896,25.95358],[-100.238,25.95461],[-100.23712,25.95555],[-100.23621,25.95657],[-100.23526,25.95762],[-100.2343,25.95866],[-100.23331,25.95975],[-100.23242,25.96071],[-100.22827,25.9618],[-100.22721,25.96254],[-100.22579,25.96295],[-100.22429,25.96301],[-100.22128,25.96381],[-100.22121,25.96513],[-100.22113,25.96864],[-100.22108,25.97205],[-100.21926,25.97407],[-100.21733,25.97622],[-100.21403,25.97627],[-100.21272,25.97628],[-100.21214,25.97816],[-100.21129,25.98065],[-100.21038,25.98357],[-100.20792,25.98623],[-100.20543,25.989],[-100.20168,25.98887],[-100.19759,25.98875],[-100.19378,25.98863],[-100.18952,25.98846],[-100.18515,25.98832],[-100.18102,25.98815],[-100.1766,25.98804],[-100.1728,25.98793],[-100.16931,25.98916],[-100.16559,25.99051],[-100.16166,25.99195],[-100.15766,25.99336],[-100.15415,25.99467],[-100.1508,25.9953],[-100.14794,25.99591],[-100.14491,25.99648],[-100.14266,25.99508],[-100.14026,25.99357],[-100.13952,25.99035],[-100.13935,25.98735],[-100.1393,25.98588],[-100.13992,25.98511],[-100.14076,25.98406],[-100.14244,25.98194],[-100.14396,25.98001],[-100.14491,25.97881],[-100.14583,25.97757],[-100.14561,25.97688],[-100.14445,25.97614],[-100.14324,25.97537],[-100.14206,25.97461],[-100.14086,25.97384],[-100.13963,25.97305],[-100.13845,25.97229],[-100.1373,25.97155],[-100.13613,25.9708],[-100.13314,25.96889],[-100.12968,25.9667],[-100.12808,25.96366],[-100.1263,25.96036],[-100.12452,25.95705],[-100.12266,25.95359],[-100.12091,25.95034],[-100.11901,25.94683],[-100.11719,25.94346],[-100.1155,25.94038],[-100.11373,25.93717],[-100.11215,25.93411],[-100.11059,25.93124],[-100.11212,25.92839],[-100.1137,25.92516],[-100.11312,25.92417],[-100.10948,25.92341],[-100.10588,25.92258],[-100.1045,25.91976],[-100.10295,25.91674],[-100.10008,25.91584],[-100.0957,25.91444],[-100.09189,25.91322],[-100.08781,25.91193],[-100.08372,25.91061],[-100.07955,25.90928],[-100.07572,25.90805],[-100.07232,25.90697],[-100.07,25.90621],[-100.06697,25.90527],[-100.063,25.90399],[-100.05882,25.90265],[-100.05493,25.90141],[-100.05095,25.90013],[-100.04693,25.89884],[-100.04442,25.90069],[-100.042,25.9024],[-100.03939,25.90421],[-100.0366,25.90606],[-100.03316,25.90627],[-100.0296,25.90643],[-100.0268,25.90656],[-100.02318,25.90672],[-100.01954,25.90637],[-100.01531,25.90597],[-100.01089,25.90554],[-100.00664,25.90514],[-100.00274,25.90477],[-99.99901,25.90441],[-99.99564,25.90409],[-99.99078,25.90362],[-99.98641,25.9032],[-99.98255,25.90285],[-99.98152,25.90012],[-99.97942,25.89512],[-99.97829,25.89245],[-99.9768,25.88888],[-99.97539,25.88553],[-99.97392,25.88203],[-99.97245,25.87863],[-99.97134,25.8759],[-99.96987,25.87239],[-99.96868,25.86966],[-99.96726,25.86623],[-99.96593,25.86314],[-99.96468,25.86019],[-99.96365,25.85772],[-99.96233,25.85452],[-99.96148,25.85254],[-99.95947,25.85196],[-99.95814,25.85059],[-99.95954,25.84768],[-99.96113,25.8449],[-99.96284,25.84191],[-99.96437,25.83941],[-99.96641,25.83626],[-99.96742,25.83266],[-99.96835,25.82936],[-99.96944,25.82548],[-99.97052,25.82165],[-99.97159,25.81785],[-99.97266,25.81394],[-99.97376,25.81011],[-99.97468,25.80659],[-99.97367,25.80293],[-99.97254,25.79907],[-99.97145,25.79524],[-99.97046,25.79181],[-99.97044,25.78872],[-99.97045,25.78581],[-99.97048,25.78264],[-99.9705,25.7795],[-99.97047,25.77609],[-99.97048,25.77285],[-99.97045,25.76969],[-99.97046,25.76639],[-99.97033,25.76312],[-99.97014,25.76229],[-99.97018,25.76086],[-99.97022,25.75978],[-99.97022,25.75866],[-99.97023,25.75739],[-99.97023,25.75616],[-99.97024,25.75484],[-99.97025,25.75353],[-99.97025,25.75221],[-99.97026,25.75091],[-99.97027,25.74966],[-99.97027,25.74836],[-99.97028,25.74712],[-99.97029,25.74576],[-99.97029,25.74448],[-99.97031,25.74321],[-99.9703,25.7419],[-99.97031,25.74062],[-99.97032,25.73936],[-99.97032,25.73807],[-99.97033,25.73679],[-99.97033,25.73551],[-99.97034,25.73419],[-99.97034,25.73287],[-99.97035,25.73151],[-99.97035,25.73036],[-99.97036,25.72917],[-99.97036,25.7281],[-99.97088,25.72693],[-99.97145,25.72559]]}}
Línea 400.0 kV | LineString | 400.0 kV |  |  |  | CFE |  |  |  |  | OpenStreetMap | {"type":"Feature","properties":{},"geometry":{"type":"LineString","coordinates":[[-100.34146,25.90165],[-100.34066,25.90146],[-100.33913,25.90113],[-100.33917,25.89969],[-100.33921,25.89825],[-100.34049,25.89826],[-100.34179,25.89826],[-100.34342,25.89796],[-100.34429,25.89893]]}}
Línea 400.0 kV | LineString | 400.0 kV |  |  |  | CFE |  |  |  |  | OpenStreetMap | {"type":"Feature","properties":{},"geometry":{"type":"LineString","coordinates":[[-100.52938,25.76108],[-100.52617,25.76496],[-100.52534,25.76696],[-100.52313,25.77205],[-100.52154,25.77565],[-100.52013,25.77894],[-100.51842,25.78294],[-100.51661,25.78714],[-100.51559,25.78952],[-100.51458,25.79189],[-100.51187,25.79242],[-100.50784,25.79324],[-100.50434,25.79396],[-100.50384,25.79451],[-100.50252,25.7945],[-100.50161,25.7945],[-100.50035,25.7945],[-100.49895,25.79466],[-100.4975,25.79519],[-100.49355,25.79662],[-100.49059,25.79808],[-100.48792,25.79939],[-100.48432,25.80118],[-100.48066,25.80298],[-100.47626,25.80515],[-100.4719,25.8073],[-100.46754,25.80943],[-100.46433,25.811],[-100.46183,25.81225],[-100.45917,25.81486],[-100.4566,25.81741],[-100.45339,25.8206],[-100.44993,25.82404],[-100.44619,25.82774],[-100.44275,25.83116],[-100.44017,25.83372],[-100.43754,25.83632],[-100.43435,25.83948],[-100.43072,25.84308],[-100.4271,25.84667],[-100.42336,25.85038],[-100.42046,25.85324],[-100.41907,25.85443],[-100.4165,25.85661],[-100.41263,25.85991],[-100.40899,25.86301],[-100.40488,25.86652],[-100.40197,25.87089],[-100.40064,25.87294],[-100.40012,25.87539],[-100.39901,25.88057],[-100.39832,25.88382],[-100.3975,25.88766],[-100.39723,25.88893],[-100.39597,25.89023],[-100.39348,25.89278],[-100.39102,25.89534],[-100.38813,25.898],[-100.38441,25.89735],[-100.37988,25.89657],[-100.37654,25.89599],[-100.37384,25.89552],[-100.37164,25.8969],[-100.36814,25.89911],[-100.36395,25.9017],[-100.36032,25.90398],[-100.35687,25.90562],[-100.3532,25.90737],[-100.35002,25.90889],[-100.34776,25.90999],[-100.34512,25.91129],[-100.34376,25.91196]]}}
Línea 400.0 kV | LineString | 400.0 kV | 2 |  |  | CFE |  |  |  |  | OpenStreetMap | {"type":"Feature","properties":{},"geometry":{"type":"LineString","coordinates":[[-100.34465,25.90381],[-100.34449,25.90483],[-100.3443,25.90586],[-100.34413,25.90684],[-100.34389,25.90825],[-100.34339,25.9114],[-100.34376,25.91196]]}}
Línea 400.0 kV | LineString | 400.0 kV | 2 |  |  | CFE |  |  |  |  | OpenStreetMap | {"type":"Feature","properties":{},"geometry":{"type":"LineString","coordinates":[[-100.90932,25.60026],[-100.91351,25.59912],[-100.91608,25.60149],[-100.91753,25.60275],[-100.91675,25.60372],[-100.91585,25.60483],[-100.91501,25.60587],[-100.91372,25.60653],[-100.91212,25.6068],[-100.91053,25.60708],[-100.90893,25.60735],[-100.90735,25.60764],[-100.90693,25.60831],[-100.90549,25.6086],[-100.90401,25.60887],[-100.90359,25.6095],[-100.90515,25.61081],[-100.90594,25.61142],[-100.90764,25.61248],[-100.90661,25.614],[-100.90341,25.6175],[-100.8999,25.62143],[-100.89629,25.62547],[-100.89312,25.62897],[-100.89188,25.63037],[-100.88837,25.63433],[-100.88554,25.63746],[-100.88283,25.64053],[-100.88004,25.64363],[-100.87737,25.6466],[-100.87633,25.64983],[-100.87527,25.65308],[-100.87421,25.65635],[-100.87318,25.65962],[-100.87213,25.66296],[-100.87086,25.66699],[-100.86964,25.67069],[-100.86868,25.67372],[-100.86764,25.67693],[-100.86664,25.67985],[-100.86708,25.68322],[-100.86752,25.68723],[-100.86793,25.69123],[-100.86846,25.69651],[-100.86907,25.70125],[-100.8671,25.70404],[-100.8609,25.71272],[-100.85651,25.71898],[-100.85237,25.72438],[-100.84868,25.72938],[-100.84617,25.73272],[-100.84362,25.73515],[-100.84128,25.73736],[-100.83852,25.73997],[-100.83599,25.74239],[-100.83339,25.74484],[-100.8307,25.74737],[-100.82829,25.74966],[-100.82586,25.75194],[-100.82343,25.75423],[-100.82083,25.75669],[-100.81818,25.75919],[-100.81554,25.76162],[-100.81204,25.7611],[-100.80825,25.76055],[-100.80477,25.76004],[-100.7998,25.75932],[-100.796,25.75874],[-100.79223,25.75818],[-100.78911,25.75772],[-100.78541,25.75716],[-100.781,25.75653],[-100.77652,25.75585],[-100.77207,25.7552],[-100.76845,25.75467],[-100.76636,25.75569],[-100.76239,25.75762],[-100.75908,25.75921],[-100.7562,25.76062],[-100.75244,25.76237],[-100.74858,25.76424],[-100.74466,25.76617],[-100.74102,25.7679],[-100.73815,25.76936],[-100.73261,25.77194],[-100.72846,25.77393],[-100.72481,25.77412],[-100.72097,25.77436],[-100.71854,25.77449],[-100.71593,25.77723],[-100.71355,25.77969],[-100.71108,25.78224],[-100.70875,25.7847],[-100.70642,25.78715],[-100.7038,25.78987],[-100.70139,25.79236],[-100.69829,25.79375],[-100.6953,25.79513],[-100.69232,25.79645],[-100.68939,25.79777],[-100.68649,25.79908],[-100.68359,25.80039],[-100.68053,25.8018],[-100.67781,25.80298],[-100.6747,25.80439],[-100.6719,25.80563],[-100.66894,25.80697],[-100.66588,25.80835],[-100.66275,25.80977],[-100.65989,25.80871],[-100.65692,25.8076],[-100.65383,25.80645],[-100.65043,25.80521],[-100.64715,25.80399],[-100.64412,25.80286],[-100.64082,25.80163],[-100.63999,25.80098],[-100.63698,25.79885],[-100.6354,25.79768],[-100.63275,25.7957],[-100.62992,25.79365],[-100.62796,25.79221],[-100.62576,25.7906],[-100.62377,25.78737],[-100.62153,25.78385],[-100.6194,25.78045],[-100.61725,25.77711],[-100.61451,25.77275],[-100.61237,25.76935],[-100.61061,25.76649],[-100.60849,25.76314],[-100.60634,25.75972],[-100.60382,25.7557],[-100.60174,25.75241],[-100.60006,25.75216],[-100.59374,25.75106],[-100.59034,25.75051],[-100.58303,25.74927],[-100.57707,25.74827],[-100.5741,25.7478],[-100.57034,25.74714],[-100.56743,25.74664],[-100.56308,25.74607],[-100.56003,25.74546],[-100.55707,25.74494],[-100.55558,25.74605],[-100.5544,25.74698],[-100.5543,25.74801],[-100.55313,25.74884],[-100.55197,25.7497],[-100.55073,25.75064],[-100.54947,25.7516],[-100.54817,25.75257]]}}
Línea 400.0 kV | LineString | 400.0 kV |  |  |  | CFE |  |  |  |  | OpenStreetMap | {"type":"Feature","properties":{},"geometry":{"type":"LineString","coordinates":[[-100.55327,25.71309],[-100.55046,25.71463],[-100.54987,25.71956],[-100.54933,25.72426],[-100.54888,25.72808],[-100.54847,25.73156],[-100.54886,25.73385],[-100.54982,25.73985],[-100.54578,25.74387],[-100.54371,25.74587],[-100.54004,25.74945],[-100.53657,25.75286],[-100.53387,25.75547]]}}
Línea 400.0 kV | LineString | 400.0 kV | 2 |  |  | CFE |  |  |  |  | OpenStreetMap | {"type":"Feature","properties":{},"geometry":{"type":"LineString","coordinates":[[-100.34544,25.9011],[-100.34571,25.89938],[-100.34915,25.89848],[-100.35318,25.8973],[-100.3564,25.89645],[-100.35938,25.89559],[-100.36171,25.89537],[-100.36405,25.89514],[-100.36693,25.89492],[-100.36834,25.89246],[-100.3724,25.89089],[-100.37583,25.89023],[-100.37743,25.88759],[-100.37792,25.88557],[-100.37833,25.88508],[-100.38121,25.88543],[-100.38503,25.8858],[-100.38955,25.88626],[-100.39345,25.88671],[-100.39518,25.88543],[-100.39466,25.88222],[-100.39396,25.87798],[-100.39337,25.87457],[-100.39241,25.86951],[-100.39367,25.86831],[-100.3973,25.86884],[-100.40116,25.86911],[-100.40262,25.86905],[-100.40695,25.86894],[-100.40964,25.86797],[-100.4137,25.86431],[-100.41765,25.86396],[-100.4207,25.86368],[-100.42439,25.86236],[-100.42753,25.86119],[-100.43088,25.86001],[-100.43412,25.85884],[-100.43736,25.85768],[-100.44075,25.85645],[-100.44437,25.85515],[-100.44821,25.85373],[-100.45153,25.85254],[-100.45521,25.85122],[-100.4561,25.84813],[-100.45703,25.8449],[-100.45488,25.84139],[-100.45319,25.83856],[-100.45117,25.83529],[-100.4496,25.83268],[-100.44975,25.82967],[-100.44986,25.82637],[-100.45229,25.82412],[-100.45482,25.8217],[-100.45716,25.81944],[-100.45934,25.81743],[-100.46124,25.81558],[-100.46352,25.81338],[-100.46619,25.81188],[-100.46921,25.81011],[-100.47181,25.80867],[-100.4745,25.80707],[-100.47602,25.80623],[-100.47684,25.80603],[-100.47768,25.80583],[-100.47847,25.80645],[-100.47994,25.80627],[-100.48141,25.8061],[-100.48271,25.80597],[-100.48438,25.80578],[-100.48591,25.80562],[-100.4874,25.80545],[-100.48892,25.80526],[-100.49045,25.80509],[-100.49224,25.80487],[-100.49519,25.80451],[-100.49783,25.80422],[-100.50023,25.80363],[-100.50331,25.80276],[-100.504,25.80209],[-100.50344,25.7985],[-100.50294,25.79497],[-100.50291,25.79401],[-100.50232,25.79099],[-100.5026,25.79034],[-100.50224,25.78726],[-100.50192,25.78503],[-100.50225,25.78262],[-100.50602,25.78145],[-100.50937,25.78131],[-100.51268,25.78106],[-100.51538,25.78291],[-100.51774,25.78266],[-100.51927,25.779],[-100.52061,25.77601],[-100.52236,25.77203],[-100.52435,25.76778],[-100.52602,25.76374],[-100.52766,25.7615],[-100.52937,25.75965],[-100.5316,25.75783],[-100.53387,25.75547]]}}
Línea 400.0 kV | LineString | 400.0 kV | 2 |  |  | CFE |  |  |  |  | OpenStreetMap | {"type":"Feature","properties":{},"geometry":{"type":"LineString","coordinates":[[-100.34429,25.89893],[-100.34551,25.89864],[-100.3466,25.89838],[-100.34769,25.89811],[-100.34879,25.89785],[-100.34986,25.89759],[-100.35096,25.89733],[-100.35202,25.89708],[-100.35291,25.89687],[-100.35411,25.89654],[-100.35533,25.89621],[-100.35653,25.89588],[-100.35774,25.89555],[-100.35895,25.89522],[-100.36012,25.89491],[-100.3612,25.89478],[-100.36227,25.89465],[-100.36334,25.89452],[-100.36442,25.89439],[-100.36544,25.89424],[-100.36639,25.8941],[-100.3669,25.89318],[-100.36749,25.89212],[-100.36805,25.89111],[-100.368,25.8901],[-100.36794,25.88902],[-100.36788,25.88794],[-100.36782,25.88687],[-100.36777,25.88579],[-100.36771,25.8847],[-100.36765,25.88362],[-100.36759,25.88255],[-100.36753,25.88146],[-100.36747,25.88034],[-100.3674,25.87878],[-100.36862,25.87828],[-100.36846,25.87748],[-100.36826,25.87651],[-100.36806,25.87555],[-100.36785,25.87449],[-100.36835,25.87362],[-100.36884,25.8728],[-100.3693,25.87201],[-100.36935,25.87117],[-100.36941,25.87029],[-100.36946,25.86955],[-100.36848,25.8693],[-100.36792,25.86915],[-100.36663,25.86888],[-100.36597,25.86908]]}}
Línea 400.0 kV | LineString | 400.0 kV | 2 |  |  | CFE |  |  |  |  | OpenStreetMap | {"type":"Feature","properties":{},"geometry":{"type":"LineString","coordinates":[[-100.36433,25.86766],[-100.36508,25.86765],[-100.3663,25.86761],[-100.36738,25.86875],[-100.36854,25.86908],[-100.36971,25.8694],[-100.36963,25.8703],[-100.36958,25.87117],[-100.36953,25.87205],[-100.36904,25.87287],[-100.36858,25.8737],[-100.36811,25.87453],[-100.3683,25.87551],[-100.36849,25.87647],[-100.36868,25.87743],[-100.36887,25.87839],[-100.36764,25.87891],[-100.3677,25.88037],[-100.36776,25.88145],[-100.36783,25.88253],[-100.36788,25.88361],[-100.36795,25.88469],[-100.36799,25.88577],[-100.36807,25.88684],[-100.36814,25.88793],[-100.36819,25.88901],[-100.36824,25.89009],[-100.36831,25.89115],[-100.3677,25.89222],[-100.36711,25.89327],[-100.36653,25.8943],[-100.36545,25.89443],[-100.36441,25.89458],[-100.36335,25.89471],[-100.36229,25.89485],[-100.36123,25.89498],[-100.36017,25.89511],[-100.35901,25.89542],[-100.3578,25.89575],[-100.35658,25.89608],[-100.35538,25.89641],[-100.35418,25.89673],[-100.35298,25.89706],[-100.35208,25.89728],[-100.351,25.89753],[-100.34991,25.89779],[-100.34882,25.89806],[-100.34773,25.89832],[-100.34665,25.89858],[-100.34557,25.89884],[-100.34447,25.8991],[-100.34421,25.90004],[-100.34396,25.90099],[-100.34342,25.90088]]}}
Línea 400.0 kV | LineString | 400.0 kV |  |  |  | CFE |  |  |  |  | OpenStreetMap | {"type":"Feature","properties":{},"geometry":{"type":"LineString","coordinates":[[-100.36029,25.86737],[-100.36025,25.86713],[-100.36269,25.86718],[-100.36313,25.86704]]}}
Línea 400.0 kV | LineString | 400.0 kV | 1 |  |  | CFE |  |  |  |  | OpenStreetMap | {"type":"Feature","properties":{},"geometry":{"type":"LineString","coordinates":[[-109.02025,25.97931],[-109.0207,25.97875]]}}
Línea 400.0 kV | LineString | 400.0 kV | 1 |  |  | CFE |  |  |  |  | OpenStreetMap | {"type":"Feature","properties":{},"geometry":{"type":"LineString","coordinates":[[-109.02025,25.97931],[-109.02039,25.97866]]}}
Línea 400.0 kV | LineString | 400.0 kV | 1 |  |  | CFE |  |  |  |  | OpenStreetMap | {"type":"Feature","properties":{},"geometry":{"type":"LineString","coordinates":[[-109.01813,25.97888],[-109.01851,25.97825]]}}
Línea 400.0 kV | LineString | 400.0 kV | 1 |  |  | CFE |  |  |  |  | OpenStreetMap | {"type":"Feature","properties":{},"geometry":{"type":"LineString","coordinates":[[-109.01813,25.97888],[-109.01825,25.9782]]}}
Línea 400.0 kV | LineString | 400.0 kV | 2 |  |  | CFE |  |  |  |  | OpenStreetMap | {"type":"Feature","properties":{},"geometry":{"type":"LineString","coordinates":[[-108.99317,25.97817],[-108.99603,25.97738],[-108.99937,25.97774],[-109.00302,25.97808],[-109.00638,25.97847],[-109.00979,25.9788],[-109.01324,25.97913],[-109.01679,25.98022],[-109.01793,25.97955],[-109.01813,25.97888]]}}
Línea 400.0 kV | LineString | 400.0 kV | 1 |  |  | CFE |  |  |  |  | OpenStreetMap | {"type":"Feature","properties":{},"geometry":{"type":"LineString","coordinates":[[-108.99236,25.97748],[-108.99266,25.9782],[-108.99317,25.97817]]}}
Línea 400.0 kV | LineString | 400.0 kV | 1 |  |  | CFE |  |  |  |  | OpenStreetMap | {"type":"Feature","properties":{},"geometry":{"type":"LineString","coordinates":[[-108.99288,25.97733],[-108.99317,25.97817]]}}
Línea 400.0 kV | LineString | 400.0 kV | 2 |  |  | CFE |  |  |  |  | OpenStreetMap | {"type":"Feature","properties":{},"geometry":{"type":"LineString","coordinates":[[-107.50867,24.69607],[-107.50866,24.69574]]}}
Línea 400.0 kV | LineString | 400.0 kV | 1 |  |  | CFE |  |  |  |  | OpenStreetMap | {"type":"Feature","properties":{},"geometry":{"type":"LineString","coordinates":[[-107.54946,24.87918],[-107.54836,24.8793],[-107.54775,24.87934]]}}
Línea 400.0 kV | LineString | 400.0 kV | 1 |  |  | CFE |  |  |  |  | OpenStreetMap | {"type":"Feature","properties":{},"geometry":{"type":"LineString","coordinates":[[-107.54778,24.88009],[-107.54835,24.88005],[-107.54857,24.88041]]}}
Línea 400.0 kV | LineString | 400.0 kV | 1 |  |  | CFE |  |  |  |  | OpenStreetMap | {"type":"Feature","properties":{},"geometry":{"type":"LineString","coordinates":[[-107.54946,24.87918],[-107.54857,24.88041]]}}
Línea 400.0 kV | LineString | 400.0 kV | 2 |  |  | CFE |  |  |  |  | OpenStreetMap | {"type":"Feature","properties":{},"geometry":{"type":"LineString","coordinates":[[-107.50866,24.69574],[-107.50956,24.69362],[-107.51144,24.69272],[-107.51401,24.69149],[-107.51797,24.69107],[-107.52185,24.69063],[-107.52406,24.69039],[-107.52764,24.68999],[-107.53215,24.68948],[-107.53688,24.68896],[-107.54138,24.68845],[-107.54585,24.68795],[-107.55077,24.6874],[-107.55586,24.68683],[-107.56059,24.68631],[-107.56356,24.68838],[-107.5636,24.69243],[-107.56365,24.69703],[-107.56369,24.70146],[-107.56372,24.70458],[-107.56585,24.70714],[-107.56784,24.70953],[-107.56767,24.71294],[-107.56748,24.71729],[-107.56731,24.72112],[-107.56714,24.72494],[-107.56697,24.72903],[-107.56678,24.7333],[-107.56658,24.73788],[-107.56637,24.74242],[-107.56621,24.74658],[-107.56778,24.74942],[-107.56914,24.75197],[-107.5688,24.75489],[-107.56844,24.75751],[-107.57074,24.75931],[-107.57313,24.76122],[-107.5731,24.76316],[-107.57299,24.76616],[-107.571,24.76922],[-107.56825,24.76949],[-107.56681,24.77073],[-107.56648,24.77347],[-107.5661,24.77655],[-107.56564,24.78031],[-107.56511,24.78456],[-107.56495,24.78938],[-107.56481,24.79295],[-107.56473,24.79565],[-107.56462,24.79827],[-107.5626,24.79955],[-107.56262,24.80145],[-107.56265,24.80369],[-107.56494,24.80508],[-107.56498,24.80908],[-107.56501,24.81268],[-107.5655,24.8141],[-107.56551,24.81609],[-107.56551,24.8179],[-107.56473,24.81928],[-107.56385,24.82083],[-107.56519,24.82297],[-107.56686,24.82561],[-107.56865,24.82846],[-107.57059,24.83154],[-107.57125,24.83383],[-107.56944,24.83633],[-107.56722,24.8394],[-107.56488,24.84262],[-107.5626,24.84579],[-107.56046,24.84873],[-107.55876,24.85107],[-107.55662,24.85234],[-107.55451,24.8536],[-107.55442,24.8554],[-107.55434,24.85719],[-107.55286,24.85922],[-107.551,24.86179],[-107.54929,24.86414],[-107.55052,24.86673],[-107.55221,24.87032],[-107.55364,24.87337],[-107.55175,24.87601],[-107.54946,24.87918]]}}
Línea 400.0 kV | LineString | 400.0 kV | 1 |  |  | CFE |  |  |  |  | OpenStreetMap | {"type":"Feature","properties":{},"geometry":{"type":"LineString","coordinates":[[-105.91676,28.44652],[-105.91561,28.44715],[-105.91456,28.44743],[-105.91366,28.44884],[-105.91298,28.44978]]}}
Línea 400.0 kV | LineString | 400.0 kV | 1 |  |  | CFE |  |  |  |  | OpenStreetMap | {"type":"Feature","properties":{},"geometry":{"type":"LineString","coordinates":[[-103.04361,25.55958],[-103.04336,25.55884]]}}
Línea 400.0 kV | LineString | 400.0 kV | 1 |  |  | CFE |  |  |  |  | OpenStreetMap | {"type":"Feature","properties":{},"geometry":{"type":"LineString","coordinates":[[-103.04306,25.55936],[-103.04336,25.55884]]}}
Línea 400.0 kV | LineString | 400.0 kV | 1 |  |  | CFE |  |  |  |  | OpenStreetMap | {"type":"Feature","properties":{},"geometry":{"type":"LineString","coordinates":[[-103.07282,25.55003],[-103.07332,25.54991]]}}
Línea 400.0 kV | LineString | 400.0 kV | 1 |  |  | CFE |  |  |  |  | OpenStreetMap | {"type":"Feature","properties":{},"geometry":{"type":"LineString","coordinates":[[-103.07282,25.55003],[-103.07357,25.55016]]}}
Línea 400.0 kV | LineString | 400.0 kV | 1 |  |  | CFE |  |  |  |  | OpenStreetMap | {"type":"Feature","properties":{},"geometry":{"type":"LineString","coordinates":[[-103.07555,25.55007],[-103.07624,25.5501],[-103.0763,25.5496]]}}
Línea 400.0 kV | LineString | 400.0 kV | 1 |  |  | CFE |  |  |  |  | OpenStreetMap | {"type":"Feature","properties":{},"geometry":{"type":"LineString","coordinates":[[-103.0756,25.54954],[-103.0763,25.5496]]}}
Línea 400.0 kV | LineString | 400.0 kV | 1 |  |  | CFE |  |  |  |  | OpenStreetMap | {"type":"Feature","properties":{},"geometry":{"type":"LineString","coordinates":[[-103.30766,25.45682],[-103.30703,25.45678],[-103.30539,25.45668],[-103.30292,25.45654],[-103.29892,25.45628],[-103.29523,25.45604],[-103.29131,25.45689],[-103.28762,25.45767],[-103.28423,25.4584],[-103.28124,25.459],[-103.27738,25.45984],[-103.27321,25.46072],[-103.26946,25.46262],[-103.26543,25.46464],[-103.26248,25.46615],[-103.25883,25.46805],[-103.2557,25.46964],[-103.25191,25.47154],[-103.24813,25.47302],[-103.24441,25.47442],[-103.24076,25.47579],[-103.23662,25.47737],[-103.23238,25.47897],[-103.22862,25.48039],[-103.2244,25.48199],[-103.22015,25.4836],[-103.2163,25.48507],[-103.21193,25.48672],[-103.20785,25.48827],[-103.20409,25.48969],[-103.20021,25.49113],[-103.19679,25.49243],[-103.19334,25.49376],[-103.18956,25.4952],[-103.18581,25.49663],[-103.18227,25.49795],[-103.1788,25.49927],[-103.17541,25.50056],[-103.1717,25.50194],[-103.16763,25.50348],[-103.16407,25.50484],[-103.16051,25.50623],[-103.15672,25.50761],[-103.15284,25.50906],[-103.1499,25.51017],[-103.14613,25.51159],[-103.14224,25.51306],[-103.13829,25.51456],[-103.13412,25.51614],[-103.13009,25.51766],[-103.12644,25.51903],[-103.1225,25.52056],[-103.11873,25.52199],[-103.11483,25.52343],[-103.11089,25.52492],[-103.10702,25.52644],[-103.10316,25.52785],[-103.09892,25.52944],[-103.09471,25.53101],[-103.09101,25.5324],[-103.08709,25.53391],[-103.08323,25.53537],[-103.07936,25.53683],[-103.0783,25.53731],[-103.07713,25.53873]]}}
Línea 400.0 kV | LineString | 400.0 kV | 2 |  |  | CFE |  |  |  |  | OpenStreetMap | {"type":"Feature","properties":{},"geometry":{"type":"LineString","coordinates":[[-100.90972,25.59832],[-100.90947,25.59851],[-100.90896,25.59818]]}}
Línea 400.0 kV | LineString | 400.0 kV | 1 |  |  | CFE |  |  |  |  | OpenStreetMap | {"type":"Feature","properties":{},"geometry":{"type":"LineString","coordinates":[[-100.92086,25.59949],[-100.92056,25.60013],[-100.92087,25.60035],[-100.92119,25.60056],[-100.92092,25.60092]]}}
Línea 400.0 kV | LineString | 400.0 kV | 1 |  |  | CFE |  |  |  |  | OpenStreetMap | {"type":"Feature","properties":{},"geometry":{"type":"LineString","coordinates":[[-100.93027,25.59329],[-100.93061,25.59449],[-100.93,25.59527],[-100.92921,25.59624],[-100.92845,25.59715],[-100.9281,25.59742]]}}
Línea 400.0 kV | LineString | 400.0 kV | 2 |  |  | CFE |  |  |  |  | OpenStreetMap | {"type":"Feature","properties":{},"geometry":{"type":"LineString","coordinates":[[-100.93027,25.59329],[-100.92999,25.59212],[-100.92877,25.59127],[-100.928,25.59203],[-100.92698,25.59308],[-100.92596,25.59411],[-100.92492,25.59514],[-100.92389,25.59619],[-100.92282,25.59725],[-100.92185,25.59827],[-100.92086,25.59949]]}}
Línea 400.0 kV | LineString | 400.0 kV |  |  |  | CFE |  |  |  |  | OpenStreetMap | {"type":"Feature","properties":{},"geometry":{"type":"LineString","coordinates":[[-100.34358,25.90028],[-100.34394,25.90039],[-100.34401,25.89999],[-100.34429,25.89893]]}}
Línea 400.0 kV | LineString | 400.0 kV | 2 |  |  | CFE |  |  |  |  | OpenStreetMap | {"type":"Feature","properties":{},"geometry":{"type":"LineString","coordinates":[[-100.34295,25.90272],[-100.34353,25.90258],[-100.34465,25.90381]]}}
Línea 400.0 kV | LineString | 400.0 kV |  |  |  | CFE |  |  |  |  | OpenStreetMap | {"type":"Feature","properties":{},"geometry":{"type":"LineString","coordinates":[[-100.34333,25.90125],[-100.34387,25.9015],[-100.34544,25.9011]]}}
Línea 400.0 kV | LineString | 400.0 kV | 2 |  |  | CFE |  |  |  |  | OpenStreetMap | {"type":"Feature","properties":{},"geometry":{"type":"LineString","coordinates":[[-100.34301,25.90249],[-100.34353,25.90258],[-100.34421,25.90206],[-100.34544,25.9011]]}}
Línea 400.0 kV | LineString | 400.0 kV |  |  |  | CFE |  |  |  |  | OpenStreetMap | {"type":"Feature","properties":{},"geometry":{"type":"LineString","coordinates":[[-100.34307,25.90225],[-100.3436,25.9022],[-100.3446,25.90295],[-100.34465,25.90381]]}}
Línea 400.0 kV | LineString | 400.0 kV | 1 |  |  | CFE |  |  |  |  | OpenStreetMap | {"type":"Feature","properties":{},"geometry":{"type":"LineString","coordinates":[[-100.90817,25.60034],[-100.9081,25.59985]]}}
Línea 400.0 kV | LineString | 400.0 kV | 1 |  |  | CFE |  |  |  |  | OpenStreetMap | {"type":"Feature","properties":{},"geometry":{"type":"LineString","coordinates":[[-100.90932,25.60026],[-100.90817,25.60034]]}}
Línea 400.0 kV | LineString | 400.0 kV | 2 |  |  | CFE |  |  |  |  | OpenStreetMap | {"type":"Feature","properties":{},"geometry":{"type":"LineString","coordinates":[[-100.55731,25.71006],[-100.5611,25.70918]]}}
Línea 400.0 kV | LineString | 400.0 kV | 1 |  |  | CFE |  |  |  |  | OpenStreetMap | {"type":"Feature","properties":{},"geometry":{"type":"LineString","coordinates":[[-99.96997,25.72494],[-99.96985,25.72544],[-99.96992,25.7268],[-99.96975,25.7275],[-99.96849,25.72731],[-99.9675,25.72709],[-99.96603,25.72677],[-99.96459,25.72645],[-99.96314,25.72614],[-99.96168,25.72582],[-99.96023,25.7255],[-99.95947,25.72565],[-99.95948,25.72702],[-99.958,25.72702],[-99.95814,25.72648]]}}
Línea 400.0 kV | LineString | 400.0 kV | 1 |  |  | CFE |  |  |  |  | OpenStreetMap | {"type":"Feature","properties":{},"geometry":{"type":"LineString","coordinates":[[-100.06513,25.56197],[-100.0658,25.56237]]}}
Línea 400.0 kV | LineString | 400.0 kV | 2 |  |  | CFE |  |  |  |  | OpenStreetMap | {"type":"Feature","properties":{},"geometry":{"type":"LineString","coordinates":[[-100.05861,25.56478],[-100.0583,25.56347],[-100.05808,25.56259],[-100.05908,25.56091],[-100.06037,25.56082],[-100.06193,25.5607],[-100.06361,25.56058],[-100.06513,25.56197]]}}
Línea 400.0 kV | LineString | 400.0 kV | 1 |  |  | CFE |  |  |  |  | OpenStreetMap | {"type":"Feature","properties":{},"geometry":{"type":"LineString","coordinates":[[-100.06513,25.56197],[-100.06539,25.56272]]}}
Línea 400.0 kV | LineString | 400.0 kV | 4 |  |  | CFE |  |  |  |  | OpenStreetMap | {"type":"Feature","properties":{},"geometry":{"type":"LineString","coordinates":[[-100.03311,25.56282],[-100.03473,25.56302],[-100.03621,25.56317],[-100.0378,25.56334],[-100.03939,25.56352],[-100.04088,25.56369],[-100.04206,25.56383],[-100.04316,25.56395],[-100.04463,25.56421],[-100.04604,25.56444],[-100.04758,25.56471],[-100.04894,25.56494],[-100.05027,25.56517],[-100.05191,25.56545],[-100.05349,25.56572],[-100.05482,25.56595],[-100.05603,25.56557],[-100.05716,25.56522],[-100.05861,25.56478]]}}
Línea 400.0 kV | LineString | 400.0 kV | 4 |  |  | CFE |  |  |  |  | OpenStreetMap | {"type":"Feature","properties":{},"geometry":{"type":"LineString","coordinates":[[-99.98202,25.55855],[-99.98323,25.5586],[-99.98449,25.55865],[-99.98576,25.55872],[-99.98729,25.55882],[-99.98877,25.55892],[-99.99034,25.55902],[-99.99181,25.55911],[-99.99339,25.55922],[-99.99484,25.55932],[-99.99645,25.55943],[-99.99784,25.5595],[-99.99932,25.55962],[-100.00024,25.55966],[-100.00128,25.55971],[-100.00289,25.55978],[-100.00446,25.55985],[-100.00608,25.56015],[-100.00763,25.56045],[-100.00918,25.56063],[-100.01067,25.56079],[-100.01213,25.56094],[-100.01376,25.56112],[-100.01532,25.56129],[-100.01656,25.56142],[-100.01748,25.56153],[-100.01892,25.56167],[-100.02037,25.56183],[-100.02164,25.56197],[-100.02226,25.56171],[-100.02383,25.56186],[-100.0252,25.56201],[-100.02663,25.56216],[-100.0278,25.56229],[-100.02922,25.56264],[-100.0307,25.56255],[-100.0319,25.56269],[-100.03311,25.56282]]}}
Línea 400.0 kV | LineString | 400.0 kV | 4 |  |  | CFE |  |  |  |  | OpenStreetMap | {"type":"Feature","properties":{},"geometry":{"type":"LineString","coordinates":[[-99.94076,25.57116],[-99.94165,25.57053],[-99.94286,25.56971],[-99.94398,25.56892],[-99.94529,25.56803],[-99.94656,25.56714],[-99.94783,25.56627],[-99.94914,25.56537],[-99.95029,25.56459],[-99.95111,25.56402],[-99.95292,25.56403],[-99.95373,25.56406],[-99.95465,25.56374],[-99.95604,25.56329],[-99.95735,25.56286],[-99.95891,25.56234],[-99.96038,25.56185],[-99.96195,25.56134],[-99.96342,25.56086],[-99.96498,25.56033],[-99.96648,25.55985],[-99.96801,25.55933],[-99.96883,25.55906],[-99.97018,25.55834],[-99.97171,25.5589],[-99.9729,25.55934],[-99.97398,25.55972],[-99.97512,25.56016],[-99.97653,25.55959],[-99.97803,25.55897],[-99.97937,25.55843],[-99.98077,25.55849],[-99.98202,25.55855]]}}
Línea 400.0 kV | LineString | 400.0 kV | 1 |  |  | CFE |  |  |  |  | OpenStreetMap | {"type":"Feature","properties":{},"geometry":{"type":"LineString","coordinates":[[-99.94076,25.57116],[-99.94087,25.57178],[-99.94394,25.5741],[-99.94761,25.57688],[-99.95133,25.57969],[-99.95439,25.582],[-99.95779,25.58456],[-99.96084,25.58687],[-99.96272,25.59103],[-99.96463,25.59527],[-99.96699,25.60048],[-99.96859,25.60405],[-99.97049,25.60823],[-99.97237,25.61237],[-99.9745,25.61709],[-99.97639,25.62126],[-99.97868,25.62636],[-99.98297,25.62975],[-99.98679,25.63278],[-99.99102,25.63612],[-99.99533,25.6395],[-99.99926,25.64262],[-100.00305,25.6456],[-100.00689,25.64864],[-100.01064,25.65159],[-100.01281,25.65329],[-100.01684,25.65647],[-100.02074,25.65956],[-100.02535,25.66318],[-100.02887,25.66596],[-100.03306,25.66927],[-100.03733,25.67264],[-100.04147,25.67591],[-100.0462,25.67962],[-100.04975,25.68244],[-100.05353,25.68541],[-100.05711,25.68822],[-100.06101,25.6913],[-100.06548,25.69481],[-100.06882,25.69744],[-100.07327,25.70097],[-100.07726,25.7041],[-100.08124,25.70721],[-100.08505,25.71022],[-100.08775,25.71375],[-100.09041,25.71719],[-100.09275,25.72023],[-100.09371,25.72151],[-100.0978,25.72094],[-100.09835,25.72072]]}}
Línea 400.0 kV | LineString | 400.0 kV | 1 |  |  | CFE |  |  |  |  | OpenStreetMap | {"type":"Feature","properties":{},"geometry":{"type":"LineString","coordinates":[[-100.33871,25.65469],[-100.3373,25.65361]]}}
Línea 400.0 kV | LineString | 400.0 kV | 1 |  |  | CFE |  |  |  |  | OpenStreetMap | {"type":"Feature","properties":{},"geometry":{"type":"LineString","coordinates":[[-100.1746,25.80584],[-100.1734,25.80531],[-100.1702,25.80379],[-100.16841,25.80175],[-100.16603,25.79903],[-100.16379,25.79645],[-100.16156,25.7939],[-100.15912,25.7911],[-100.15666,25.78829],[-100.15455,25.78586],[-100.15236,25.78335],[-100.15008,25.78073],[-100.14767,25.77798],[-100.1451,25.77503],[-100.1426,25.77216],[-100.14017,25.76944],[-100.13762,25.76651],[-100.13688,25.76566],[-100.1347,25.76314],[-100.13243,25.76057],[-100.13146,25.75944],[-100.12954,25.75723],[-100.12708,25.75441],[-100.12456,25.75153],[-100.12222,25.74885],[-100.11986,25.74643],[-100.11765,25.74418],[-100.11567,25.74215],[-100.11351,25.73995],[-100.11099,25.73741],[-100.1084,25.73473],[-100.10567,25.73195],[-100.10307,25.72931],[-100.10128,25.72727],[-100.10052,25.72651],[-100.09985,25.72519],[-100.10018,25.72432],[-100.10124,25.72391]]}}
Línea 400.0 kV | LineString | 400.0 kV | 1 |  |  | Comisión Federal de Electricidad |  |  |  |  | OpenStreetMap | {"type":"Feature","properties":{},"geometry":{"type":"LineString","coordinates":[[-100.23212,25.73998],[-100.23164,25.74029]]}}
Línea 400.0 kV | LineString | 400.0 kV | 1 |  |  | Comisión Federal de Electricidad |  |  |  |  | OpenStreetMap | {"type":"Feature","properties":{},"geometry":{"type":"LineString","coordinates":[[-100.29289,25.72076],[-100.29256,25.72071],[-100.29298,25.71977],[-100.2933,25.7189],[-100.29302,25.71878],[-100.29167,25.71932],[-100.2903,25.71987],[-100.28913,25.72034],[-100.2877,25.72091],[-100.28636,25.72146],[-100.28498,25.72202],[-100.28361,25.72256],[-100.28229,25.72309],[-100.28097,25.72362],[-100.27961,25.72417],[-100.27866,25.72454],[-100.27704,25.72522],[-100.27598,25.72564],[-100.27453,25.72625],[-100.27318,25.72681],[-100.27179,25.72736],[-100.27046,25.7279],[-100.26908,25.72845],[-100.26764,25.72903],[-100.26636,25.72953],[-100.26497,25.7301],[-100.26361,25.73065],[-100.26224,25.73118],[-100.26088,25.73172],[-100.2595,25.73225],[-100.25815,25.7328],[-100.2568,25.73336],[-100.25559,25.73386],[-100.25445,25.73431],[-100.25301,25.73488],[-100.25161,25.73545],[-100.25048,25.73591],[-100.24915,25.73644],[-100.2478,25.73699],[-100.24643,25.73753],[-100.24516,25.73804],[-100.24379,25.73859],[-100.24242,25.73915],[-100.24106,25.7397],[-100.23942,25.74032],[-100.23884,25.74057],[-100.23754,25.74108],[-100.23632,25.74159],[-100.23496,25.74211],[-100.23437,25.74233],[-100.23336,25.7414],[-100.23248,25.74058],[-100.23268,25.74051]]}}
Línea 400.0 kV | LineString | 400.0 kV | 3 |  |  | Comisión Federal de Electricidad |  |  |  |  | OpenStreetMap | {"type":"Feature","properties":{},"geometry":{"type":"LineString","coordinates":[[-100.23419,25.76061],[-100.23465,25.75907],[-100.23507,25.75772],[-100.23549,25.75629],[-100.2359,25.75489],[-100.23641,25.75333],[-100.23672,25.75187],[-100.23691,25.75067],[-100.23725,25.74931],[-100.23779,25.74816],[-100.2376,25.7475],[-100.23758,25.74626],[-100.23786,25.74492],[-100.23814,25.74345],[-100.23842,25.74202]]}}
Línea 400.0 kV | LineString | 400.0 kV | 2 |  |  | CFE |  |  |  |  | OpenStreetMap | {"type":"Feature","properties":{},"geometry":{"type":"LineString","coordinates":[[-100.23842,25.74202],[-100.2381,25.74108],[-100.23701,25.74147],[-100.2358,25.74196],[-100.23433,25.74255],[-100.23324,25.74153],[-100.23213,25.74048],[-100.23241,25.74025]]}}
Línea 400.0 kV | LineString | 400.0 kV | 1 |  |  | CFE |  |  |  |  | OpenStreetMap | {"type":"Feature","properties":{},"geometry":{"type":"LineString","coordinates":[[-100.23842,25.74202],[-100.23863,25.74168],[-100.23868,25.7415]]}}
Línea 400.0 kV | LineString | 400.0 kV | 1 |  |  | CFE |  |  |  |  | OpenStreetMap | {"type":"Feature","properties":{},"geometry":{"type":"LineString","coordinates":[[-100.1746,25.80584],[-100.1773,25.80715],[-100.18119,25.809],[-100.18507,25.81082],[-100.18983,25.81308],[-100.19371,25.8149],[-100.19792,25.81508],[-100.20189,25.81526],[-100.20601,25.8154],[-100.2097,25.81555],[-100.21393,25.81573],[-100.21716,25.81584],[-100.22062,25.816],[-100.22202,25.8156]]}}
Línea 400.0 kV | LineString | 400.0 kV | 1 |  |  | CFE |  |  |  |  | OpenStreetMap | {"type":"Feature","properties":{},"geometry":{"type":"LineString","coordinates":[[-100.31981,25.64349],[-100.31999,25.64316]]}}
Línea 400.0 kV | LineString | 400.0 kV | 1 |  |  | CFE |  |  |  |  | OpenStreetMap | {"type":"Feature","properties":{},"geometry":{"type":"LineString","coordinates":[[-100.31999,25.64316],[-100.32086,25.64239],[-100.32172,25.64163],[-100.32256,25.64085],[-100.32343,25.64007],[-100.32437,25.63935],[-100.32504,25.63886],[-100.32714,25.63726],[-100.32842,25.63627],[-100.32892,25.63202],[-100.32925,25.62866],[-100.32753,25.62655],[-100.32345,25.62157],[-100.3235,25.61875],[-100.32358,25.61493],[-100.32238,25.61339],[-100.31697,25.61146],[-100.31405,25.61057],[-100.31181,25.60809],[-100.31002,25.60583],[-100.30681,25.60212],[-100.30543,25.60035],[-100.30041,25.5945],[-100.29808,25.59159],[-100.29646,25.58901],[-100.29462,25.58621],[-100.2922,25.58237],[-100.29,25.58121],[-100.28737,25.57864],[-100.28582,25.57715],[-100.28076,25.57662],[-100.27747,25.57627],[-100.27363,25.57586],[-100.26921,25.5754],[-100.26642,25.57543],[-100.26214,25.57545],[-100.25427,25.57309],[-100.25117,25.5722],[-100.24944,25.57179],[-100.24464,25.57048],[-100.24218,25.57194],[-100.23889,25.57385],[-100.23592,25.57556],[-100.23538,25.57568]]}}
Línea 400.0 kV | LineString | 400.0 kV | 2 |  |  | CFE |  |  |  |  | OpenStreetMap | {"type":"Feature","properties":{},"geometry":{"type":"LineString","coordinates":[[-100.35901,25.67253],[-100.35861,25.6742],[-100.3586,25.67499],[-100.3586,25.67597],[-100.3586,25.67754],[-100.35879,25.67854]]}}
Línea 400.0 kV | LineString | 400.0 kV | 1 |  |  | CFE |  |  |  |  | OpenStreetMap | {"type":"Feature","properties":{},"geometry":{"type":"LineString","coordinates":[[-100.35901,25.67253],[-100.3589,25.67248]]}}
Línea 400.0 kV | LineString | 400.0 kV | 3 |  |  | CFE |  |  |  |  | OpenStreetMap | {"type":"Feature","properties":{},"geometry":{"type":"LineString","coordinates":[[-100.3373,25.65361],[-100.33678,25.6532],[-100.33545,25.65247],[-100.33429,25.65183],[-100.33304,25.65114],[-100.33192,25.65052],[-100.33069,25.64986],[-100.32956,25.64924],[-100.32843,25.64851],[-100.32723,25.64775],[-100.32611,25.64703],[-100.32495,25.64629],[-100.32382,25.64557],[-100.32268,25.64485],[-100.32148,25.64408],[-100.32038,25.64338]]}}
Línea 400.0 kV | LineString | 400.0 kV | 1 |  |  | CFE |  |  |  |  | OpenStreetMap | {"type":"Feature","properties":{},"geometry":{"type":"LineString","coordinates":[[-100.32038,25.64338],[-100.3202,25.64328],[-100.31999,25.64362]]}}
Línea 400.0 kV | LineString | 400.0 kV | 2 |  |  | CFE |  |  |  |  | OpenStreetMap | {"type":"Feature","properties":{},"geometry":{"type":"LineString","coordinates":[[-100.23538,25.57568],[-100.23402,25.57544],[-100.2326,25.57519],[-100.23108,25.57493],[-100.22933,25.57461],[-100.22781,25.57435],[-100.22668,25.57416],[-100.22506,25.57392]]}}
Línea 400.0 kV | LineString | 400.0 kV | 1 |  |  | CFE |  |  |  |  | OpenStreetMap | {"type":"Feature","properties":{},"geometry":{"type":"LineString","coordinates":[[-100.22506,25.57392],[-100.22382,25.57344],[-100.22014,25.57284],[-100.21319,25.57417],[-100.20073,25.57872],[-100.19178,25.582],[-100.18858,25.58319],[-100.1823,25.5855],[-100.17475,25.58829],[-100.17191,25.58935],[-100.16912,25.59038],[-100.16565,25.59167],[-100.1618,25.5931],[-100.15881,25.59418],[-100.15549,25.5954],[-100.15306,25.59825],[-100.15095,25.60063],[-100.14883,25.60305],[-100.14633,25.6059],[-100.14399,25.60855],[-100.14127,25.61162],[-100.13874,25.6145],[-100.13628,25.61732],[-100.13397,25.61994],[-100.13134,25.62295],[-100.12865,25.62604],[-100.12596,25.62914],[-100.1228,25.63278],[-100.12004,25.63589],[-100.11728,25.63901],[-100.11436,25.64235],[-100.11195,25.64516],[-100.11146,25.64748],[-100.11074,25.64811]]}}
Línea 400.0 kV | LineString | 400.0 kV | 1 |  |  | CFE |  |  |  |  | OpenStreetMap | {"type":"Feature","properties":{},"geometry":{"type":"LineString","coordinates":[[-100.29922,25.76697],[-100.30015,25.76682],[-100.30149,25.76669],[-100.30288,25.76654],[-100.30454,25.76638],[-100.30568,25.76617],[-100.30585,25.76498],[-100.30597,25.76399],[-100.3061,25.76291],[-100.30623,25.76182],[-100.30639,25.76085],[-100.30651,25.75961],[-100.30675,25.75837],[-100.30675,25.75698],[-100.30721,25.75579],[-100.3077,25.75471],[-100.30814,25.75351],[-100.30861,25.75236],[-100.30742,25.75202],[-100.30655,25.75176],[-100.30543,25.75144],[-100.30427,25.75109],[-100.30313,25.75076],[-100.30191,25.75041],[-100.30084,25.75009],[-100.29971,25.74975],[-100.29853,25.74941],[-100.29718,25.74902],[-100.29608,25.74858],[-100.29534,25.7479],[-100.29475,25.74675],[-100.29424,25.74561],[-100.29373,25.74452],[-100.29327,25.74354],[-100.29293,25.74277],[-100.29257,25.74197],[-100.29215,25.74118],[-100.29148,25.74031],[-100.29068,25.73944],[-100.28999,25.73868],[-100.28919,25.73778],[-100.28842,25.73694],[-100.28766,25.73611],[-100.2871,25.73548],[-100.28682,25.73438],[-100.28729,25.73296],[-100.28772,25.73194],[-100.28821,25.73078],[-100.28885,25.72949],[-100.28917,25.72878],[-100.28958,25.72781],[-100.29014,25.7265],[-100.29066,25.72533],[-100.29113,25.72422],[-100.29169,25.72286],[-100.292,25.72207],[-100.29253,25.72139],[-100.29256,25.72071],[-100.29285,25.72084]]}}
Línea 400.0 kV | LineString | 400.0 kV | 1 |  |  | CFE |  |  |  |  | OpenStreetMap | {"type":"Feature","properties":{},"geometry":{"type":"LineString","coordinates":[[-100.29919,25.76632],[-100.29922,25.76697]]}}
Línea 400.0 kV | LineString | 400.0 kV | 3 |  |  | CFE |  |  |  |  | OpenStreetMap | {"type":"Feature","properties":{},"geometry":{"type":"LineString","coordinates":[[-100.42363,25.65979],[-100.42338,25.6611],[-100.42322,25.6622],[-100.42303,25.66322],[-100.42225,25.66438],[-100.42117,25.66558],[-100.41941,25.66594],[-100.41775,25.66604],[-100.41483,25.66594],[-100.41338,25.66614],[-100.41197,25.66635],[-100.40941,25.6667]]}}
Línea 400.0 kV | LineString | 400.0 kV | 1 |  |  | CFE |  |  |  |  | OpenStreetMap | {"type":"Feature","properties":{},"geometry":{"type":"LineString","coordinates":[[-100.40941,25.6667],[-100.40823,25.66704],[-100.40699,25.66768],[-100.40577,25.66845],[-100.40463,25.66918],[-100.4037,25.66977],[-100.40269,25.67042],[-100.40175,25.67071],[-100.40065,25.67098],[-100.39933,25.67129],[-100.39788,25.67121],[-100.39659,25.67125],[-100.39503,25.67116],[-100.39415,25.67102],[-100.39269,25.67149],[-100.391,25.67146],[-100.38981,25.67111],[-100.38867,25.67055],[-100.38737,25.66992],[-100.38669,25.66933],[-100.38593,25.66895],[-100.38282,25.67061],[-100.38213,25.67101],[-100.38113,25.67124],[-100.38045,25.67116],[-100.3801,25.67069],[-100.38008,25.67008],[-100.37855,25.6695],[-100.37776,25.66939],[-100.3764,25.66935],[-100.37482,25.66936],[-100.37324,25.66936],[-100.37166,25.66937],[-100.37005,25.66938],[-100.36824,25.66956],[-100.36704,25.66963],[-100.36567,25.67027],[-100.36505,25.6709],[-100.3642,25.67221],[-100.36158,25.67238],[-100.3606,25.67263],[-100.35936,25.67262],[-100.35901,25.67253]]}}
Línea 400.0 kV | LineString | 400.0 kV | 2 |  |  | CFE |  |  |  |  | OpenStreetMap | {"type":"Feature","properties":{},"geometry":{"type":"LineString","coordinates":[[-100.14485,25.84697],[-100.14366,25.84642],[-100.14241,25.84586],[-100.14116,25.84528],[-100.1398,25.84466],[-100.13853,25.84407],[-100.13726,25.8435],[-100.13596,25.8429],[-100.13638,25.84178],[-100.13679,25.8408],[-100.13719,25.83977],[-100.13689,25.8396],[-100.13747,25.83814],[-100.1379,25.83708],[-100.13829,25.83616],[-100.13907,25.83475],[-100.13976,25.83356],[-100.14062,25.83243],[-100.14141,25.8313],[-100.14219,25.83018],[-100.14251,25.82896],[-100.14282,25.82776]]}}
Línea 400.0 kV | LineString | 400.0 kV | 1 |  |  | CFE |  |  |  |  | OpenStreetMap | {"type":"Feature","properties":{},"geometry":{"type":"LineString","coordinates":[[-100.14462,25.84836],[-100.14429,25.84814],[-100.14415,25.84793],[-100.14485,25.84697]]}}
Línea 400.0 kV | LineString | 400.0 kV | 1 |  |  | CFE |  |  |  |  | OpenStreetMap | {"type":"Feature","properties":{},"geometry":{"type":"LineString","coordinates":[[-101.10989,25.28534],[-101.11025,25.28605]]}}
Línea 400.0 kV | LineString | 400.0 kV | 1 |  |  | CFE |  |  |  |  | OpenStreetMap | {"type":"Feature","properties":{},"geometry":{"type":"LineString","coordinates":[[-101.10989,25.28534],[-101.11066,25.28571]]}}
Línea 400.0 kV | LineString | 400.0 kV | 1 |  |  | CFE |  |  |  |  | OpenStreetMap | {"type":"Feature","properties":{},"geometry":{"type":"LineString","coordinates":[[-101.08237,25.27885],[-101.0827,25.27766]]}}
Línea 400.0 kV | LineString | 400.0 kV | 1 |  |  | CFE |  |  |  |  | OpenStreetMap | {"type":"Feature","properties":{},"geometry":{"type":"LineString","coordinates":[[-101.08235,25.27989],[-101.08237,25.27885]]}}
Línea 400.0 kV | LineString | 400.0 kV | 1 |  |  | CFE |  |  |  |  | OpenStreetMap | {"type":"Feature","properties":{},"geometry":{"type":"LineString","coordinates":[[-101.08235,25.27989],[-101.08299,25.27968],[-101.08337,25.27871],[-101.0827,25.27766]]}}
Línea 400.0 kV | LineString | 400.0 kV | 2 |  |  | CFE |  |  |  |  | OpenStreetMap | {"type":"Feature","properties":{},"geometry":{"type":"LineString","coordinates":[[-101.08237,25.27885],[-101.08346,25.27921],[-101.08488,25.27969],[-101.08627,25.28014],[-101.08751,25.28057],[-101.08831,25.28083],[-101.08956,25.28125],[-101.09096,25.28172],[-101.09266,25.28229],[-101.09401,25.28275],[-101.09562,25.28327],[-101.09712,25.28377],[-101.09871,25.2843],[-101.1002,25.28481],[-101.10136,25.28381],[-101.1025,25.28282],[-101.10366,25.28184],[-101.10515,25.28184],[-101.10632,25.28272],[-101.10751,25.28359],[-101.10872,25.28447],[-101.10989,25.28534]]}}
Línea 400.0 kV | LineString | 400.0 kV | 2 |  |  | CFE |  |  |  |  | OpenStreetMap | {"type":"Feature","properties":{},"geometry":{"type":"LineString","coordinates":[[-100.90911,25.59874],[-100.90964,25.59921],[-100.91323,25.59809],[-100.91559,25.60021],[-100.91793,25.60232],[-100.91935,25.60356],[-100.92272,25.60413],[-100.92477,25.6041],[-100.92725,25.60409],[-100.93164,25.60405],[-100.93395,25.60224],[-100.93686,25.59994],[-100.94214,25.59577],[-100.94501,25.59349],[-100.94781,25.59182],[-100.95088,25.59005],[-100.95393,25.58828],[-100.95799,25.58582],[-100.96155,25.58377],[-100.96582,25.58118],[-100.96902,25.57932],[-100.97326,25.5768],[-100.97645,25.57491],[-100.98061,25.57235],[-100.98452,25.57006],[-100.98594,25.56924],[-100.9923,25.56542],[-100.99601,25.56155],[-100.99917,25.55829],[-101.00192,25.55539],[-101.00461,25.55257],[-101.00774,25.54931],[-101.01019,25.54673],[-101.01379,25.54539],[-101.01705,25.54426],[-101.01904,25.54356],[-101.02466,25.54153],[-101.02652,25.54088],[-101.02773,25.53872],[-101.02801,25.53498],[-101.02838,25.52957],[-101.0287,25.52521],[-101.02884,25.52325],[-101.03365,25.51847],[-101.0361,25.51601],[-101.04037,25.51181],[-101.04398,25.50829],[-101.04726,25.505],[-101.05192,25.50034],[-101.05395,25.4983],[-101.05812,25.49414],[-101.0614,25.49098],[-101.06607,25.48629],[-101.06818,25.48421],[-101.07061,25.48174],[-101.07342,25.47852],[-101.07498,25.47668],[-101.07471,25.47349],[-101.07442,25.47024],[-101.0739,25.46466],[-101.07341,25.45891],[-101.07316,25.45611],[-101.07263,25.45038],[-101.0722,25.44532],[-101.0719,25.44197],[-101.07158,25.43813],[-101.07134,25.43557],[-101.07108,25.43271],[-101.07062,25.42757],[-101.07031,25.42401],[-101.06998,25.42027],[-101.06964,25.41663],[-101.06947,25.41483],[-101.06886,25.4076],[-101.06842,25.40269],[-101.06803,25.39845],[-101.06777,25.39543],[-101.06749,25.39235],[-101.06711,25.38809],[-101.06684,25.38491],[-101.06657,25.38195],[-101.06617,25.37784],[-101.06581,25.37339],[-101.06542,25.36901],[-101.06505,25.36481],[-101.06482,25.36224],[-101.06449,25.35854],[-101.06424,25.35562],[-101.0641,25.35404],[-101.06431,25.35229],[-101.06473,25.34876],[-101.06514,25.34518],[-101.06571,25.34054],[-101.06614,25.33696],[-101.06673,25.33183],[-101.06719,25.32823],[-101.06776,25.32345],[-101.06825,25.31933],[-101.06874,25.31505],[-101.06949,25.30896],[-101.06999,25.30472],[-101.07168,25.30134],[-101.07357,25.29753],[-101.0754,25.29386],[-101.07736,25.28994],[-101.07918,25.28628],[-101.08117,25.28226],[-101.08235,25.27989]]}}
Línea 400.0 kV | LineString | 400.0 kV | 1 |  |  | CFE |  |  |  |  | OpenStreetMap | {"type":"Feature","properties":{},"geometry":{"type":"LineString","coordinates":[[-98.2308,25.69199],[-98.23134,25.69236],[-98.23418,25.6943],[-98.237,25.69623],[-98.23981,25.69814],[-98.23983,25.70151],[-98.23985,25.70487],[-98.23989,25.70824],[-98.23992,25.7116],[-98.23994,25.71499],[-98.23997,25.71837],[-98.23994,25.72194],[-98.23991,25.72553],[-98.23991,25.72912],[-98.2402,25.7333],[-98.23696,25.73628],[-98.23372,25.73926],[-98.23044,25.74226],[-98.22685,25.74232],[-98.22343,25.74545],[-98.22066,25.74794],[-98.21792,25.75047],[-98.21518,25.75296],[-98.2124,25.75546],[-98.20966,25.758],[-98.20964,25.76101],[-98.20962,25.76405],[-98.2096,25.76708],[-98.20712,25.7694],[-98.20465,25.77172],[-98.20217,25.77403],[-98.1997,25.77635],[-98.19719,25.77864],[-98.19691,25.77966]]}}
Línea 400.0 kV | LineString | 400.0 kV | 1 |  |  | CFE |  |  |  |  | OpenStreetMap | {"type":"Feature","properties":{},"geometry":{"type":"LineString","coordinates":[[-98.41724,25.61102],[-98.41693,25.61145],[-98.41365,25.61312],[-98.40998,25.615],[-98.40618,25.61695],[-98.40264,25.61876],[-98.39864,25.62079],[-98.3945,25.62292],[-98.39052,25.62495],[-98.38672,25.6269],[-98.38282,25.62888],[-98.37941,25.63063],[-98.3764,25.63482],[-98.37474,25.63714],[-98.37051,25.6371],[-98.36618,25.63707],[-98.36197,25.63705],[-98.35831,25.63893],[-98.35468,25.64079],[-98.3509,25.64274],[-98.34733,25.64456],[-98.34731,25.64835],[-98.34727,25.65284],[-98.34725,25.65638],[-98.34671,25.65671],[-98.34668,25.65984],[-98.34667,25.66328],[-98.34722,25.66348],[-98.34721,25.66645],[-98.3472,25.67031],[-98.34717,25.67421],[-98.34715,25.67792],[-98.34712,25.68188],[-98.3471,25.68565],[-98.34707,25.68941],[-98.34742,25.69255],[-98.34785,25.69642],[-98.34828,25.70012],[-98.34869,25.70386],[-98.34911,25.70773],[-98.3458,25.71001],[-98.34198,25.71265],[-98.3384,25.7151],[-98.33498,25.71743],[-98.33119,25.72007],[-98.32765,25.72247],[-98.32943,25.72622],[-98.33137,25.73028],[-98.33311,25.73391],[-98.33317,25.73444]]}}
Línea 400.0 kV | LineString | 400.0 kV | 2 |  |  | CFE |  |  |  |  | OpenStreetMap | {"type":"Feature","properties":{},"geometry":{"type":"LineString","coordinates":[[-99.35047,24.54083],[-99.34915,24.53993],[-99.34722,24.54011],[-99.34676,24.54016]]}}
Línea 400.0 kV | LineString | 400.0 kV | 1 |  |  | CFE |  |  |  |  | OpenStreetMap | {"type":"Feature","properties":{},"geometry":{"type":"LineString","coordinates":[[-99.35047,24.54083],[-99.35137,24.54092],[-99.35229,24.54279],[-99.35456,24.54736],[-99.35676,24.55182],[-99.359,24.55634],[-99.36129,24.56097],[-99.3636,24.56566],[-99.36588,24.57026],[-99.36811,24.57475],[-99.37034,24.57923],[-99.37268,24.58398],[-99.37494,24.58853],[-99.37726,24.59322],[-99.37912,24.59697],[-99.38159,24.60196],[-99.38309,24.60501],[-99.38546,24.60977],[-99.38772,24.61434],[-99.38996,24.61885],[-99.3921,24.62319],[-99.39427,24.62757],[-99.39646,24.63199],[-99.39864,24.63639],[-99.40092,24.64098],[-99.40323,24.64565],[-99.40552,24.65029],[-99.40751,24.65427],[-99.41009,24.65948],[-99.41289,24.66512],[-99.41502,24.66943],[-99.41721,24.67384],[-99.41963,24.67871],[-99.42173,24.68299],[-99.42386,24.68724],[-99.42613,24.69181],[-99.42837,24.69624],[-99.4308,24.70116],[-99.43287,24.70537],[-99.43464,24.70887],[-99.43741,24.71451],[-99.43948,24.71868],[-99.44187,24.7235],[-99.44346,24.72673],[-99.4451,24.73003],[-99.44692,24.73373],[-99.44894,24.73773],[-99.4512,24.74231],[-99.45331,24.74656],[-99.45555,24.75106],[-99.4579,24.75581],[-99.46015,24.76033],[-99.46235,24.76473],[-99.46468,24.76944],[-99.46696,24.77403],[-99.46906,24.77827],[-99.47148,24.78312],[-99.47588,24.79197],[-99.47799,24.79622],[-99.4805,24.80128],[-99.4827,24.8057],[-99.4848,24.80998],[-99.48634,24.81551],[-99.48783,24.82106],[-99.48896,24.82532],[-99.48998,24.82893],[-99.49121,24.8334],[-99.49248,24.83811],[-99.49394,24.84333],[-99.49517,24.84796],[-99.49651,24.85286],[-99.49783,24.8577],[-99.49919,24.86273],[-99.50053,24.86763],[-99.50182,24.87244],[-99.50313,24.87717],[-99.50443,24.8818],[-99.50572,24.88666],[-99.50696,24.89122],[-99.50836,24.89629],[-99.50954,24.90062],[-99.51078,24.90523],[-99.51198,24.90967],[-99.51402,24.91419],[-99.51608,24.91882],[-99.51809,24.92341],[-99.52027,24.92823],[-99.52229,24.93281],[-99.5243,24.93737],[-99.52644,24.94215],[-99.52859,24.94699],[-99.5306,24.9515],[-99.53253,24.9558],[-99.53454,24.9604],[-99.53423,24.96283],[-99.53388,24.96531],[-99.53413,24.96589]]}}
Línea 400.0 kV | LineString | 400.0 kV | 1 |  |  | CFE |  |  |  |  | OpenStreetMap | {"type":"Feature","properties":{},"geometry":{"type":"LineString","coordinates":[[-99.22263,24.52508],[-99.22355,24.52489],[-99.22699,24.52425],[-99.22982,24.5237],[-99.23416,24.52288],[-99.23678,24.524],[-99.23875,24.52496],[-99.24152,24.52634],[-99.2464,24.52524],[-99.24987,24.52441],[-99.25378,24.52351],[-99.25822,24.52247],[-99.26223,24.5215],[-99.26536,24.52078],[-99.26933,24.52165],[-99.2736,24.52256],[-99.27763,24.52341],[-99.28159,24.52426],[-99.28599,24.52521],[-99.29024,24.5261],[-99.29448,24.52702],[-99.29829,24.52785],[-99.30257,24.52877],[-99.305,24.5293],[-99.3103,24.53043],[-99.31464,24.53173],[-99.3189,24.53307],[-99.32284,24.53428],[-99.32682,24.53551],[-99.331,24.53681],[-99.33483,24.53799],[-99.33873,24.53918],[-99.34385,24.54113],[-99.34455,24.54097],[-99.34495,24.54094]]}}
Línea 400.0 kV | LineString | 400.0 kV | 1 |  |  | CFE |  |  |  |  | OpenStreetMap | {"type":"Feature","properties":{},"geometry":{"type":"LineString","coordinates":[[-98.83865,23.4378],[-98.83839,23.43793]]}}
Línea 400.0 kV | LineString | 400.0 kV | 1 |  |  | CFE |  |  |  |  | OpenStreetMap | {"type":"Feature","properties":{},"geometry":{"type":"LineString","coordinates":[[-98.83893,23.43908],[-98.8384,23.43922]]}}
Línea 400.0 kV | LineString | 400.0 kV | 2 |  |  | CFE |  |  |  |  | OpenStreetMap | {"type":"Feature","properties":{},"geometry":{"type":"LineString","coordinates":[[-98.84257,23.43778],[-98.83893,23.43908]]}}
Línea 400.0 kV | LineString | 400.0 kV | 1 |  |  | CFE |  |  |  |  | OpenStreetMap | {"type":"Feature","properties":{},"geometry":{"type":"LineString","coordinates":[[-98.83865,23.4378],[-98.83841,23.43769]]}}
Línea 400.0 kV | LineString | 400.0 kV | 2 |  |  | CFE |  |  |  |  | OpenStreetMap | {"type":"Feature","properties":{},"geometry":{"type":"LineString","coordinates":[[-98.84257,23.43778],[-98.83865,23.4378]]}}
Línea 400.0 kV | LineString | 400.0 kV | 1 |  |  | CFE |  |  |  |  | OpenStreetMap | {"type":"Feature","properties":{},"geometry":{"type":"LineString","coordinates":[[-98.83893,23.43908],[-98.8384,23.43947]]}}
Línea 400.0 kV | LineString | 400.0 kV | 4 |  |  | CFE |  |  |  |  | OpenStreetMap | {"type":"Feature","properties":{},"geometry":{"type":"LineString","coordinates":[[-98.87828,23.43205],[-98.87537,23.43252],[-98.87248,23.43298],[-98.86862,23.43361],[-98.86476,23.43422],[-98.86217,23.43465],[-98.85973,23.43506],[-98.85416,23.43595],[-98.8503,23.43655],[-98.84643,23.43717],[-98.84257,23.43778]]}}
Línea 400.0 kV | LineString | 400.0 kV | 1 |  |  | CFE |  |  |  |  | OpenStreetMap | {"type":"Feature","properties":{},"geometry":{"type":"LineString","coordinates":[[-98.87831,23.43153],[-98.87828,23.43205]]}}
Línea 400.0 kV | LineString | 400.0 kV | 3 |  |  | CFE |  |  |  |  | OpenStreetMap | {"type":"Feature","properties":{},"geometry":{"type":"LineString","coordinates":[[-98.91265,23.43105],[-98.90876,23.43117],[-98.9048,23.43131],[-98.90088,23.4314],[-98.89697,23.43152],[-98.89306,23.43164],[-98.88916,23.43174],[-98.88523,23.43185],[-98.88132,23.43196],[-98.87828,23.43205]]}}
Línea 400.0 kV | LineString | 400.0 kV | 1 |  |  | CFE |  |  |  |  | OpenStreetMap | {"type":"Feature","properties":{},"geometry":{"type":"LineString","coordinates":[[-98.91267,23.43178],[-98.91265,23.43105]]}}
Línea 400.0 kV | LineString | 400.0 kV | 1 |  |  | CFE |  |  |  |  | OpenStreetMap | {"type":"Feature","properties":{},"geometry":{"type":"LineString","coordinates":[[-98.91255,23.43041],[-98.91265,23.43105]]}}
Línea 400.0 kV | LineString | 400.0 kV | 1 |  |  | CFE |  |  |  |  | OpenStreetMap | {"type":"Feature","properties":{},"geometry":{"type":"LineString","coordinates":[[-98.96097,23.40008],[-98.9603,23.40012],[-98.95829,23.40142],[-98.95513,23.40347],[-98.95188,23.40556],[-98.94869,23.40766],[-98.9455,23.40973],[-98.94229,23.41182],[-98.93907,23.41391],[-98.93669,23.41546],[-98.93428,23.41702],[-98.93188,23.41858],[-98.92868,23.42066],[-98.92548,23.42273],[-98.92227,23.42482],[-98.91908,23.42692],[-98.91587,23.42898],[-98.91265,23.43105]]}}
Línea 400.0 kV | LineString | 400.0 kV | 1 |  |  | CFE |  |  |  |  | OpenStreetMap | {"type":"Feature","properties":{},"geometry":{"type":"LineString","coordinates":[[-98.84213,23.32432],[-98.84161,23.32454],[-98.83809,23.32452],[-98.83395,23.32454],[-98.83018,23.3265],[-98.82617,23.3286],[-98.82229,23.33063],[-98.81991,23.33106],[-98.81481,23.33192],[-98.81023,23.33261],[-98.80711,23.3331],[-98.8022,23.33388],[-98.79892,23.33385],[-98.79477,23.3336],[-98.79027,23.33335],[-98.78571,23.33309],[-98.78171,23.33286],[-98.77992,23.33189],[-98.77825,23.3319],[-98.77781,23.33191]]}}
Línea 400.0 kV | LineString | 400.0 kV | 1 |  |  | CFE |  |  |  |  | OpenStreetMap | {"type":"Feature","properties":{},"geometry":{"type":"LineString","coordinates":[[-98.77559,23.33141],[-98.77489,23.33142],[-98.77427,23.33228],[-98.7758,23.33578],[-98.77757,23.33992],[-98.77946,23.34424],[-98.78143,23.34879],[-98.78337,23.35328],[-98.78524,23.35763],[-98.78718,23.36209],[-98.7891,23.36651],[-98.79108,23.3711],[-98.79314,23.37581],[-98.79505,23.3802],[-98.797,23.38471],[-98.79895,23.38928],[-98.80076,23.39344],[-98.80229,23.39702],[-98.80404,23.40097],[-98.80602,23.40556],[-98.80783,23.40971],[-98.81071,23.41335],[-98.81384,23.41725],[-98.81678,23.42095],[-98.81922,23.42402],[-98.82205,23.42754],[-98.82524,23.43153],[-98.82841,23.43548],[-98.83144,23.43928],[-98.83463,23.44327],[-98.83779,23.44725],[-98.84096,23.4512],[-98.84406,23.45507],[-98.84719,23.45899],[-98.85037,23.46297],[-98.85308,23.46637],[-98.85596,23.46996],[-98.8594,23.47426],[-98.86235,23.47795],[-98.86531,23.48165],[-98.86844,23.48557],[-98.87148,23.48937],[-98.87436,23.49295],[-98.87745,23.49681],[-98.88068,23.50085],[-98.88377,23.50474],[-98.8867,23.5084],[-98.88982,23.51231],[-98.89286,23.51609],[-98.89537,23.51925],[-98.89788,23.52332],[-98.90065,23.52781],[-98.90324,23.53201],[-98.90576,23.53613],[-98.90844,23.54044],[-98.91089,23.54444],[-98.91336,23.54846],[-98.91597,23.5527],[-98.91866,23.55706],[-98.92138,23.56148],[-98.92363,23.56515],[-98.92657,23.56991],[-98.9293,23.57436],[-98.93189,23.57857],[-98.93459,23.58294],[-98.93738,23.58728],[-98.93965,23.59103],[-98.94201,23.59485],[-98.94457,23.59905],[-98.94722,23.60345],[-98.94985,23.60771],[-98.95247,23.61197],[-98.9551,23.61622],[-98.95774,23.6205],[-98.96026,23.62463],[-98.96262,23.62845],[-98.96526,23.63273],[-98.96793,23.63706],[-98.97054,23.6413],[-98.97315,23.64551],[-98.97552,23.64938],[-98.97811,23.65354],[-98.98047,23.65736],[-98.98311,23.66167],[-98.98558,23.66567],[-98.9882,23.6699],[-98.99084,23.67421],[-98.99345,23.67843],[-98.99591,23.68238],[-98.99861,23.68678],[-99.00124,23.69105],[-99.00389,23.69532],[-99.0065,23.69954],[-99.00917,23.70388],[-99.01163,23.70783],[-99.01244,23.71234],[-99.01333,23.71728],[-99.01427,23.72243],[-99.01514,23.72723],[-99.01604,23.73217],[-99.01688,23.73683],[-99.01774,23.74153],[-99.01857,23.74608],[-99.01935,23.75036],[-99.0202,23.75509],[-99.02072,23.75788],[-99.02161,23.76287],[-99.02265,23.76846],[-99.0235,23.77315],[-99.02432,23.77767],[-99.02513,23.7822],[-99.02603,23.78707],[-99.02686,23.7916],[-99.0277,23.79624],[-99.02858,23.8011],[-99.02908,23.80394],[-99.02945,23.8059],[-99.03026,23.81041],[-99.03116,23.81528],[-99.03202,23.81993],[-99.03289,23.8246],[-99.03374,23.8294],[-99.03462,23.83424],[-99.03549,23.83899],[-99.03638,23.84385],[-99.0373,23.84895],[-99.03821,23.85392],[-99.03909,23.85881],[-99.03996,23.86363],[-99.04049,23.86551],[-99.04064,23.86626]]}}
Línea 400.0 kV | LineString | 400.0 kV | 1 |  |  | CFE |  |  |  |  | OpenStreetMap | {"type":"Feature","properties":{},"geometry":{"type":"LineString","coordinates":[[-98.83497,23.43917],[-98.83439,23.43927],[-98.83356,23.44103],[-98.83457,23.44228],[-98.83775,23.44628],[-98.84089,23.45021],[-98.84404,23.45415],[-98.84721,23.45809],[-98.85054,23.46226],[-98.85413,23.46677],[-98.85742,23.47091],[-98.86101,23.47535],[-98.86417,23.47933],[-98.86743,23.48341],[-98.8706,23.48737],[-98.87328,23.49072],[-98.87628,23.49446],[-98.87933,23.49825],[-98.88254,23.50227],[-98.88568,23.50622],[-98.889,23.51036],[-98.89252,23.51474],[-98.89587,23.51895],[-98.89838,23.52304],[-98.901,23.52727],[-98.90357,23.53146],[-98.90614,23.53565],[-98.90882,23.53994],[-98.91133,23.54406],[-98.9139,23.54822],[-98.9165,23.55246],[-98.91884,23.55627],[-98.92099,23.55977],[-98.92327,23.56344],[-98.92575,23.56743],[-98.92803,23.57119],[-98.93049,23.5752],[-98.93294,23.57917],[-98.93566,23.58358],[-98.93835,23.58787],[-98.94107,23.59217],[-98.94344,23.59607],[-98.94558,23.59966],[-98.94797,23.60357],[-98.95047,23.60759],[-98.95309,23.61186],[-98.95556,23.61589],[-98.95829,23.62031],[-98.96092,23.62456],[-98.96325,23.62835],[-98.9658,23.63251],[-98.96834,23.63661],[-98.97086,23.64073],[-98.9736,23.64514],[-98.9762,23.64936],[-98.97902,23.65392],[-98.98145,23.65787],[-98.98385,23.66178],[-98.98636,23.66581],[-98.98884,23.66984],[-98.9915,23.67415],[-98.99406,23.67831],[-98.99636,23.68204],[-98.99889,23.68613],[-99.00149,23.69034],[-99.0041,23.6946],[-99.00676,23.69888],[-99.00959,23.70347],[-99.01217,23.70765],[-99.01301,23.71219],[-99.01389,23.7171],[-99.01477,23.72197],[-99.01556,23.72629],[-99.01641,23.73104],[-99.01729,23.73587],[-99.01823,23.74101],[-99.01913,23.74591],[-99.01991,23.75023],[-99.02067,23.75439],[-99.02121,23.75741],[-99.02204,23.76194],[-99.02308,23.76762],[-99.02401,23.7727],[-99.02488,23.77753],[-99.02569,23.78204],[-99.02658,23.78684],[-99.02745,23.7916],[-99.02834,23.79645],[-99.02921,23.80128],[-99.03009,23.80613],[-99.03094,23.81072],[-99.03182,23.81564],[-99.03271,23.82049],[-99.03355,23.82512],[-99.03443,23.83],[-99.03531,23.83478],[-99.03619,23.83958],[-99.03708,23.8445],[-99.03804,23.84973],[-99.03893,23.85463],[-99.03982,23.85954],[-99.04073,23.86453],[-99.04088,23.86529],[-99.04111,23.8662]]}}
Línea 400.0 kV | LineString | 400.0 kV | 1 |  |  | CFE |  |  |  |  | OpenStreetMap | {"type":"Feature","properties":{},"geometry":{"type":"LineString","coordinates":[[-101.51542,23.88156],[-101.51628,23.88192],[-101.51899,23.8831],[-101.5222,23.88455],[-101.52491,23.88574],[-101.52907,23.8876],[-101.53295,23.8893],[-101.53684,23.89104],[-101.54162,23.89309],[-101.54619,23.89512],[-101.54996,23.8968],[-101.55422,23.89653],[-101.55793,23.89627],[-101.56265,23.89596],[-101.56673,23.89568],[-101.5706,23.89546],[-101.5742,23.89519],[-101.57867,23.8949],[-101.58202,23.89468],[-101.58701,23.89436],[-101.59165,23.89404],[-101.59635,23.8937],[-101.60041,23.8935],[-101.60654,23.89306],[-101.61069,23.89277],[-101.61403,23.89254],[-101.61815,23.89227],[-101.62191,23.89204],[-101.62587,23.89099],[-101.63008,23.88988],[-101.63409,23.88883],[-101.63795,23.88781],[-101.64205,23.88672],[-101.64587,23.88573],[-101.64986,23.88465],[-101.65381,23.88363],[-101.65784,23.88256],[-101.66182,23.8815],[-101.66582,23.88045],[-101.66978,23.87942],[-101.67378,23.87837],[-101.6778,23.87731],[-101.68177,23.87627],[-101.68594,23.87514],[-101.68986,23.87412],[-101.69224,23.87312],[-101.69466,23.87214],[-101.69808,23.87128],[-101.70116,23.87051],[-101.70217,23.87087],[-101.70553,23.87208],[-101.70958,23.87358],[-101.71347,23.87499],[-101.71715,23.87635],[-101.7208,23.87768],[-101.72417,23.8794],[-101.72781,23.8807],[-101.7292,23.8802],[-101.72968,23.87934]]}}
Línea 400.0 kV | LineString | 400.0 kV | 2 |  |  | CFE |  |  |  |  | OpenStreetMap | {"type":"Feature","properties":{},"geometry":{"type":"LineString","coordinates":[[-101.75504,23.90718],[-101.75426,23.90721],[-101.75242,23.90383],[-101.75058,23.90043],[-101.74886,23.89727],[-101.74719,23.89419],[-101.74548,23.89104],[-101.74377,23.8879],[-101.74194,23.88451],[-101.73993,23.88082],[-101.73626,23.8808],[-101.73374,23.88195],[-101.73301,23.8816],[-101.73256,23.88103],[-101.73294,23.88054]]}}
Línea 400.0 kV | LineString | 400.0 kV | 1 |  |  | CFE |  |  |  |  | OpenStreetMap | {"type":"Feature","properties":{},"geometry":{"type":"LineString","coordinates":[[-101.9784,23.00094],[-101.97789,23.00071],[-101.97789,23.00008]]}}
Línea 400.0 kV | LineString | 400.0 kV | 1 |  |  | CFE |  |  |  |  | OpenStreetMap | {"type":"Feature","properties":{},"geometry":{"type":"LineString","coordinates":[[-101.97854,23.00019],[-101.97789,23.00008]]}}
Línea 400.0 kV | LineString | 400.0 kV | 1 |  |  | CFE |  |  |  |  | OpenStreetMap | {"type":"Feature","properties":{},"geometry":{"type":"LineString","coordinates":[[-101.97631,22.99793],[-101.97553,22.99837]]}}
Línea 400.0 kV | LineString | 400.0 kV | 1 |  |  | CFE |  |  |  |  | OpenStreetMap | {"type":"Feature","properties":{},"geometry":{"type":"LineString","coordinates":[[-101.97577,22.99743],[-101.97631,22.99793]]}}
Línea 400.0 kV | LineString | 400.0 kV | 2 |  |  | CFE |  |  |  |  | OpenStreetMap | {"type":"Feature","properties":{},"geometry":{"type":"LineString","coordinates":[[-101.97553,22.99837],[-101.97469,23.00164],[-101.97353,23.00616],[-101.97236,23.01067],[-101.97118,23.01529],[-101.96995,23.02001],[-101.96898,23.02381],[-101.96796,23.02773],[-101.96683,23.03219],[-101.96565,23.03678],[-101.96451,23.04118],[-101.96336,23.04564],[-101.96225,23.04995],[-101.96107,23.05457],[-101.95991,23.05904],[-101.9588,23.06333],[-101.95804,23.0663],[-101.95723,23.06947],[-101.95607,23.07395],[-101.95491,23.07849],[-101.95371,23.08313],[-101.95252,23.08777],[-101.95133,23.0923],[-101.95016,23.09686],[-101.949,23.10138],[-101.94782,23.10604],[-101.94686,23.10975],[-101.94599,23.11309],[-101.94488,23.1174],[-101.94369,23.12205],[-101.94251,23.12664],[-101.94132,23.13122],[-101.94015,23.13583],[-101.93896,23.14042],[-101.9378,23.14491],[-101.93657,23.14971],[-101.93554,23.1537],[-101.9345,23.15777],[-101.93346,23.16175],[-101.93234,23.16613],[-101.93113,23.1708],[-101.92998,23.17524],[-101.92882,23.1797],[-101.92763,23.18437],[-101.92648,23.18884],[-101.92531,23.19334],[-101.92437,23.19696],[-101.92338,23.20085],[-101.92223,23.20532],[-101.92107,23.20983],[-101.91983,23.21456],[-101.91868,23.21906],[-101.91748,23.2236],[-101.91633,23.22824],[-101.9151,23.23295],[-101.91414,23.23662],[-101.91317,23.24034],[-101.91194,23.24505],[-101.9108,23.2495],[-101.90962,23.25409],[-101.90841,23.25879],[-101.90729,23.26319],[-101.90611,23.26773],[-101.90492,23.27226],[-101.90378,23.27665],[-101.90284,23.2803],[-101.9022,23.28397],[-101.90137,23.28853],[-101.90055,23.29309],[-101.89972,23.29766],[-101.89886,23.30245],[-101.89803,23.30704],[-101.89724,23.3115],[-101.89635,23.31641],[-101.89565,23.32025],[-101.895,23.32378],[-101.89434,23.3275],[-101.89351,23.33216],[-101.89263,23.33684],[-101.89183,23.34144],[-101.89102,23.34605],[-101.89016,23.35078],[-101.88931,23.35551],[-101.88856,23.35964],[-101.88776,23.36406],[-101.88688,23.36893],[-101.88605,23.37352],[-101.88523,23.37816],[-101.88438,23.38281],[-101.88352,23.38754],[-101.88265,23.39233],[-101.88192,23.39648],[-101.88113,23.40079],[-101.88025,23.40564],[-101.87941,23.4103],[-101.87854,23.41497],[-101.87769,23.41978],[-101.87685,23.42449],[-101.87598,23.42926],[-101.87518,23.43379],[-101.8744,23.43806],[-101.87357,23.44264],[-101.8727,23.44745],[-101.87187,23.45206],[-101.87102,23.45669],[-101.87013,23.46157],[-101.86924,23.46646],[-101.86848,23.4707],[-101.86777,23.47469],[-101.86693,23.47937],[-101.86611,23.48407],[-101.86524,23.48871],[-101.86442,23.49329],[-101.8636,23.49784],[-101.86278,23.50242],[-101.86195,23.50697],[-101.86117,23.51134],[-101.86038,23.51596],[-101.85953,23.52081],[-101.8587,23.52542],[-101.85787,23.53023],[-101.85701,23.53511],[-101.85623,23.53976],[-101.85547,23.54436],[-101.8546,23.54931],[-101.85383,23.55376],[-101.85308,23.5582],[-101.85222,23.56307],[-101.85144,23.56761],[-101.85061,23.5724],[-101.84989,23.57659],[-101.84923,23.58031],[-101.84846,23.58483],[-101.84759,23.58983],[-101.84686,23.5941],[-101.8461,23.59841],[-101.84523,23.60351],[-101.84446,23.60794],[-101.84367,23.61249],[-101.84283,23.61732],[-101.84204,23.62179],[-101.84128,23.62631],[-101.84046,23.63102],[-101.83986,23.63445],[-101.83924,23.63799],[-101.83849,23.64232],[-101.83772,23.64689],[-101.83686,23.65179],[-101.8361,23.65612],[-101.83526,23.66101],[-101.83445,23.66561],[-101.83374,23.66978],[-101.83296,23.6742],[-101.83233,23.67789],[-101.83169,23.68161],[-101.83088,23.68623],[-101.83009,23.69082],[-101.82926,23.69564],[-101.82843,23.70039],[-101.82765,23.70485],[-101.82686,23.70947],[-101.82611,23.71372],[-101.82549,23.71729],[-101.82315,23.72015],[-101.82014,23.72382],[-101.81697,23.72767],[-101.81378,23.73157],[-101.81062,23.73545],[-101.8076,23.73914],[-101.80426,23.74319],[-101.80161,23.74644],[-101.79888,23.74977],[-101.79581,23.75351],[-101.79257,23.75747],[-101.78946,23.76125],[-101.78621,23.7652],[-101.78312,23.769],[-101.78011,23.77267],[-101.7768,23.7767],[-101.77406,23.78004],[-101.77142,23.78325],[-101.76823,23.78714],[-101.76522,23.79081],[-101.76212,23.7946],[-101.75907,23.79828],[-101.75604,23.80201],[-101.75296,23.80577],[-101.75001,23.80937],[-101.74947,23.81353],[-101.74886,23.8181],[-101.7483,23.8224],[-101.7477,23.827],[-101.74705,23.83187],[-101.74656,23.83568],[-101.74606,23.83952],[-101.7454,23.84454],[-101.74481,23.84915],[-101.7442,23.85372],[-101.74357,23.85845],[-101.74314,23.86183],[-101.74137,23.86463],[-101.73903,23.86837],[-101.73691,23.87174],[-101.73515,23.87453],[-101.73413,23.87557],[-101.73221,23.87751],[-101.73186,23.87805]]}}
Línea 400.0 kV | LineString | 400.0 kV | 2 |  |  | CFE |  |  |  |  | OpenStreetMap | {"type":"Feature","properties":{},"geometry":{"type":"LineString","coordinates":[[-101.97789,23.00008],[-101.97788,22.99943],[-101.97788,22.99815],[-101.97631,22.99793]]}}
Línea 400.0 kV | LineString | 400.0 kV | 1 |  |  | CFE |  |  |  |  | OpenStreetMap | {"type":"Feature","properties":{},"geometry":{"type":"LineString","coordinates":[[-101.97577,22.99743],[-101.97553,22.99837]]}}
Línea 400.0 kV | LineString | 400.0 kV | 1 |  |  | CFE |  |  |  |  | OpenStreetMap | {"type":"Feature","properties":{},"geometry":{"type":"LineString","coordinates":[[-102.08709,23.05432],[-102.08775,23.05433],[-102.09086,23.05497],[-102.09405,23.05562],[-102.09804,23.05665],[-102.10204,23.05769],[-102.10597,23.05868],[-102.10855,23.05934],[-102.10996,23.05971],[-102.1102,23.05836],[-102.11067,23.05583],[-102.11137,23.05205],[-102.11208,23.04829],[-102.11208,23.04466],[-102.11206,23.04107],[-102.11202,23.03746],[-102.11104,23.03698],[-102.10766,23.0374],[-102.10427,23.03785],[-102.10089,23.03825],[-102.09755,23.03871],[-102.09371,23.03921],[-102.08984,23.03968],[-102.08597,23.04017],[-102.08211,23.04066],[-102.07857,23.04107],[-102.07468,23.04072],[-102.0708,23.04036],[-102.06691,23.04003],[-102.06304,23.03967],[-102.05916,23.03931],[-102.05527,23.03896],[-102.0525,23.0387],[-102.05119,23.03858],[-102.05093,23.03753],[-102.05033,23.035],[-102.04941,23.03128],[-102.04846,23.02733],[-102.0476,23.02368],[-102.0462,23.02056],[-102.04473,23.0172],[-102.04346,23.01423],[-102.04211,23.01123],[-102.04055,23.00769],[-102.03748,23.00705],[-102.03389,23.00634],[-102.03032,23.00561],[-102.02675,23.00487],[-102.02309,23.00413],[-102.01939,23.00268],[-102.0158,23.0013],[-102.01251,23.00001],[-102.00922,23.00024],[-102.00592,23.00048],[-102.00218,22.99916],[-101.99906,22.99801],[-101.99424,22.99902],[-101.98977,22.99995],[-101.98637,23.00013],[-101.98297,23.00033],[-101.98068,23.00086],[-101.98011,23.00076]]}}
Línea 400.0 kV | LineString | 400.0 kV | 2 |  |  | CFE |  |  |  |  | OpenStreetMap | {"type":"Feature","properties":{},"geometry":{"type":"LineString","coordinates":[[-102.62113,19.96532],[-102.62114,19.96432]]}}
Línea 400.0 kV | LineString | 400.0 kV | 1 |  |  | CFE |  |  |  |  | OpenStreetMap | {"type":"Feature","properties":{},"geometry":{"type":"LineString","coordinates":[[-102.62138,19.96605],[-102.62113,19.96532]]}}
Línea 400.0 kV | LineString | 400.0 kV | 1 |  |  | CFE |  |  |  |  | OpenStreetMap | {"type":"Feature","properties":{},"geometry":{"type":"LineString","coordinates":[[-102.62113,19.96532],[-102.62083,19.96605]]}}
Línea 400.0 kV | LineString | 400.0 kV | 1 |  |  | CFE |  |  |  |  | OpenStreetMap | {"type":"Feature","properties":{},"geometry":{"type":"LineString","coordinates":[[-102.62114,19.96432],[-102.62176,19.96397],[-102.62442,19.96519],[-102.62728,19.96552],[-102.6318,19.96603],[-102.63505,19.96641],[-102.64044,19.96702],[-102.64594,19.96765],[-102.65074,19.96819],[-102.65468,19.96863],[-102.65845,19.96906],[-102.6633,19.96961],[-102.66851,19.97021],[-102.6725,19.97065],[-102.67515,19.97094],[-102.6815,19.97166],[-102.68456,19.97202],[-102.68844,19.97245],[-102.69278,19.97298],[-102.69602,19.97332],[-102.70161,19.97395],[-102.70569,19.97441],[-102.71043,19.97493],[-102.71646,19.97563],[-102.72122,19.97616],[-102.72718,19.97684],[-102.73184,19.97736],[-102.73657,19.97789],[-102.74061,19.97835],[-102.74368,19.97869],[-102.74657,19.97903],[-102.7503,19.97945],[-102.75688,19.98019],[-102.75969,19.98051],[-102.76347,19.98093],[-102.76716,19.98135],[-102.77069,19.98174],[-102.77457,19.98218],[-102.77829,19.9826],[-102.78103,19.98291],[-102.7852,19.98338],[-102.79086,19.98403],[-102.79539,19.98454],[-102.79957,19.98501],[-102.80411,19.98552],[-102.80837,19.986],[-102.81228,19.98644],[-102.81738,19.98698],[-102.82162,19.9875],[-102.82599,19.98799],[-102.83061,19.98852],[-102.83472,19.98824],[-102.83758,19.98805],[-102.84197,19.98775],[-102.84618,19.98748],[-102.85074,19.98717],[-102.85456,19.98691],[-102.85897,19.98662],[-102.86312,19.98635],[-102.86655,19.98612],[-102.87039,19.98586],[-102.87498,19.98555],[-102.8797,19.98523],[-102.8839,19.98495],[-102.88788,19.98468],[-102.89287,19.98434],[-102.89656,19.98413],[-102.90026,19.98385],[-102.90359,19.98363],[-102.90863,19.98327],[-102.913,19.98299],[-102.91655,19.98273],[-102.91977,19.98253],[-102.92483,19.98218],[-102.92803,19.98196],[-102.93226,19.98169],[-102.93659,19.98137],[-102.9416,19.98106],[-102.94674,19.9807],[-102.95188,19.98036],[-102.95615,19.98007],[-102.96048,19.97979],[-102.96513,19.97948],[-102.9688,19.97773],[-102.97288,19.97579],[-102.97664,19.97399],[-102.98022,19.97225],[-102.98085,19.96812],[-102.98142,19.96425],[-102.98111,19.96335]]}}
Línea 400.0 kV | LineString | 400.0 kV | 1 |  |  | CFE |  |  |  |  | OpenStreetMap | {"type":"Feature","properties":{},"geometry":{"type":"LineString","coordinates":[[-101.16861,20.57307],[-101.16829,20.57398]]}}
Línea 400.0 kV | LineString | 400.0 kV | 1 |  |  | CFE |  |  |  |  | OpenStreetMap | {"type":"Feature","properties":{},"geometry":{"type":"LineString","coordinates":[[-101.1681,20.5729],[-101.16829,20.57398]]}}
Línea 400.0 kV | LineString | 400.0 kV | 2 |  |  | CFE |  |  |  |  | OpenStreetMap | {"type":"Feature","properties":{},"geometry":{"type":"LineString","coordinates":[[-101.16829,20.57398],[-101.16801,20.57475],[-101.16772,20.57556],[-101.16743,20.57638],[-101.16715,20.5772]]}}
Línea 400.0 kV | LineString | 400.0 kV | 2 |  |  | CFE |  |  |  |  | OpenStreetMap | {"type":"Feature","properties":{},"geometry":{"type":"LineString","coordinates":[[-101.16259,20.57933],[-101.16219,20.57946]]}}
Línea 400.0 kV | LineString | 400.0 kV | 4 |  |  | CFE |  |  |  |  | OpenStreetMap | {"type":"Feature","properties":{},"geometry":{"type":"LineString","coordinates":[[-101.16715,20.5772],[-101.16629,20.57749],[-101.16536,20.57781],[-101.16455,20.57809],[-101.16372,20.57838],[-101.16307,20.57864],[-101.16259,20.57933]]}}
Línea 400.0 kV | LineString | 400.0 kV | 4 |  |  | CFE |  |  |  |  | OpenStreetMap | {"type":"Feature","properties":{},"geometry":{"type":"LineString","coordinates":[[-101.16219,20.57946],[-101.16125,20.5799],[-101.16022,20.58025],[-101.15938,20.58055],[-101.15848,20.58086],[-101.15774,20.58111],[-101.15772,20.58214],[-101.15772,20.58284]]}}
Línea 400.0 kV | LineString | 400.0 kV | 1 |  |  | CFE |  |  |  |  | OpenStreetMap | {"type":"Feature","properties":{},"geometry":{"type":"LineString","coordinates":[[-100.13827,19.27587],[-100.14118,19.27731],[-100.14252,19.27838],[-100.14345,19.28161],[-100.14292,19.28206]]}}
Línea 400.0 kV | LineString | 400.0 kV | 1 |  |  | Comisión Federal de Electricidad |  |  |  |  | OpenStreetMap | {"type":"Feature","properties":{},"geometry":{"type":"LineString","coordinates":[[-100.10612,19.23066],[-100.10619,19.23103],[-100.10723,19.23138]]}}
Línea 400.0 kV | LineString | 400.0 kV |  |  |  | CFE |  |  |  |  | OpenStreetMap | {"type":"Feature","properties":{},"geometry":{"type":"LineString","coordinates":[[-97.90425,22.49372],[-97.90343,22.49405]]}}
Línea 400.0 kV | LineString | 400.0 kV |  |  |  | CFE |  |  |  |  | OpenStreetMap | {"type":"Feature","properties":{},"geometry":{"type":"LineString","coordinates":[[-97.90425,22.49397],[-97.90342,22.49444]]}}
Línea 400.0 kV | LineString | 400.0 kV | 1 |  |  | CFE |  |  |  |  | OpenStreetMap | {"type":"Feature","properties":{},"geometry":{"type":"LineString","coordinates":[[-100.51124,20.47393],[-100.51119,20.47464],[-100.50766,20.4786],[-100.50522,20.48134],[-100.50332,20.48345],[-100.50107,20.486],[-100.49887,20.48849],[-100.49616,20.49152],[-100.4939,20.49407],[-100.49102,20.49734],[-100.48824,20.50047],[-100.4864,20.5025],[-100.48409,20.5051],[-100.48185,20.50762],[-100.48316,20.5106],[-100.48438,20.51345],[-100.48546,20.51588],[-100.48659,20.51852],[-100.48687,20.51914]]}}
Línea 400.0 kV | LineString | 400.0 kV | 1 |  |  | CFE |  |  |  |  | OpenStreetMap | {"type":"Feature","properties":{},"geometry":{"type":"LineString","coordinates":[[-100.28143,20.46872],[-100.28132,20.46912],[-100.28471,20.47149],[-100.28919,20.47139],[-100.29309,20.47134],[-100.29738,20.47125],[-100.30153,20.47121],[-100.3052,20.47077],[-100.3076,20.46883],[-100.3104,20.46653],[-100.31243,20.46487],[-100.31726,20.46093],[-100.31955,20.45906],[-100.32171,20.45729],[-100.32454,20.45499],[-100.32726,20.45275],[-100.32871,20.45005],[-100.3308,20.4461],[-100.33282,20.44236],[-100.33696,20.44193],[-100.34063,20.44154],[-100.34456,20.44113],[-100.34762,20.4408],[-100.35066,20.44051],[-100.35467,20.43964],[-100.35705,20.43914],[-100.3602,20.43989],[-100.36466,20.43977],[-100.36918,20.43962],[-100.37133,20.44058],[-100.37523,20.44048],[-100.37947,20.44037],[-100.38346,20.44026],[-100.38806,20.44013],[-100.39269,20.43999],[-100.39721,20.43988],[-100.40315,20.4397],[-100.4059,20.43961],[-100.4085,20.43755],[-100.41239,20.43775],[-100.41662,20.43795],[-100.42168,20.4382],[-100.42599,20.43927],[-100.43066,20.44041],[-100.43497,20.44146],[-100.43902,20.44245],[-100.44309,20.44346],[-100.447,20.4444],[-100.45155,20.44552],[-100.45589,20.44658],[-100.46022,20.44763],[-100.46477,20.44875],[-100.46908,20.4498],[-100.47354,20.45089],[-100.47796,20.45197],[-100.48235,20.45305],[-100.48623,20.45399],[-100.48953,20.45479],[-100.49224,20.45545],[-100.49527,20.45842],[-100.497,20.46007],[-100.49872,20.46174],[-100.50191,20.46485],[-100.50469,20.46757],[-100.50708,20.46989],[-100.50927,20.472],[-100.51124,20.47393]]}}
Línea 400.0 kV | LineString | 400.0 kV |  |  |  | CFE |  |  |  |  | OpenStreetMap | {"type":"Feature","properties":{},"geometry":{"type":"LineString","coordinates":[[-99.30281,19.44312],[-99.30319,19.44276]]}}
Línea 400.0 kV | LineString | 400.0 kV |  |  |  | CFE |  |  |  |  | OpenStreetMap | {"type":"Feature","properties":{},"geometry":{"type":"LineString","coordinates":[[-99.30269,19.44285],[-99.30319,19.44276]]}}
Línea 400.0 kV | LineString | 400.0 kV | 1 |  |  | CFE |  |  |  |  | OpenStreetMap | {"type":"Feature","properties":{},"geometry":{"type":"LineString","coordinates":[[-99.3146,19.44344],[-99.31455,19.444]]}}
Línea 400.0 kV | LineString | 400.0 kV | 2 |  |  | CFE |  |  |  |  | OpenStreetMap | {"type":"Feature","properties":{},"geometry":{"type":"LineString","coordinates":[[-99.30319,19.44276],[-99.30624,19.44231],[-99.30822,19.44292],[-99.311,19.44402],[-99.31296,19.44311],[-99.3146,19.44344]]}}
Línea 400.0 kV | LineString | 400.0 kV | 1 |  |  | CFE |  |  |  |  | OpenStreetMap | {"type":"Feature","properties":{},"geometry":{"type":"LineString","coordinates":[[-98.95041,19.62142],[-98.95076,19.62069]]}}
Línea 400.0 kV | LineString | 400.0 kV | 1 |  |  | CFE |  |  |  |  | OpenStreetMap | {"type":"Feature","properties":{},"geometry":{"type":"LineString","coordinates":[[-98.95041,19.62142],[-98.951,19.6208]]}}
Línea 400.0 kV | LineString | 400.0 kV | 2 |  |  | CFE |  |  |  |  | OpenStreetMap | {"type":"Feature","properties":{},"geometry":{"type":"LineString","coordinates":[[-98.94409,19.63585],[-98.94006,19.63723],[-98.9366,19.6384],[-98.93301,19.63963],[-98.92917,19.64092],[-98.92528,19.64224],[-98.92122,19.64362],[-98.91765,19.64482],[-98.91362,19.6462],[-98.9105,19.64726],[-98.90626,19.64869],[-98.90527,19.64881]]}}
Línea 400.0 kV | LineString | 400.0 kV | 1 |  |  | CFE |  |  |  |  | OpenStreetMap | {"type":"Feature","properties":{},"geometry":{"type":"LineString","coordinates":[[-96.41123,19.72182],[-96.41084,19.72184]]}}
Línea 400.0 kV | LineString | 400.0 kV | 1 |  |  | CFE |  |  |  |  | OpenStreetMap | {"type":"Feature","properties":{},"geometry":{"type":"LineString","coordinates":[[-96.41092,19.72161],[-96.41123,19.72182]]}}
Línea 400.0 kV | LineString | 400.0 kV | 1 |  |  | CFE |  |  |  |  | OpenStreetMap | {"type":"Feature","properties":{},"geometry":{"type":"LineString","coordinates":[[-96.41138,19.72138],[-96.41107,19.72116]]}}
Línea 400.0 kV | LineString | 400.0 kV | 1 |  |  | CFE |  |  |  |  | OpenStreetMap | {"type":"Feature","properties":{},"geometry":{"type":"LineString","coordinates":[[-96.41099,19.7214],[-96.41138,19.72138]]}}
Línea 400.0 kV | LineString | 400.0 kV | 1 |  |  | CFE |  |  |  |  | OpenStreetMap | {"type":"Feature","properties":{},"geometry":{"type":"LineString","coordinates":[[-103.37855,20.4535],[-103.37788,20.45421]]}}
Línea 400.0 kV | LineString | 400.0 kV | 1 |  |  | CFE |  |  |  |  | OpenStreetMap | {"type":"Feature","properties":{},"geometry":{"type":"LineString","coordinates":[[-103.37858,20.45405],[-103.37855,20.4535]]}}
Línea 400.0 kV | LineString | 400.0 kV | 1 |  |  | CFE |  |  |  |  | OpenStreetMap | {"type":"Feature","properties":{},"geometry":{"type":"LineString","coordinates":[[-103.37899,20.44975],[-103.37761,20.45013]]}}
Línea 400.0 kV | LineString | 400.0 kV | 1 |  |  | CFE |  |  |  |  | OpenStreetMap | {"type":"Feature","properties":{},"geometry":{"type":"LineString","coordinates":[[-103.38032,20.44934],[-103.37899,20.44975]]}}
Línea 400.0 kV | LineString | 400.0 kV | 1 |  |  | CFE |  |  |  |  | OpenStreetMap | {"type":"Feature","properties":{},"geometry":{"type":"LineString","coordinates":[[-103.37761,20.45013],[-103.38032,20.44934]]}}
Línea 400.0 kV | LineString | 400.0 kV | 2 |  |  | CFE |  |  |  |  | OpenStreetMap | {"type":"Feature","properties":{},"geometry":{"type":"LineString","coordinates":[[-103.23452,20.47604],[-103.23536,20.47593],[-103.2372,20.47603],[-103.23901,20.47593],[-103.2414,20.47586],[-103.2459,20.47568],[-103.24832,20.47559],[-103.2502,20.47553],[-103.25442,20.47536],[-103.25909,20.47518],[-103.2625,20.47483],[-103.26714,20.47435],[-103.26864,20.47419],[-103.27178,20.47387],[-103.27435,20.47359],[-103.2796,20.47305],[-103.28524,20.47244],[-103.29056,20.47189],[-103.29553,20.47137],[-103.30148,20.47076],[-103.30589,20.47029],[-103.30876,20.46949],[-103.3117,20.46865],[-103.31647,20.46731],[-103.32106,20.46602],[-103.32835,20.46397],[-103.33397,20.46236],[-103.33824,20.46115],[-103.34352,20.45966],[-103.34739,20.45857],[-103.35117,20.4575],[-103.35594,20.45615],[-103.35852,20.45543],[-103.36141,20.45462],[-103.36663,20.45315],[-103.37191,20.45164],[-103.37761,20.45013]]}}
Línea 400.0 kV | LineString | 400.0 kV | 2 |  |  | CFE |  |  |  |  | OpenStreetMap | {"type":"Feature","properties":{},"geometry":{"type":"LineString","coordinates":[[-103.37855,20.4535],[-103.37956,20.45164],[-103.37899,20.44975]]}}
Línea 400.0 kV | LineString | 400.0 kV | 1 |  |  | CFE |  |  |  |  | OpenStreetMap | {"type":"Feature","properties":{},"geometry":{"type":"LineString","coordinates":[[-97.04654,18.89251],[-97.0467,18.89217]]}}
Línea 400.0 kV | LineString | 400.0 kV | 1 |  |  | CFE |  |  |  |  | OpenStreetMap | {"type":"Feature","properties":{},"geometry":{"type":"LineString","coordinates":[[-97.0469,18.89234],[-97.04654,18.89251]]}}
Línea 400.0 kV | LineString | 400.0 kV | 1 |  |  | CFE |  |  |  |  | OpenStreetMap | {"type":"Feature","properties":{},"geometry":{"type":"LineString","coordinates":[[-96.35529,18.21877],[-96.35475,18.21837]]}}
Línea 400.0 kV | LineString | 400.0 kV | 1 |  |  | CFE |  |  |  |  | OpenStreetMap | {"type":"Feature","properties":{},"geometry":{"type":"LineString","coordinates":[[-96.35496,18.2182],[-96.35529,18.21877]]}}
Línea 400.0 kV | LineString | 400.0 kV | 1 |  |  | CFE |  |  |  |  | OpenStreetMap | {"type":"Feature","properties":{},"geometry":{"type":"LineString","coordinates":[[-94.70333,18.02171],[-94.70788,18.02228]]}}
Línea 400.0 kV | LineString | 400.0 kV | 1 |  |  | CFE |  |  |  |  | OpenStreetMap | {"type":"Feature","properties":{},"geometry":{"type":"LineString","coordinates":[[-94.71179,18.02212],[-94.70757,18.0215]]}}
Línea 400.0 kV | LineString | 400.0 kV | 1 |  |  | CFE |  |  |  |  | OpenStreetMap | {"type":"Feature","properties":{},"geometry":{"type":"LineString","coordinates":[[-94.70757,18.0215],[-94.70313,18.02096],[-94.69928,18.02034],[-94.69656,18.02025],[-94.69592,18.02143]]}}
Línea 400.0 kV | LineString | 400.0 kV | 1 |  |  | CFE |  |  |  |  | OpenStreetMap | {"type":"Feature","properties":{},"geometry":{"type":"LineString","coordinates":[[-94.69632,18.02059],[-94.69963,18.02114],[-94.70333,18.02171]]}}
Línea 400.0 kV | LineString | 400.0 kV | 1 |  |  | CFE |  |  |  |  | OpenStreetMap | {"type":"Feature","properties":{},"geometry":{"type":"LineString","coordinates":[[-95.08383,18.10244],[-95.08039,18.10191]]}}
Línea 400.0 kV | LineString | 400.0 kV | 1 |  |  | CFE |  |  |  |  | OpenStreetMap | {"type":"Feature","properties":{},"geometry":{"type":"LineString","coordinates":[[-95.08039,18.10191],[-95.07887,18.10172],[-95.07739,18.10146],[-95.07572,18.10118],[-95.07567,18.10118],[-95.07255,18.10073],[-95.0705,18.10034],[-95.06878,18.10009],[-95.06692,18.09978],[-95.06436,18.09934],[-95.06188,18.09895],[-95.06025,18.09874],[-95.05847,18.09844],[-95.05682,18.09816],[-95.05486,18.09783],[-95.05308,18.09755],[-95.05142,18.09724],[-95.04998,18.09706],[-95.04808,18.09679],[-95.04653,18.09653],[-95.04529,18.09634],[-95.04296,18.096],[-95.04063,18.0956],[-95.03847,18.09526],[-95.03632,18.09487],[-95.03434,18.09462],[-95.03192,18.09419],[-95.02953,18.09387],[-95.02637,18.09332],[-95.02523,18.09315],[-95.02346,18.09288],[-95.02151,18.09258],[-95.01947,18.09227],[-95.0181,18.09207],[-95.01645,18.09178],[-95.01494,18.09162],[-95.01493,18.09163],[-95.01191,18.09108],[-95.00886,18.09068],[-95.00618,18.09023],[-95.00472,18.08995],[-95.003,18.08966],[-95.00132,18.08939],[-94.99948,18.08908],[-94.99765,18.08884],[-94.99619,18.08858],[-94.99479,18.08833],[-94.99269,18.08802],[-94.99083,18.0877],[-94.98942,18.08752],[-94.9876,18.08726],[-94.98568,18.08691],[-94.98286,18.08648],[-94.98076,18.08612],[-94.97838,18.08581],[-94.97562,18.0853],[-94.97348,18.085],[-94.97221,18.08482],[-94.97057,18.08452],[-94.96899,18.08426],[-94.96693,18.08395],[-94.96439,18.08354],[-94.96216,18.0832],[-94.96008,18.082],[-94.95843,18.081],[-94.9562,18.0797],[-94.9545,18.07872],[-94.95257,18.0776],[-94.95094,18.07664],[-94.94853,18.07523],[-94.94679,18.07419],[-94.94542,18.07344],[-94.94411,18.07267],[-94.94265,18.07175],[-94.94112,18.07086],[-94.93951,18.06989],[-94.93756,18.06875],[-94.9357,18.06769],[-94.93418,18.06674],[-94.93142,18.06517],[-94.9297,18.06415],[-94.92769,18.06303],[-94.92602,18.06201],[-94.92387,18.06073],[-94.92198,18.05968],[-94.91981,18.0584],[-94.91827,18.05752],[-94.91512,18.05567],[-94.91356,18.05471],[-94.91193,18.05376],[-94.91033,18.05283],[-94.90728,18.05173],[-94.9053,18.05146],[-94.90299,18.05114],[-94.90087,18.05081],[-94.89869,18.05049],[-94.89649,18.05014],[-94.89424,18.04985],[-94.89159,18.04948],[-94.88962,18.0492],[-94.88729,18.04878],[-94.88273,18.04816],[-94.88096,18.04791],[-94.87916,18.04762],[-94.87662,18.04623],[-94.87487,18.04596],[-94.87052,18.04529],[-94.86693,18.04483],[-94.86291,18.0442],[-94.85843,18.04354],[-94.85356,18.04281],[-94.8491,18.04217],[-94.84505,18.04155],[-94.84095,18.04092],[-94.8374,18.04041],[-94.83234,18.03967],[-94.8289,18.03919],[-94.8256,18.03872],[-94.82162,18.0381],[-94.81722,18.03746],[-94.81304,18.03684],[-94.80805,18.03614],[-94.80405,18.03553],[-94.79911,18.03484],[-94.79476,18.03417],[-94.79015,18.03359],[-94.78601,18.03291],[-94.78211,18.03233],[-94.77792,18.03174],[-94.77343,18.03109],[-94.76884,18.03041],[-94.76434,18.0298],[-94.76038,18.02924],[-94.75734,18.02877],[-94.75271,18.02811],[-94.74772,18.02735],[-94.74358,18.02668],[-94.73888,18.02604],[-94.73434,18.02536],[-94.72913,18.02461],[-94.72411,18.02386],[-94.72016,18.02331],[-94.7161,18.02273],[-94.71179,18.02212]]}}
Línea 400.0 kV | LineString | 400.0 kV | 1 |  |  | CFE |  |  |  |  | OpenStreetMap | {"type":"Feature","properties":{},"geometry":{"type":"LineString","coordinates":[[-95.12559,18.12264],[-95.12914,18.1219]]}}
Línea 400.0 kV | LineString | 400.0 kV | 1 |  |  | CFE |  |  |  |  | OpenStreetMap | {"type":"Feature","properties":{},"geometry":{"type":"LineString","coordinates":[[-94.70788,18.02228],[-94.71284,18.02301],[-94.71767,18.02374],[-94.72186,18.02435],[-94.72474,18.02479],[-94.72963,18.02555],[-94.73422,18.0262],[-94.73894,18.0269],[-94.74388,18.02761],[-94.74815,18.0283],[-94.75317,18.02909],[-94.75837,18.02978],[-94.76359,18.03055],[-94.76837,18.03127],[-94.77263,18.0319],[-94.77637,18.03244],[-94.78069,18.03307],[-94.78524,18.03379],[-94.78957,18.03442],[-94.79384,18.03501],[-94.79833,18.03574],[-94.80374,18.03649],[-94.80785,18.0371],[-94.8127,18.03781],[-94.81678,18.03842],[-94.82112,18.03903],[-94.82563,18.03971],[-94.82949,18.04028],[-94.83434,18.04102],[-94.83894,18.04169],[-94.84315,18.04232],[-94.84692,18.04282],[-94.85053,18.0434],[-94.8543,18.04394],[-94.85833,18.04455],[-94.86241,18.04515],[-94.86644,18.04579],[-94.87062,18.04637],[-94.8755,18.04712],[-94.87898,18.04848],[-94.88157,18.04947],[-94.88411,18.05059],[-94.88698,18.0518],[-94.88902,18.05272],[-94.89131,18.05368],[-94.8941,18.05488],[-94.89618,18.0558],[-94.89901,18.05697],[-94.90341,18.05891],[-94.90718,18.06054],[-94.90952,18.0616],[-94.91235,18.06273],[-94.91461,18.06368],[-94.91731,18.06489],[-94.92032,18.06619],[-94.92275,18.06727],[-94.92524,18.06832],[-94.92735,18.06922],[-94.93039,18.07049],[-94.93334,18.07181],[-94.93615,18.07304],[-94.93946,18.07446],[-94.94289,18.07592],[-94.94668,18.0776],[-94.95021,18.07909],[-94.95266,18.08015],[-94.95574,18.08147],[-94.95874,18.08277],[-94.962,18.08418],[-94.96622,18.08529],[-94.96931,18.08615],[-94.97344,18.08724],[-94.97954,18.08888],[-94.98277,18.08972],[-94.98649,18.0907],[-94.98857,18.09128],[-94.99176,18.09213],[-94.99405,18.09277],[-94.99661,18.09344],[-94.99875,18.094],[-95.00181,18.09481],[-95.00571,18.09584],[-95.01028,18.09712],[-95.01364,18.09794],[-95.01715,18.09884],[-95.01994,18.0996],[-95.02217,18.10024],[-95.02712,18.10149],[-95.03118,18.10263],[-95.03457,18.1035],[-95.03646,18.10403],[-95.03986,18.10493],[-95.04368,18.10591],[-95.04689,18.10678],[-95.04953,18.10746],[-95.05289,18.10838],[-95.05691,18.10949],[-95.05994,18.11026],[-95.06355,18.11125],[-95.0666,18.11204],[-95.07017,18.11302],[-95.07263,18.11365],[-95.07588,18.11454],[-95.07866,18.11522],[-95.08162,18.11598],[-95.08472,18.11688],[-95.08756,18.11761],[-95.09065,18.11849],[-95.09407,18.11934],[-95.0971,18.12018],[-95.10013,18.12092],[-95.10293,18.12168],[-95.10639,18.1226],[-95.10927,18.12337],[-95.11259,18.12426],[-95.11483,18.12495],[-95.11826,18.12417],[-95.12225,18.12337],[-95.12559,18.12264]]}}
Línea 400.0 kV | LineString | 400.0 kV |  |  |  | CFE |  |  |  |  | OpenStreetMap | {"type":"Feature","properties":{},"geometry":{"type":"LineString","coordinates":[[-97.6421,18.77178],[-97.6388,18.77034]]}}
Línea 400.0 kV | LineString | 400.0 kV |  |  |  | CFE |  |  |  |  | OpenStreetMap | {"type":"Feature","properties":{},"geometry":{"type":"LineString","coordinates":[[-97.97662,18.84617],[-97.97435,18.84585],[-97.97131,18.8454],[-97.96725,18.84487],[-97.96358,18.84439],[-97.95761,18.84363],[-97.95223,18.8429],[-97.94962,18.84256],[-97.94435,18.8419],[-97.94112,18.84149],[-97.93606,18.84078],[-97.93025,18.84],[-97.9264,18.83954],[-97.92268,18.83906],[-97.91748,18.83833],[-97.91308,18.8378],[-97.90934,18.83726],[-97.90489,18.83674],[-97.90051,18.8362],[-97.89662,18.83569],[-97.89211,18.83508],[-97.88843,18.83458],[-97.88427,18.83399],[-97.88052,18.83352],[-97.87615,18.83297],[-97.87224,18.83243],[-97.86834,18.83193],[-97.86481,18.83146],[-97.8604,18.83086],[-97.85656,18.83036],[-97.85143,18.83078],[-97.84958,18.831],[-97.84442,18.83137],[-97.84051,18.83171],[-97.83686,18.83206],[-97.83262,18.83239],[-97.8287,18.83273],[-97.82166,18.83335],[-97.81759,18.83373],[-97.81394,18.83398],[-97.80998,18.83439],[-97.80597,18.83468],[-97.80198,18.83499],[-97.79817,18.83536],[-97.79419,18.83567],[-97.7904,18.83601],[-97.78702,18.83452],[-97.7831,18.83285],[-97.77973,18.83137],[-97.77613,18.82981],[-97.77245,18.82814],[-97.76901,18.82672],[-97.76535,18.82516],[-97.76181,18.82364],[-97.7582,18.82208],[-97.75493,18.82062],[-97.75175,18.81926],[-97.74808,18.81773],[-97.74467,18.81625],[-97.74091,18.8146],[-97.73737,18.81309],[-97.73424,18.81173],[-97.73006,18.80987],[-97.72595,18.80805],[-97.72252,18.80661],[-97.71946,18.80531],[-97.71602,18.80377],[-97.71224,18.80221],[-97.70914,18.80084],[-97.7055,18.79931],[-97.70181,18.79762],[-97.69839,18.79617],[-97.69507,18.79476],[-97.69132,18.7931],[-97.68749,18.79148],[-97.68364,18.78973],[-97.67974,18.78812],[-97.67699,18.78693],[-97.67284,18.78516],[-97.66873,18.78339],[-97.66477,18.78164],[-97.66119,18.78007],[-97.65742,18.77844],[-97.65333,18.77669],[-97.64958,18.77501],[-97.646,18.7734],[-97.6421,18.77178]]}}
Línea 400.0 kV | LineString | 400.0 kV | 2 |  |  | CFE |  |  |  |  | OpenStreetMap | {"type":"Feature","properties":{},"geometry":{"type":"LineString","coordinates":[[-97.6367,18.77146],[-97.64013,18.77132],[-97.64258,18.77114]]}}
Línea 400.0 kV | LineString | 400.0 kV | 2 |  |  | CFE |  |  |  |  | OpenStreetMap | {"type":"Feature","properties":{},"geometry":{"type":"LineString","coordinates":[[-97.64258,18.77114],[-97.64768,18.7709],[-97.65298,18.77054],[-97.65785,18.77032],[-97.66207,18.77003],[-97.66618,18.76988],[-97.6713,18.76951],[-97.67663,18.76924],[-97.68109,18.76982],[-97.68562,18.77027],[-97.6906,18.77085],[-97.69465,18.77129],[-97.69783,18.77161],[-97.70147,18.77205],[-97.70603,18.77252],[-97.71033,18.77303],[-97.71454,18.77349],[-97.71863,18.77386],[-97.72199,18.77433],[-97.72589,18.77482],[-97.73102,18.77529],[-97.73608,18.77583],[-97.74088,18.77639],[-97.74568,18.77693],[-97.75072,18.77752],[-97.75585,18.77813],[-97.7611,18.77867],[-97.76592,18.77924],[-97.77084,18.77971],[-97.77448,18.7802],[-97.7793,18.78069],[-97.78351,18.78117],[-97.78793,18.78165],[-97.79288,18.78219],[-97.79773,18.78273],[-97.80188,18.78315],[-97.80533,18.78355],[-97.81004,18.78409],[-97.81425,18.78461],[-97.81784,18.78497],[-97.82234,18.7854],[-97.82692,18.78599],[-97.83174,18.78648],[-97.83579,18.78693],[-97.83914,18.78734],[-97.84432,18.78787],[-97.84965,18.78849],[-97.85222,18.78875],[-97.85781,18.78942],[-97.86565,18.79024],[-97.87082,18.7908],[-97.87334,18.79112],[-97.87754,18.79154],[-97.88211,18.79207],[-97.88593,18.7925],[-97.88912,18.79283],[-97.89253,18.79416],[-97.89675,18.79583],[-97.90179,18.79784],[-97.90622,18.79963],[-97.91047,18.80123],[-97.91444,18.80282],[-97.91826,18.8042],[-97.92103,18.80535],[-97.92476,18.80809],[-97.92678,18.80955],[-97.93102,18.81264],[-97.93303,18.81404],[-97.93615,18.81647],[-97.93919,18.81868],[-97.94459,18.82256],[-97.9491,18.82592],[-97.95294,18.82871],[-97.95454,18.8299],[-97.95996,18.8338],[-97.96369,18.83646],[-97.96678,18.8388],[-97.96959,18.84088],[-97.97207,18.8426],[-97.97407,18.84409],[-97.97534,18.84501]]}}
Línea 400.0 kV | LineString | 400.0 kV | 2 |  |  | CFE |  |  |  |  | OpenStreetMap | {"type":"Feature","properties":{},"geometry":{"type":"LineString","coordinates":[[-96.32939,19.10703],[-96.33021,19.11036]]}}
Línea 400.0 kV | LineString | 400.0 kV | 2 |  |  | Comisión Federal de Electricidad |  |  |  |  | OpenStreetMap | {"type":"Feature","properties":{},"geometry":{"type":"LineString","coordinates":[[-96.30231,19.10543],[-96.30365,19.10558],[-96.30579,19.10403],[-96.30775,19.10263],[-96.30931,19.1035],[-96.31295,19.10313],[-96.31707,19.10272],[-96.32144,19.10229],[-96.32463,19.10198],[-96.32704,19.1028],[-96.32878,19.1046],[-96.32939,19.10703]]}}
Línea 400.0 kV | LineString | 400.0 kV |  |  |  | CFE |  |  |  |  | OpenStreetMap | {"type":"Feature","properties":{},"geometry":{"type":"LineString","coordinates":[[-98.94465,19.63568],[-98.94787,19.6347],[-98.94928,19.63418],[-98.95236,19.63284],[-98.95611,19.63122],[-98.95982,19.62962],[-98.96178,19.62876],[-98.96538,19.6272],[-98.9679,19.6261],[-98.97071,19.6249],[-98.9729,19.62395]]}}
Línea 400.0 kV | LineString | 400.0 kV | 1 |  |  | CFE |  |  |  |  | OpenStreetMap | {"type":"Feature","properties":{},"geometry":{"type":"LineString","coordinates":[[-98.94465,19.63568],[-98.94409,19.63585]]}}
Línea 400.0 kV | LineString | 400.0 kV | 1 |  |  | CFE |  |  |  |  | OpenStreetMap | {"type":"Feature","properties":{},"geometry":{"type":"LineString","coordinates":[[-98.94446,19.63316],[-98.94465,19.63568]]}}
Línea 400.0 kV | LineString | 400.0 kV | 2 |  |  | CFE |  |  |  |  | OpenStreetMap | {"type":"Feature","properties":{},"geometry":{"type":"LineString","coordinates":[[-98.95041,19.62142],[-98.94761,19.62233],[-98.94505,19.62313],[-98.94447,19.6256],[-98.94397,19.62768],[-98.94384,19.62823],[-98.94341,19.63],[-98.94446,19.63316]]}}
Línea 400.0 kV | LineString | 400.0 kV | 1 |  |  | CFE |  |  |  |  | OpenStreetMap | {"type":"Feature","properties":{},"geometry":{"type":"LineString","coordinates":[[-98.94446,19.63316],[-98.94409,19.63585]]}}
Línea 400.0 kV | LineString | 400.0 kV | 2 |  |  | CFE |  |  |  |  | OpenStreetMap | {"type":"Feature","properties":{},"geometry":{"type":"LineString","coordinates":[[-98.86475,19.66391],[-98.8641,19.6642],[-98.86354,19.663],[-98.86453,19.66249],[-98.86548,19.66232],[-98.86682,19.66186],[-98.86815,19.66139],[-98.86945,19.66096],[-98.87053,19.66058],[-98.8719,19.66013],[-98.87318,19.65969],[-98.87453,19.65923],[-98.87609,19.6587],[-98.87768,19.65816]]}}
Línea 400.0 kV | LineString | 400.0 kV | 2 |  |  | CFE |  |  |  |  | OpenStreetMap | {"type":"Feature","properties":{},"geometry":{"type":"LineString","coordinates":[[-98.86182,19.66112],[-98.86316,19.66359],[-98.86388,19.66494],[-98.86501,19.6644]]}}
Línea 400.0 kV | LineString | 400.0 kV | 2 |  |  | CFE |  |  |  |  | OpenStreetMap | {"type":"Feature","properties":{},"geometry":{"type":"LineString","coordinates":[[-97.4297,20.34619],[-97.42604,20.34747],[-97.4241,20.34815],[-97.42049,20.34943],[-97.4187,20.3509],[-97.41603,20.35308]]}}
Línea 400.0 kV | LineString | 400.0 kV | 2 |  |  | CFE |  |  |  |  | OpenStreetMap | {"type":"Feature","properties":{},"geometry":{"type":"LineString","coordinates":[[-98.7322,20.03704],[-98.73227,20.03817],[-98.73242,20.03937],[-98.73301,20.04043],[-98.73361,20.0415],[-98.73449,20.04276],[-98.73511,20.04389],[-98.73572,20.04519],[-98.7365,20.04635],[-98.7372,20.04756],[-98.73736,20.04849],[-98.73662,20.04992],[-98.73592,20.05141],[-98.73512,20.0529],[-98.73452,20.0541],[-98.73379,20.05558],[-98.73314,20.0569],[-98.733,20.05761],[-98.73301,20.05863],[-98.7329,20.05905]]}}
Línea 400.0 kV | LineString | 400.0 kV | 2 |  |  | CFE |  |  |  |  | OpenStreetMap | {"type":"Feature","properties":{},"geometry":{"type":"LineString","coordinates":[[-98.81889,19.5368],[-98.81992,19.53696],[-98.82182,19.5373],[-98.83174,19.53919],[-98.83391,19.54032],[-98.83532,19.54113]]}}
Línea 400.0 kV | LineString | 400.0 kV | 1 |  |  | CFE |  |  |  |  | OpenStreetMap | {"type":"Feature","properties":{},"geometry":{"type":"LineString","coordinates":[[-98.83532,19.54113],[-98.8379,19.54252],[-98.8387,19.54297]]}}
Línea 400.0 kV | LineString | 400.0 kV |  |  |  | CFE |  |  |  |  | OpenStreetMap | {"type":"Feature","properties":{},"geometry":{"type":"LineString","coordinates":[[-97.90317,22.49604],[-97.90423,22.49604],[-97.90467,22.49604]]}}
Línea 400.0 kV | LineString | 400.0 kV |  |  |  | CFE |  |  |  |  | OpenStreetMap | {"type":"Feature","properties":{},"geometry":{"type":"LineString","coordinates":[[-97.90317,22.49579],[-97.90424,22.49578],[-97.90467,22.49579]]}}
Línea 400.0 kV | LineString | 400.0 kV | 2 |  |  | CFE |  |  |  |  | OpenStreetMap | {"type":"Feature","properties":{},"geometry":{"type":"LineString","coordinates":[[-98.17099,19.67405],[-98.17026,19.67761],[-98.16962,19.68067],[-98.16892,19.684],[-98.1682,19.68757],[-98.16749,19.69112],[-98.16675,19.69484],[-98.16614,19.6978],[-98.16572,19.69998],[-98.16492,19.70387],[-98.16348,19.70584],[-98.16211,19.70777],[-98.15982,19.7109],[-98.15783,19.71363],[-98.15587,19.71632],[-98.15408,19.71879],[-98.15256,19.72087],[-98.15057,19.72362],[-98.14894,19.72527],[-98.14637,19.72781],[-98.14351,19.7307],[-98.14038,19.73376],[-98.1371,19.73704],[-98.13486,19.73922],[-98.13209,19.74202],[-98.1296,19.74451]]}}
Línea 400.0 kV | LineString | 400.0 kV | 2 |  |  | CFE |  |  |  |  | OpenStreetMap | {"type":"Feature","properties":{},"geometry":{"type":"LineString","coordinates":[[-98.83693,19.54317],[-98.83443,19.54133],[-98.83094,19.53948],[-98.82732,19.53916],[-98.82551,19.53914],[-98.82154,19.53861],[-98.82056,19.5385],[-98.81805,19.53838],[-98.81305,19.53827],[-98.80847,19.53764],[-98.80578,19.53752],[-98.80079,19.5373],[-98.79731,19.53723],[-98.79331,19.53709],[-98.78953,19.53695],[-98.78724,19.53689]]}}
Línea 400.0 kV | LineString | 400.0 kV |  |  |  | CFE |  |  |  |  | OpenStreetMap | {"type":"Feature","properties":{},"geometry":{"type":"LineString","coordinates":[[-98.83693,19.54317],[-98.83825,19.54382]]}}
Línea 400.0 kV | LineString | 400.0 kV |  |  |  | CFE |  |  |  |  | OpenStreetMap | {"type":"Feature","properties":{},"geometry":{"type":"LineString","coordinates":[[-98.75302,21.30854],[-98.75299,21.3093]]}}
Línea 400.0 kV | LineString | 400.0 kV |  |  |  | CFE |  |  |  |  | OpenStreetMap | {"type":"Feature","properties":{},"geometry":{"type":"LineString","coordinates":[[-98.75302,21.30854],[-98.75246,21.30909]]}}
Línea 400.0 kV | LineString | 400.0 kV |  |  |  | CFE |  |  |  |  | OpenStreetMap | {"type":"Feature","properties":{},"geometry":{"type":"LineString","coordinates":[[-98.76031,21.31035],[-98.75961,21.31165]]}}
Línea 400.0 kV | LineString | 400.0 kV |  |  |  | CFE |  |  |  |  | OpenStreetMap | {"type":"Feature","properties":{},"geometry":{"type":"LineString","coordinates":[[-98.76031,21.31035],[-98.75935,21.31151]]}}
Línea 400.0 kV | LineString | 400.0 kV | 2 |  |  | CFE |  |  |  |  | OpenStreetMap | {"type":"Feature","properties":{},"geometry":{"type":"LineString","coordinates":[[-98.75302,21.30854],[-98.75583,21.30771],[-98.7589,21.30937],[-98.76031,21.31035]]}}
Línea 400.0 kV | LineString | 400.0 kV | 1 |  |  | CFE |  |  |  |  | OpenStreetMap | {"type":"Feature","properties":{},"geometry":{"type":"LineString","coordinates":[[-98.67777,19.7462],[-98.6779,19.74584],[-98.67715,19.74573]]}}
Línea 400.0 kV | LineString | 400.0 kV | 1 |  |  | CFE |  |  |  |  | OpenStreetMap | {"type":"Feature","properties":{},"geometry":{"type":"LineString","coordinates":[[-98.67777,19.7462],[-98.67708,19.74597]]}}
Línea 400.0 kV | LineString | 400.0 kV | 1 |  |  | CFE |  |  |  |  | OpenStreetMap | {"type":"Feature","properties":{},"geometry":{"type":"LineString","coordinates":[[-98.67801,19.74547],[-98.6779,19.74584],[-98.67723,19.7455]]}}
Línea 400.0 kV | LineString | 400.0 kV | 1 |  |  | CFE |  |  |  |  | OpenStreetMap | {"type":"Feature","properties":{},"geometry":{"type":"LineString","coordinates":[[-98.67801,19.74547],[-98.6773,19.74526]]}}
Línea 400.0 kV | LineString | 400.0 kV | 2 |  |  | CFE |  |  |  |  | OpenStreetMap | {"type":"Feature","properties":{},"geometry":{"type":"LineString","coordinates":[[-98.86531,19.66498],[-98.8645,19.66537],[-98.86356,19.66532],[-98.86198,19.66248],[-98.86102,19.66071],[-98.85902,19.66076],[-98.85775,19.65886],[-98.85607,19.65623],[-98.85355,19.6523],[-98.85113,19.64857],[-98.84956,19.64423],[-98.84825,19.64053],[-98.8463,19.63515],[-98.84334,19.63041],[-98.84016,19.62816],[-98.83779,19.62829],[-98.83361,19.6285],[-98.82551,19.62895],[-98.81862,19.62929],[-98.81263,19.62599],[-98.8071,19.62432],[-98.79909,19.62185],[-98.79603,19.6214],[-98.79197,19.62073],[-98.78649,19.61984],[-98.78281,19.61927],[-98.77892,19.61865],[-98.77603,19.61932],[-98.7726,19.62012],[-98.76812,19.62114],[-98.76443,19.62199],[-98.76151,19.62264],[-98.75996,19.625],[-98.75802,19.62794],[-98.75585,19.63124],[-98.75402,19.63398],[-98.75134,19.63504],[-98.74838,19.63619],[-98.74498,19.63753],[-98.74119,19.64116],[-98.73791,19.6443],[-98.73449,19.64756],[-98.73006,19.6518],[-98.72683,19.65489],[-98.72337,19.65819],[-98.72114,19.66031],[-98.71603,19.6652],[-98.71054,19.67042],[-98.70748,19.67335],[-98.70229,19.67832],[-98.69847,19.68198],[-98.6964,19.6865],[-98.69489,19.68981],[-98.6934,19.69311],[-98.69221,19.6968],[-98.69099,19.70059],[-98.6894,19.70554],[-98.68808,19.70963],[-98.68704,19.71317],[-98.68585,19.71722],[-98.68451,19.72181],[-98.68331,19.72588],[-98.68217,19.72979],[-98.68074,19.73469],[-98.67918,19.74003],[-98.67798,19.74412],[-98.67801,19.74547]]}}
Línea 400.0 kV | LineString | 400.0 kV | 1 |  |  | CFE |  |  |  |  | OpenStreetMap | {"type":"Feature","properties":{},"geometry":{"type":"LineString","coordinates":[[-98.84282,23.32453],[-98.84344,23.32452],[-98.84729,23.32453],[-98.85152,23.32453],[-98.86301,23.32809],[-98.89851,23.33909],[-98.9064,23.33913],[-98.90696,23.33911]]}}
Línea 400.0 kV | LineString | 400.0 kV | 1 |  |  | CFE |  |  |  |  | OpenStreetMap | {"type":"Feature","properties":{},"geometry":{"type":"LineString","coordinates":[[-106.45004,30.17078],[-106.4531,30.17277],[-106.45418,30.17413],[-106.45434,30.17489]]}}
Línea 400.0 kV | LineString | 400.0 kV | 1 |  |  | CFE |  |  |  |  | OpenStreetMap | {"type":"Feature","properties":{},"geometry":{"type":"LineString","coordinates":[[-103.08941,20.55477],[-103.09022,20.55408],[-103.08964,20.55045],[-103.09006,20.54861],[-103.09067,20.54788],[-103.09416,20.54481],[-103.09833,20.5412],[-103.10137,20.53852],[-103.10442,20.53585],[-103.10751,20.53315],[-103.11058,20.53046],[-103.11381,20.52764],[-103.11658,20.52521],[-103.11969,20.52249],[-103.12308,20.51954],[-103.12525,20.51764],[-103.12877,20.51455],[-103.1313,20.51234],[-103.1351,20.50902],[-103.13757,20.50687],[-103.1406,20.50422],[-103.14347,20.5017],[-103.14695,20.49867],[-103.15026,20.49763],[-103.15427,20.49637],[-103.15846,20.49505],[-103.16346,20.49347],[-103.16886,20.49173],[-103.17027,20.49197],[-103.17269,20.49122],[-103.17602,20.49018],[-103.18202,20.48827],[-103.18545,20.4872],[-103.18894,20.4861],[-103.19236,20.48503],[-103.19579,20.48396],[-103.19873,20.48301],[-103.20222,20.48193],[-103.20607,20.48072],[-103.20957,20.4796],[-103.21272,20.47859],[-103.21482,20.4777]]}}
Línea 400.0 kV | LineString | 400.0 kV | 1 |  |  | CFE |  |  |  |  | OpenStreetMap | {"type":"Feature","properties":{},"geometry":{"type":"LineString","coordinates":[[-103.08366,20.55585],[-103.08419,20.55562],[-103.08576,20.55373],[-103.08787,20.55122],[-103.08886,20.55003],[-103.08926,20.54791],[-103.0886,20.5437],[-103.08801,20.53999],[-103.09042,20.53821],[-103.09304,20.53628],[-103.09566,20.53436],[-103.10084,20.53053],[-103.10382,20.52834],[-103.1065,20.52637],[-103.1091,20.52446],[-103.11225,20.52216],[-103.11545,20.51979],[-103.11866,20.51744],[-103.12272,20.51442],[-103.12527,20.51256],[-103.12784,20.51066],[-103.13133,20.50808],[-103.1337,20.50635],[-103.13684,20.50402],[-103.1397,20.50192],[-103.14337,20.49924],[-103.14664,20.49684],[-103.14965,20.49462],[-103.1524,20.4926],[-103.15579,20.49201],[-103.15968,20.49131],[-103.16332,20.49067],[-103.16714,20.48999],[-103.17022,20.49133],[-103.1722,20.49069],[-103.17611,20.48944],[-103.18001,20.48821],[-103.18356,20.48713],[-103.18673,20.48611],[-103.19027,20.48498],[-103.19409,20.48379],[-103.19762,20.48269],[-103.20116,20.48158],[-103.20507,20.48034],[-103.20869,20.4792],[-103.21242,20.478],[-103.21482,20.4777]]}}
Línea 400.0 kV | LineString | 400.0 kV | 1 |  |  | CFE |  |  |  |  | OpenStreetMap | {"type":"Feature","properties":{},"geometry":{"type":"LineString","coordinates":[[-103.07812,20.55207],[-103.07763,20.55233]]}}
Línea 400.0 kV | LineString | 400.0 kV | 1 |  |  | CFE |  |  |  |  | OpenStreetMap | {"type":"Feature","properties":{},"geometry":{"type":"LineString","coordinates":[[-103.07812,20.55207],[-103.07763,20.55182]]}}
Línea 400.0 kV | LineString | 400.0 kV | 1 |  |  | CFE |  |  |  |  | OpenStreetMap | {"type":"Feature","properties":{},"geometry":{"type":"LineString","coordinates":[[-103.07813,20.5543],[-103.07777,20.55427]]}}
Línea 400.0 kV | LineString | 400.0 kV | 2 |  |  | CFE |  |  |  |  | OpenStreetMap | {"type":"Feature","properties":{},"geometry":{"type":"LineString","coordinates":[[-103.07813,20.5543],[-103.07812,20.55207]]}}
Línea 400.0 kV | LineString | 400.0 kV | 1 |  |  | CFE |  |  |  |  | OpenStreetMap | {"type":"Feature","properties":{},"geometry":{"type":"LineString","coordinates":[[-103.07812,20.55544],[-103.07772,20.55528]]}}
Línea 400.0 kV | LineString | 400.0 kV | 1 |  |  | CFE |  |  |  |  | OpenStreetMap | {"type":"Feature","properties":{},"geometry":{"type":"LineString","coordinates":[[-103.07812,20.55544],[-103.07771,20.55553]]}}
Línea 400.0 kV | LineString | 400.0 kV | 2 |  |  | CFE |  |  |  |  | OpenStreetMap | {"type":"Feature","properties":{},"geometry":{"type":"LineString","coordinates":[[-103.07875,20.55487],[-103.08195,20.5557],[-103.08414,20.55518],[-103.08573,20.55568],[-103.08941,20.55477]]}}
Línea 400.0 kV | LineString | 400.0 kV | 1 |  |  | CFE |  |  |  |  | OpenStreetMap | {"type":"Feature","properties":{},"geometry":{"type":"LineString","coordinates":[[-103.07774,20.55503],[-103.07816,20.55499],[-103.07875,20.55487]]}}
Línea 400.0 kV | LineString | 400.0 kV | 1 |  |  | CFE |  |  |  |  | OpenStreetMap | {"type":"Feature","properties":{},"geometry":{"type":"LineString","coordinates":[[-103.07776,20.55452],[-103.07824,20.55451],[-103.07875,20.55487]]}}
Línea 400.0 kV | LineString | 400.0 kV | 2 |  |  | CFE |  |  |  |  | OpenStreetMap | {"type":"Feature","properties":{},"geometry":{"type":"LineString","coordinates":[[-103.07812,20.55544],[-103.08215,20.55645],[-103.08366,20.55585]]}}
Línea 400.0 kV | LineString | 400.0 kV | 1 |  |  | CFE |  |  |  |  | OpenStreetMap | {"type":"Feature","properties":{},"geometry":{"type":"LineString","coordinates":[[-103.07775,20.55478],[-103.07809,20.55475],[-103.07813,20.5543]]}}
Línea 400.0 kV | LineString | 400.0 kV | 1 |  |  | CFE |  |  |  |  | OpenStreetMap | {"type":"Feature","properties":{},"geometry":{"type":"LineString","coordinates":[[-102.21837,21.76148],[-102.21823,21.76052],[-102.21652,21.75977],[-102.21486,21.76013],[-102.21279,21.76261],[-102.21015,21.76582],[-102.20879,21.76776],[-102.20687,21.7677],[-102.20535,21.76926],[-102.20318,21.77189],[-102.20083,21.77473],[-102.19871,21.7773],[-102.19662,21.77985],[-102.19321,21.78163],[-102.19012,21.78324],[-102.18602,21.7854],[-102.18312,21.78692],[-102.17975,21.78867],[-102.17583,21.79073],[-102.17222,21.79261],[-102.16827,21.79469],[-102.16469,21.79656],[-102.16132,21.79832],[-102.15701,21.80056],[-102.15397,21.80216],[-102.15026,21.80409],[-102.1463,21.80617],[-102.14279,21.80799],[-102.14261,21.80985],[-102.14226,21.8136],[-102.14203,21.81618],[-102.14168,21.81991],[-102.1413,21.82396],[-102.14093,21.82814],[-102.13965,21.82868],[-102.13901,21.82939]]}}
Línea 400.0 kV | LineString | 400.0 kV | 1 |  |  | CFE |  |  |  |  | OpenStreetMap | {"type":"Feature","properties":{},"geometry":{"type":"LineString","coordinates":[[-102.11153,21.82554],[-102.11178,21.82506],[-102.1121,21.82465],[-102.11371,21.82517],[-102.11554,21.82578],[-102.11732,21.82637],[-102.11909,21.82694],[-102.12082,21.82751],[-102.12277,21.82816],[-102.12458,21.82872],[-102.12632,21.82932],[-102.1286,21.83006],[-102.13044,21.83067],[-102.13214,21.83123],[-102.13359,21.8317],[-102.13532,21.83227],[-102.13688,21.83276],[-102.13824,21.83218],[-102.1385,21.83148]]}}
Línea 400.0 kV | LineString | 400.0 kV |  |  |  | CFE |  |  |  |  | OpenStreetMap | {"type":"Feature","properties":{},"geometry":{"type":"LineString","coordinates":[[-102.02668,21.24236],[-102.02671,21.24164]]}}
Línea 400.0 kV | LineString | 400.0 kV |  |  |  | CFE |  |  |  |  | OpenStreetMap | {"type":"Feature","properties":{},"geometry":{"type":"LineString","coordinates":[[-102.02847,21.23821],[-102.02609,21.23924],[-102.0262,21.23996]]}}
Línea 400.0 kV | LineString | 400.0 kV |  |  |  | CFE |  |  |  |  | OpenStreetMap | {"type":"Feature","properties":{},"geometry":{"type":"LineString","coordinates":[[-102.02604,21.23688],[-102.02847,21.23821]]}}
Línea 400.0 kV | LineString | 400.0 kV |  |  |  | CFE |  |  |  |  | OpenStreetMap | {"type":"Feature","properties":{},"geometry":{"type":"LineString","coordinates":[[-101.78982,20.96268],[-101.78921,20.96253],[-101.78661,20.96173],[-101.78497,20.95956],[-101.78538,20.95398],[-101.78564,20.95074],[-101.78568,20.94981],[-101.78597,20.94584],[-101.78626,20.94185],[-101.78649,20.93876],[-101.78668,20.93617],[-101.78697,20.9322],[-101.7872,20.92882],[-101.78733,20.92717],[-101.7893,20.92629],[-101.79284,20.92472],[-101.79647,20.9231],[-101.80062,20.92125],[-101.80204,20.92061],[-101.80488,20.92142],[-101.80842,20.92243],[-101.81218,20.9235],[-101.81548,20.92444],[-101.8195,20.92558],[-101.82309,20.92661],[-101.82684,20.92767],[-101.83064,20.92875],[-101.83393,20.92969],[-101.83744,20.93069],[-101.84095,20.93168],[-101.84451,20.93178],[-101.84884,20.9319],[-101.85229,20.93199],[-101.85606,20.93209],[-101.86011,20.93219],[-101.86397,20.93229],[-101.86706,20.9324],[-101.86847,20.93466],[-101.86991,20.93689],[-101.87137,20.93907],[-101.8726,20.94091],[-101.87434,20.94359],[-101.8761,20.94631],[-101.87709,20.9494],[-101.87823,20.95297],[-101.87937,20.95653],[-101.88051,20.96009],[-101.88166,20.96368],[-101.8828,20.96724],[-101.88397,20.97089],[-101.88513,20.97452],[-101.8863,20.97819],[-101.88749,20.98192],[-101.88864,20.98549],[-101.88983,20.98923],[-101.89067,20.99185],[-101.89169,20.99501],[-101.89271,20.99823],[-101.89464,21.00093],[-101.89703,21.00427],[-101.89946,21.00769],[-101.90345,21.01327],[-101.90514,21.01563],[-101.90707,21.01833],[-101.91027,21.02281],[-101.91273,21.02625],[-101.91527,21.02981],[-101.92059,21.03725],[-101.92255,21.03999],[-101.92575,21.04447],[-101.92963,21.04991],[-101.93228,21.05362],[-101.93487,21.05724],[-101.93318,21.06388],[-101.93184,21.06916],[-101.93074,21.07347],[-101.92978,21.07722],[-101.92863,21.08175],[-101.92755,21.08597],[-101.92614,21.0915],[-101.92483,21.09664],[-101.92381,21.10065],[-101.92273,21.10489],[-101.92171,21.10887],[-101.92075,21.11264],[-101.91927,21.11844],[-101.91828,21.12226],[-101.91785,21.12393],[-101.91867,21.12845],[-101.91931,21.132],[-101.92001,21.13576],[-101.92065,21.13935],[-101.92136,21.14325],[-101.92205,21.14706],[-101.92268,21.15051],[-101.92317,21.15321],[-101.92364,21.15579],[-101.92425,21.15916],[-101.92484,21.16238],[-101.92546,21.16584],[-101.92604,21.16902],[-101.92658,21.17197],[-101.92708,21.17475],[-101.92787,21.17911],[-101.9285,21.18255],[-101.93147,21.18421],[-101.93405,21.18565],[-101.93711,21.18735],[-101.9405,21.18924],[-101.94436,21.1914],[-101.94795,21.1934],[-101.95088,21.19503],[-101.95395,21.19674],[-101.95752,21.19872],[-101.96004,21.20012],[-101.96389,21.20227],[-101.96525,21.20303],[-101.96964,21.20547],[-101.97189,21.20672],[-101.97454,21.2082],[-101.97697,21.20956],[-101.9797,21.21107],[-101.98287,21.21284],[-101.98606,21.21462],[-101.98982,21.21671],[-101.99376,21.2189],[-101.99655,21.22044],[-101.99917,21.2219],[-102.0026,21.22381],[-102.00557,21.22546],[-102.0087,21.2272],[-102.01192,21.22899],[-102.01551,21.23099],[-102.01946,21.23318],[-102.0231,21.23521],[-102.02604,21.23688]]}}
Línea 400.0 kV | LineString | 400.0 kV |  |  |  | CFE |  |  |  |  | OpenStreetMap | {"type":"Feature","properties":{},"geometry":{"type":"LineString","coordinates":[[-102.0259,21.23997],[-102.02597,21.23958],[-102.02609,21.23924],[-102.02604,21.23688]]}}
Línea 400.0 kV | LineString | 400.0 kV | 1 |  |  | CFE |  |  |  |  | OpenStreetMap | {"type":"Feature","properties":{},"geometry":{"type":"LineString","coordinates":[[-99.94988,25.60638],[-99.95005,25.60594],[-99.94863,25.60478],[-99.94574,25.60444],[-99.94419,25.6043],[-99.94073,25.60384],[-99.93668,25.60335],[-99.93254,25.60284],[-99.92977,25.60251],[-99.92652,25.6021],[-99.92255,25.6016],[-99.91891,25.60116],[-99.91487,25.60066],[-99.91071,25.60014],[-99.90658,25.59964],[-99.90282,25.59918],[-99.8982,25.5986],[-99.8941,25.5981],[-99.89049,25.59768],[-99.88616,25.59713],[-99.88233,25.59666],[-99.87826,25.59616],[-99.8745,25.5957],[-99.87049,25.5952],[-99.86653,25.59471],[-99.86248,25.59421],[-99.85834,25.59371],[-99.85428,25.59318],[-99.85025,25.59268],[-99.84631,25.59221],[-99.84244,25.59172],[-99.83891,25.59128],[-99.83526,25.59083],[-99.83122,25.59034],[-99.82795,25.58993],[-99.82452,25.5895],[-99.81968,25.58891],[-99.81522,25.58836],[-99.8113,25.58787],[-99.80729,25.58738],[-99.80341,25.58689],[-99.79957,25.58642],[-99.79551,25.58592],[-99.79174,25.58544],[-99.7874,25.5849],[-99.78218,25.58428],[-99.77897,25.58387],[-99.77566,25.58347],[-99.77249,25.58306],[-99.76861,25.58357],[-99.76456,25.58409],[-99.76052,25.58462],[-99.75698,25.58508],[-99.75391,25.58548],[-99.75017,25.58597],[-99.74614,25.5865],[-99.74249,25.58697],[-99.73827,25.58752],[-99.7344,25.58801],[-99.73023,25.58855],[-99.72632,25.58905],[-99.72258,25.58954],[-99.71853,25.59008],[-99.71449,25.5906],[-99.71013,25.59116],[-99.70581,25.59173],[-99.70177,25.59224],[-99.69783,25.59276],[-99.69405,25.59318],[-99.6913,25.59359],[-99.68765,25.59407],[-99.68344,25.59462],[-99.67919,25.59516],[-99.67455,25.59576],[-99.66963,25.59641],[-99.66668,25.59599],[-99.66311,25.59787],[-99.65971,25.59968],[-99.65661,25.60132],[-99.65326,25.6031],[-99.6499,25.60488],[-99.64631,25.60682],[-99.64322,25.60846],[-99.6397,25.61032],[-99.63615,25.6122],[-99.63236,25.61419],[-99.62931,25.61584],[-99.62526,25.61799],[-99.62106,25.62023],[-99.61788,25.62192],[-99.61391,25.62401],[-99.61038,25.62588],[-99.60757,25.62738],[-99.60462,25.62894],[-99.60151,25.63059],[-99.5976,25.63191],[-99.59424,25.63302],[-99.59123,25.63402],[-99.58788,25.63515],[-99.58406,25.63642],[-99.58051,25.6376],[-99.57649,25.63895],[-99.57277,25.64019],[-99.56893,25.64147],[-99.56518,25.64272],[-99.56135,25.64399],[-99.55751,25.64527],[-99.5534,25.64664],[-99.54927,25.648],[-99.54548,25.64926],[-99.5417,25.65054],[-99.53794,25.65178],[-99.53403,25.65308],[-99.5303,25.65433],[-99.52656,25.65557],[-99.52284,25.65682],[-99.51899,25.6581],[-99.51516,25.65937],[-99.51133,25.66067],[-99.50721,25.66201],[-99.5031,25.66337],[-99.49934,25.66463],[-99.49543,25.66595],[-99.49173,25.66718],[-99.48775,25.66848],[-99.48382,25.6698],[-99.48009,25.67104],[-99.47625,25.67231],[-99.47233,25.67362],[-99.46848,25.6749],[-99.46474,25.67614],[-99.46158,25.67719],[-99.46158,25.67682]]}}
Línea 400.0 kV | LineString | 400.0 kV | 3 |  |  | CFE |  |  |  |  | OpenStreetMap | {"type":"Feature","properties":{},"geometry":{"type":"LineString","coordinates":[[-99.49759,19.27977],[-99.4963,19.28007],[-99.49328,19.28042],[-99.49025,19.28076],[-99.48779,19.28105],[-99.48615,19.28145],[-99.48521,19.28145]]}}
Línea 400.0 kV | LineString | 400.0 kV | 1 |  |  | CFE |  |  |  |  | OpenStreetMap | {"type":"Feature","properties":{},"geometry":{"type":"LineString","coordinates":[[-99.34858,19.29903],[-99.34539,19.30212],[-99.34545,19.30562],[-99.34371,19.30772],[-99.34318,19.30803]]}}
Línea 400.0 kV | LineString | 400.0 kV | 1 |  |  | CFE |  |  |  |  | OpenStreetMap | {"type":"Feature","properties":{},"geometry":{"type":"LineString","coordinates":[[-99.42138,19.29333],[-99.42053,19.29385],[-99.42009,19.29461],[-99.41991,19.29503]]}}
Línea 400.0 kV | LineString | 400.0 kV | 3 |  |  | Comisión Federal de Electricidad |  |  |  |  | OpenStreetMap | {"type":"Feature","properties":{},"geometry":{"type":"LineString","coordinates":[[-99.40652,19.29575],[-99.40436,19.29543],[-99.40146,19.29494],[-99.39877,19.29485],[-99.3943,19.29472],[-99.39085,19.2946],[-99.38735,19.29452],[-99.38376,19.29442],[-99.38054,19.2943],[-99.37779,19.29419],[-99.37574,19.29419],[-99.37179,19.29412],[-99.36874,19.29401],[-99.36543,19.29392],[-99.36198,19.29387],[-99.35816,19.29372],[-99.35547,19.29365],[-99.3526,19.29482],[-99.35025,19.29728],[-99.34858,19.29903]]}}
Línea 400.0 kV | LineString | 400.0 kV | 3 |  |  | CFE |  |  |  |  | OpenStreetMap | {"type":"Feature","properties":{},"geometry":{"type":"LineString","coordinates":[[-99.52854,19.28038],[-99.52766,19.28043],[-99.52674,19.28048],[-99.52582,19.28051],[-99.52486,19.28054],[-99.52371,19.28023],[-99.52262,19.27998],[-99.52151,19.27969],[-99.5205,19.27943],[-99.51936,19.27913],[-99.51831,19.27885],[-99.51718,19.2789],[-99.51616,19.27896],[-99.51507,19.279],[-99.51411,19.27905],[-99.5131,19.27909],[-99.51197,19.27913],[-99.5108,19.27916],[-99.50994,19.2792],[-99.50923,19.27923],[-99.50806,19.27928],[-99.50678,19.27934],[-99.50574,19.27939],[-99.50463,19.27944],[-99.50359,19.27948],[-99.50258,19.27953],[-99.50167,19.27958],[-99.50073,19.27962],[-99.49964,19.27967],[-99.49862,19.27972],[-99.49759,19.27977]]}}
Línea 400.0 kV | LineString | 400.0 kV | 3 |  |  | Comisión Federal de Electricidad |  |  |  |  | OpenStreetMap | {"type":"Feature","properties":{},"geometry":{"type":"LineString","coordinates":[[-99.62793,19.27359],[-99.62485,19.27435],[-99.6215,19.2747],[-99.6182,19.27498],[-99.61479,19.27532],[-99.6112,19.27564],[-99.60862,19.2759],[-99.60575,19.27616],[-99.60256,19.27648],[-99.59961,19.27663],[-99.59606,19.27679],[-99.59447,19.27688],[-99.59281,19.27697],[-99.58936,19.27712],[-99.58622,19.27727],[-99.58366,19.27744],[-99.58019,19.27758],[-99.57651,19.27775],[-99.57317,19.27792],[-99.57022,19.27806]]}}
Línea 400.0 kV | LineString | 400.0 kV |  |  |  | CFE |  |  |  |  | OpenStreetMap | {"type":"Feature","properties":{},"geometry":{"type":"LineString","coordinates":[[-99.7156,19.28715],[-99.71496,19.28692],[-99.71398,19.28661],[-99.71077,19.28556],[-99.70736,19.28446],[-99.704,19.28332],[-99.70296,19.28323]]}}
Línea 400.0 kV | LineString | 400.0 kV | 4 |  |  | Comisión Federal de Electricidad |  |  |  |  | OpenStreetMap | {"type":"Feature","properties":{},"geometry":{"type":"LineString","coordinates":[[-99.63325,19.27257],[-99.63401,19.2725],[-99.63503,19.27224],[-99.6359,19.27205],[-99.637,19.27178],[-99.63775,19.27161],[-99.63881,19.27137],[-99.63992,19.2711],[-99.64104,19.27084],[-99.64216,19.2706],[-99.64312,19.27035],[-99.6442,19.2701],[-99.64527,19.26986],[-99.6464,19.26958],[-99.64756,19.26933],[-99.64859,19.26907],[-99.64966,19.26882],[-99.65073,19.26858],[-99.65162,19.26837],[-99.65273,19.26811],[-99.65354,19.26793],[-99.65503,19.26788],[-99.65588,19.26815],[-99.65695,19.26851],[-99.65802,19.26888],[-99.65905,19.2692],[-99.65997,19.26953],[-99.66105,19.26983],[-99.66177,19.27004],[-99.66248,19.27027],[-99.66343,19.27059],[-99.66441,19.27093],[-99.66541,19.27127],[-99.66633,19.2716],[-99.66743,19.27196],[-99.66853,19.27232],[-99.66958,19.27268],[-99.67054,19.27298],[-99.67158,19.27332],[-99.67263,19.27366],[-99.67366,19.27399],[-99.67471,19.27435],[-99.67576,19.27468],[-99.67685,19.27503],[-99.67789,19.27537],[-99.67887,19.27563],[-99.67993,19.27595],[-99.68118,19.27648]]}}
Línea 400.0 kV | LineString | 400.0 kV | 1 |  |  | CFE |  |  |  |  | OpenStreetMap | {"type":"Feature","properties":{},"geometry":{"type":"LineString","coordinates":[[-98.83807,19.54427],[-98.83693,19.54317]]}}
Línea 400.0 kV | LineString | 400.0 kV | 1 |  |  | CFE |  |  |  |  | OpenStreetMap | {"type":"Feature","properties":{},"geometry":{"type":"LineString","coordinates":[[-98.83824,19.54382],[-98.83693,19.54317]]}}
Línea 400.0 kV | LineString | 400.0 kV | 3 |  |  | CFE |  |  |  |  | OpenStreetMap | {"type":"Feature","properties":{},"geometry":{"type":"LineString","coordinates":[[-99.56798,19.27816],[-99.5635,19.27839],[-99.55997,19.27857],[-99.55673,19.27873],[-99.55304,19.2789],[-99.5503,19.27902],[-99.54951,19.27906],[-99.54811,19.27913],[-99.5459,19.27924],[-99.54239,19.27939],[-99.53886,19.27957],[-99.53547,19.27978],[-99.53204,19.27993],[-99.52938,19.28005],[-99.52854,19.28038]]}}
Línea 400.0 kV | LineString | 400.0 kV | 2 |  |  | CFE |  |  |  |  | OpenStreetMap | {"type":"Feature","properties":{},"geometry":{"type":"LineString","coordinates":[[-99.57022,19.27806],[-99.56798,19.27816]]}}
Línea 400.0 kV | LineString | 400.0 kV | 3 |  |  | Comisión Federal de Electricidad |  |  |  |  | OpenStreetMap | {"type":"Feature","properties":{},"geometry":{"type":"LineString","coordinates":[[-99.63246,19.27273],[-99.63325,19.27257]]}}
Línea 400.0 kV | LineString | 400.0 kV | 1 |  |  | Comisión Federal de Electricidad |  |  |  |  | OpenStreetMap | {"type":"Feature","properties":{},"geometry":{"type":"LineString","coordinates":[[-99.63246,19.27273],[-99.63158,19.27278],[-99.63074,19.27302],[-99.6297,19.27328],[-99.62882,19.27343],[-99.62793,19.27359]]}}
Línea 400.0 kV | LineString | 400.0 kV |  |  |  | CFE |  |  |  |  | OpenStreetMap | {"type":"Feature","properties":{},"geometry":{"type":"LineString","coordinates":[[-99.41991,19.29503],[-99.41927,19.29542],[-99.41837,19.29584],[-99.41735,19.29601],[-99.4162,19.29618],[-99.41541,19.2963],[-99.41446,19.29644],[-99.4132,19.29656],[-99.41207,19.29687],[-99.41113,19.29704],[-99.41017,19.29689],[-99.40912,19.2967],[-99.40799,19.29653],[-99.40739,19.2959],[-99.40652,19.29575]]}}
Línea 400.0 kV | LineString | 400.0 kV | 1 |  |  | CFE |  |  |  |  | OpenStreetMap | {"type":"Feature","properties":{},"geometry":{"type":"LineString","coordinates":[[-99.31593,19.44187],[-99.31455,19.444]]}}
Línea 400.0 kV | LineString | 400.0 kV | 1 |  |  | CFE |  |  |  |  | OpenStreetMap | {"type":"Feature","properties":{},"geometry":{"type":"LineString","coordinates":[[-99.31593,19.44187],[-99.3146,19.44344]]}}
Línea 400.0 kV | LineString | 400.0 kV | 2 |  |  | CFE |  |  |  |  | OpenStreetMap | {"type":"Feature","properties":{},"geometry":{"type":"LineString","coordinates":[[-99.31455,19.444],[-99.31034,19.45054],[-99.31004,19.451],[-99.30702,19.45561],[-99.30475,19.45917],[-99.3027,19.46226],[-99.29925,19.46752],[-99.29637,19.47202],[-99.29409,19.47347],[-99.29072,19.47556],[-99.28686,19.47839],[-99.28418,19.48037],[-99.28371,19.48079]]}}
Línea 400.0 kV | LineString | 400.0 kV | 1 |  |  | CFE |  |  |  |  | OpenStreetMap | {"type":"Feature","properties":{},"geometry":{"type":"LineString","coordinates":[[-86.93195,20.83282],[-86.93115,20.83266]]}}
Línea 400.0 kV | LineString | 400.0 kV | 1 |  |  | CFE |  |  |  |  | OpenStreetMap | {"type":"Feature","properties":{},"geometry":{"type":"LineString","coordinates":[[-86.93116,20.83289],[-86.93195,20.83282]]}}
Línea 400.0 kV | LineString | 400.0 kV | 1 |  |  | CFE |  |  |  |  | OpenStreetMap | {"type":"Feature","properties":{},"geometry":{"type":"LineString","coordinates":[[-86.93115,20.83266],[-86.93058,20.83261],[-86.93043,20.8326]]}}
Línea 400.0 kV | LineString | 400.0 kV | 1 |  |  | CFE |  |  |  |  | OpenStreetMap | {"type":"Feature","properties":{},"geometry":{"type":"LineString","coordinates":[[-86.93058,20.83261],[-86.93056,20.83285],[-86.93116,20.83289]]}}
Línea 400.0 kV | LineString | 400.0 kV | 1 |  |  | CFE |  |  |  |  | OpenStreetMap | {"type":"Feature","properties":{},"geometry":{"type":"LineString","coordinates":[[-97.33649,21.01426],[-97.33668,21.01396],[-97.33627,21.0129],[-97.33582,21.01274]]}}
Línea 400.0 kV | LineString | 400.0 kV | 1 |  |  | CFE |  |  |  |  | OpenStreetMap | {"type":"Feature","properties":{},"geometry":{"type":"LineString","coordinates":[[-98.84388,22.04869],[-98.84465,22.04834]]}}
Línea 400.0 kV | LineString | 400.0 kV | 1 |  |  | CFE |  |  |  |  | OpenStreetMap | {"type":"Feature","properties":{},"geometry":{"type":"LineString","coordinates":[[-98.84388,22.04869],[-98.84451,22.04811]]}}
Línea 400.0 kV | LineString | 400.0 kV | 1 |  |  | CFE |  |  |  |  | OpenStreetMap | {"type":"Feature","properties":{},"geometry":{"type":"LineString","coordinates":[[-98.84534,22.04512],[-98.8448,22.04533]]}}
Línea 400.0 kV | LineString | 400.0 kV | 1 |  |  | CFE |  |  |  |  | OpenStreetMap | {"type":"Feature","properties":{},"geometry":{"type":"LineString","coordinates":[[-98.84534,22.04512],[-98.84495,22.04553]]}}
Línea 400.0 kV | LineString | 400.0 kV | 1 |  |  | Comisión Federal de Electricidad |  |  |  |  | OpenStreetMap | {"type":"Feature","properties":{},"geometry":{"type":"LineString","coordinates":[[-88.2638,20.68526],[-88.26372,20.68465]]}}
Línea 400.0 kV | LineString | 400.0 kV | 1 |  |  | Comisión Federal de Electricidad |  |  |  |  | OpenStreetMap | {"type":"Feature","properties":{},"geometry":{"type":"LineString","coordinates":[[-88.26372,20.68465],[-88.26353,20.68523]]}}
Línea 400.0 kV | LineString | 400.0 kV | 1 |  |  | Comisión Federal de Electricidad |  |  |  |  | OpenStreetMap | {"type":"Feature","properties":{},"geometry":{"type":"LineString","coordinates":[[-88.26261,20.68489],[-88.26242,20.68554]]}}
Línea 400.0 kV | LineString | 400.0 kV | 1 |  |  | Comisión Federal de Electricidad |  |  |  |  | OpenStreetMap | {"type":"Feature","properties":{},"geometry":{"type":"LineString","coordinates":[[-88.26269,20.68556],[-88.26261,20.68489]]}}
Línea 400.0 kV | LineString | 400.0 kV | 1 |  |  | CFE |  |  |  |  | OpenStreetMap | {"type":"Feature","properties":{},"geometry":{"type":"LineString","coordinates":[[-98.75449,21.3095],[-98.75428,21.3098]]}}
Línea 400.0 kV | LineString | 400.0 kV | 1 |  |  | CFE |  |  |  |  | OpenStreetMap | {"type":"Feature","properties":{},"geometry":{"type":"LineString","coordinates":[[-98.75453,21.30988],[-98.75449,21.3095]]}}
Línea 400.0 kV | LineString | 400.0 kV | 4 |  |  | CFE |  |  |  |  | OpenStreetMap | {"type":"Feature","properties":{},"geometry":{"type":"LineString","coordinates":[[-100.54817,25.75257],[-100.54776,25.75297],[-100.54664,25.75373],[-100.54565,25.75451],[-100.54484,25.75512],[-100.54357,25.75612],[-100.54229,25.75707],[-100.54104,25.75801],[-100.54007,25.75874]]}}
Línea 400.0 kV | LineString | 400.0 kV | 2 |  |  | CFE |  |  |  |  | OpenStreetMap | {"type":"Feature","properties":{},"geometry":{"type":"LineString","coordinates":[[-100.54007,25.75874],[-100.53946,25.75919],[-100.53864,25.75984],[-100.53696,25.76113],[-100.53273,25.75939],[-100.53094,25.75955],[-100.53006,25.76017],[-100.52938,25.76108]]}}
Línea 400.0 kV | LineString | 400.0 kV | 1 |  |  | CFE |  |  |  |  | OpenStreetMap | {"type":"Feature","properties":{},"geometry":{"type":"LineString","coordinates":[[-98.19691,25.77966],[-98.19659,25.77919]]}}
Línea 400.0 kV | LineString | 400.0 kV | 1 |  |  | CFE |  |  |  |  | OpenStreetMap | {"type":"Feature","properties":{},"geometry":{"type":"LineString","coordinates":[[-98.19691,25.77966],[-98.19635,25.77973],[-98.19573,25.77926]]}}
Línea 400.0 kV | LineString | 400.0 kV | 1 |  |  | CFE |  |  |  |  | OpenStreetMap | {"type":"Feature","properties":{},"geometry":{"type":"LineString","coordinates":[[-104.45493,21.4274],[-104.4546,21.42774]]}}
Línea 400.0 kV | LineString | 400.0 kV | 1 |  |  | CFE |  |  |  |  | OpenStreetMap | {"type":"Feature","properties":{},"geometry":{"type":"LineString","coordinates":[[-104.45493,21.4274],[-104.45482,21.42786]]}}
Línea 400.0 kV | LineString | 400.0 kV | 1 |  |  | CFE |  |  |  |  | OpenStreetMap | {"type":"Feature","properties":{},"geometry":{"type":"LineString","coordinates":[[-99.53647,24.96621],[-99.53668,24.96673],[-99.53915,24.96929],[-99.54101,24.97355],[-99.54164,24.97494],[-99.54092,24.97607],[-99.53893,24.97741],[-99.53553,24.97976],[-99.53285,24.98161],[-99.5313,24.98421],[-99.53214,24.98727],[-99.53349,24.99223],[-99.53419,24.99485],[-99.53494,24.99753],[-99.53431,24.99946],[-99.53497,25.00353],[-99.53556,25.00738],[-99.53631,25.01229],[-99.53686,25.01577],[-99.54006,25.01705],[-99.54292,25.0183],[-99.54675,25.0198],[-99.55247,25.02212],[-99.55715,25.02403],[-99.56124,25.02566],[-99.56491,25.02712],[-99.56605,25.02971],[-99.56885,25.036],[-99.57072,25.04017],[-99.57281,25.0449],[-99.57467,25.04908],[-99.57642,25.05297],[-99.57834,25.05732],[-99.58044,25.06202],[-99.58254,25.06673],[-99.58455,25.07119],[-99.58624,25.07503],[-99.58796,25.07889],[-99.59045,25.08446],[-99.59306,25.09036],[-99.59456,25.09371],[-99.5966,25.09829],[-99.59879,25.10317],[-99.60086,25.10782],[-99.6027,25.11197],[-99.60486,25.11679],[-99.60748,25.12255],[-99.60881,25.1256],[-99.61149,25.13163],[-99.6133,25.1357],[-99.61498,25.13947],[-99.61649,25.14281],[-99.61847,25.14727],[-99.6221,25.15186],[-99.62499,25.15552],[-99.62814,25.15953],[-99.63138,25.16364],[-99.63448,25.16756],[-99.63744,25.17129],[-99.64018,25.17476],[-99.64535,25.18131],[-99.64767,25.18426],[-99.65039,25.1877],[-99.65381,25.19204],[-99.65688,25.19592],[-99.65993,25.19977],[-99.66322,25.20395],[-99.66648,25.20809],[-99.66938,25.21177],[-99.67261,25.21586],[-99.67529,25.21927],[-99.67804,25.22271],[-99.6815,25.2271],[-99.6846,25.23104],[-99.68768,25.23496],[-99.69011,25.23801],[-99.69261,25.24117],[-99.69559,25.24493],[-99.69856,25.24867],[-99.70124,25.2521],[-99.70419,25.25584],[-99.70734,25.25982],[-99.71055,25.26386],[-99.71362,25.26772],[-99.71698,25.27198],[-99.72008,25.27588],[-99.72293,25.27949],[-99.72645,25.28394],[-99.72947,25.28775],[-99.73275,25.29188],[-99.73587,25.2958],[-99.73914,25.29993],[-99.74208,25.30367],[-99.74523,25.30756],[-99.74851,25.31174],[-99.7517,25.31575],[-99.75455,25.31934],[-99.7569,25.32233],[-99.75963,25.32594],[-99.76309,25.33049],[-99.76604,25.33435],[-99.76892,25.33815],[-99.77214,25.34241],[-99.77523,25.34649],[-99.77847,25.35071],[-99.78149,25.35473],[-99.78421,25.35832],[-99.78673,25.36169],[-99.78918,25.36489],[-99.79356,25.37069],[-99.79781,25.37623],[-99.80066,25.37997],[-99.80391,25.38426],[-99.80696,25.3883],[-99.80997,25.39224],[-99.81323,25.3965],[-99.81625,25.40055],[-99.81934,25.40457],[-99.82254,25.40877],[-99.82559,25.41279],[-99.82877,25.41699],[-99.83185,25.42103],[-99.8351,25.4253],[-99.83813,25.42933],[-99.84069,25.4327],[-99.8452,25.43865],[-99.84816,25.44248],[-99.85176,25.44727],[-99.8552,25.4518],[-99.85814,25.45563],[-99.86138,25.4599],[-99.86452,25.46402],[-99.86755,25.468],[-99.87089,25.47239],[-99.87406,25.47656],[-99.87701,25.48042],[-99.87984,25.48413],[-99.8832,25.48856],[-99.88638,25.49274],[-99.88932,25.49661],[-99.89225,25.50104],[-99.89479,25.5049],[-99.89748,25.50896],[-99.89958,25.51214],[-99.90293,25.51722],[-99.90566,25.52138],[-99.90865,25.52589],[-99.91217,25.53124],[-99.91487,25.53532],[-99.91763,25.53951],[-99.9204,25.5437],[-99.92332,25.54813],[-99.92614,25.5524],[-99.92903,25.55676],[-99.93178,25.56094],[-99.9344,25.56491],[-99.93704,25.56891],[-99.93999,25.57117],[-99.94076,25.57116]]}}
Línea 400.0 kV | LineString | 400.0 kV | 1 |  |  | CFE |  |  |  |  | OpenStreetMap | {"type":"Feature","properties":{},"geometry":{"type":"LineString","coordinates":[[-99.53576,24.96647],[-99.53624,24.96748],[-99.5389,24.97011],[-99.54035,24.97348],[-99.54088,24.97474],[-99.54049,24.97539],[-99.53936,24.97625],[-99.53706,24.97789],[-99.53419,24.97994],[-99.53189,24.98159],[-99.53062,24.98426],[-99.53137,24.98725],[-99.53252,24.99165],[-99.53327,24.99472],[-99.53361,24.99944],[-99.53406,25.00309],[-99.53442,25.00621],[-99.53488,25.00958],[-99.53527,25.01299],[-99.53574,25.01637],[-99.53786,25.01721],[-99.54248,25.01902],[-99.54563,25.02026],[-99.54784,25.02119],[-99.55205,25.02285],[-99.55739,25.02498],[-99.56164,25.02666],[-99.56455,25.02782],[-99.56517,25.02919],[-99.56795,25.03541],[-99.57001,25.04004],[-99.57218,25.04493],[-99.57411,25.04924],[-99.57607,25.05363],[-99.57817,25.05836],[-99.58015,25.06281],[-99.58218,25.06734],[-99.58401,25.07142],[-99.58563,25.07509],[-99.58784,25.08007],[-99.58979,25.08442],[-99.59195,25.08928],[-99.59379,25.09341],[-99.59611,25.0986],[-99.59836,25.10367],[-99.60059,25.10862],[-99.60253,25.11298],[-99.60454,25.1175],[-99.60686,25.12261],[-99.6084,25.12609],[-99.61101,25.13199],[-99.61276,25.13592],[-99.61446,25.13969],[-99.61606,25.14327],[-99.61805,25.14773],[-99.61901,25.14985],[-99.62118,25.15481],[-99.62411,25.15845],[-99.62763,25.16282],[-99.63097,25.16695],[-99.63469,25.1716],[-99.63878,25.17667],[-99.64308,25.18201],[-99.64651,25.18628],[-99.64933,25.18977],[-99.65291,25.19424],[-99.65591,25.19796],[-99.65899,25.20177],[-99.66217,25.20576],[-99.66562,25.21003],[-99.66884,25.21401],[-99.67201,25.21797],[-99.67403,25.22052],[-99.67738,25.22463],[-99.68055,25.22857],[-99.68374,25.23255],[-99.68712,25.23672],[-99.68918,25.2393],[-99.69128,25.24189],[-99.695,25.24651],[-99.6973,25.24936],[-99.69906,25.25153],[-99.70245,25.25575],[-99.70587,25.25997],[-99.7092,25.26413],[-99.71237,25.26802],[-99.71582,25.27232],[-99.71893,25.27619],[-99.72165,25.27954],[-99.72504,25.28376],[-99.7283,25.28781],[-99.73162,25.29191],[-99.73477,25.29583],[-99.73823,25.30009],[-99.74127,25.3039],[-99.74451,25.30788],[-99.74767,25.31181],[-99.75085,25.31574],[-99.75376,25.31935],[-99.75643,25.32264],[-99.75922,25.32636],[-99.76254,25.33072],[-99.76569,25.33485],[-99.76862,25.33874],[-99.77168,25.34274],[-99.77489,25.34697],[-99.77809,25.35121],[-99.78103,25.35508],[-99.78386,25.35882],[-99.78621,25.36194],[-99.78857,25.36504],[-99.79086,25.36802],[-99.79306,25.371],[-99.79648,25.37544],[-99.79955,25.37948],[-99.80263,25.38354],[-99.80566,25.38752],[-99.80871,25.39154],[-99.81183,25.39566],[-99.81486,25.39965],[-99.81791,25.40363],[-99.82117,25.40794],[-99.82438,25.41217],[-99.82742,25.41617],[-99.83044,25.42012],[-99.83363,25.42434],[-99.83717,25.42904],[-99.84011,25.43289],[-99.84445,25.4386],[-99.84727,25.44231],[-99.85142,25.44773],[-99.85509,25.45256],[-99.85882,25.45747],[-99.86239,25.46216],[-99.86534,25.46604],[-99.8684,25.47006],[-99.87133,25.47391],[-99.87454,25.47813],[-99.87756,25.48211],[-99.88033,25.48572],[-99.88371,25.49017],[-99.88662,25.49401],[-99.88882,25.4969],[-99.89157,25.50105],[-99.8945,25.5055],[-99.8974,25.50991],[-99.90023,25.51419],[-99.90305,25.51849],[-99.90539,25.52201],[-99.90831,25.52645],[-99.9116,25.53144],[-99.91431,25.53554],[-99.91718,25.53988],[-99.92005,25.54422],[-99.92278,25.54837],[-99.9256,25.55264],[-99.9283,25.55672],[-99.93108,25.56094],[-99.93397,25.5653],[-99.93658,25.56926],[-99.94005,25.57188],[-99.94366,25.57462],[-99.94765,25.57763],[-99.95112,25.58023],[-99.95418,25.58255],[-99.95743,25.58499],[-99.96034,25.58721],[-99.96209,25.59106],[-99.96407,25.59544],[-99.96617,25.60011],[-99.96769,25.60347],[-99.96968,25.60788],[-99.97165,25.61224],[-99.97334,25.61599],[-99.97512,25.61993],[-99.97648,25.62292],[-99.97816,25.62665],[-99.98238,25.63],[-99.98582,25.63272],[-99.98988,25.63592],[-99.99396,25.63916],[-99.99795,25.6423],[-100.00207,25.64554],[-100.00649,25.64905],[-100.01166,25.6531],[-100.01368,25.65465],[-100.01665,25.657],[-100.02077,25.66028],[-100.02519,25.66377],[-100.02868,25.66653],[-100.03274,25.66974],[-100.03695,25.67305],[-100.04111,25.67632],[-100.04545,25.67977],[-100.04946,25.68294],[-100.05405,25.68653],[-100.05843,25.68994],[-100.06177,25.69261],[-100.06483,25.69504],[-100.06833,25.69777],[-100.07292,25.70139],[-100.07645,25.70419],[-100.08048,25.70735],[-100.08459,25.71058],[-100.08748,25.71437],[-100.09019,25.71786],[-100.09229,25.72059],[-100.09337,25.72203],[-100.09747,25.72286],[-100.1001,25.72339],[-100.10084,25.72311]]}}
Línea 400.0 kV | LineString | 400.0 kV | 1 |  |  | CFE |  |  |  |  | OpenStreetMap | {"type":"Feature","properties":{},"geometry":{"type":"LineString","coordinates":[[-100.27982,20.46883],[-100.27972,20.46932]]}}
Línea 400.0 kV | LineString | 400.0 kV | 1 |  |  | CFE |  |  |  |  | OpenStreetMap | {"type":"Feature","properties":{},"geometry":{"type":"LineString","coordinates":[[-100.27972,20.46932],[-100.27956,20.46885]]}}
Línea 400.0 kV | LineString | 400.0 kV | 1 |  |  | CFE |  |  |  |  | OpenStreetMap | {"type":"Feature","properties":{},"geometry":{"type":"LineString","coordinates":[[-90.76257,18.61323],[-90.76277,18.61274]]}}
Línea 400.0 kV | LineString | 400.0 kV | 1 |  |  | CFE |  |  |  |  | OpenStreetMap | {"type":"Feature","properties":{},"geometry":{"type":"LineString","coordinates":[[-90.76257,18.61323],[-90.7625,18.61272]]}}
Línea 400.0 kV | LineString | 400.0 kV | 1 |  |  | CFE |  |  |  |  | OpenStreetMap | {"type":"Feature","properties":{},"geometry":{"type":"LineString","coordinates":[[-90.76304,18.61388],[-90.76324,18.61336]]}}
Línea 400.0 kV | LineString | 400.0 kV | 1 |  |  | CFE |  |  |  |  | OpenStreetMap | {"type":"Feature","properties":{},"geometry":{"type":"LineString","coordinates":[[-90.76304,18.61388],[-90.76297,18.61334]]}}
Línea 400.0 kV | LineString | 400.0 kV | 1 |  |  | CFE |  |  |  |  | OpenStreetMap | {"type":"Feature","properties":{},"geometry":{"type":"LineString","coordinates":[[-97.50391,20.51124],[-97.50433,20.5109]]}}
Línea 400.0 kV | LineString | 400.0 kV | 1 |  |  | CFE |  |  |  |  | OpenStreetMap | {"type":"Feature","properties":{},"geometry":{"type":"LineString","coordinates":[[-97.50391,20.51124],[-97.50444,20.5111]]}}
Línea 400.0 kV | LineString | 400.0 kV | 1 |  |  | CFE |  |  |  |  | OpenStreetMap | {"type":"Feature","properties":{},"geometry":{"type":"LineString","coordinates":[[-97.04675,18.89305],[-97.04711,18.89252]]}}
Línea 400.0 kV | LineString | 400.0 kV | 1 |  |  | CFE |  |  |  |  | OpenStreetMap | {"type":"Feature","properties":{},"geometry":{"type":"LineString","coordinates":[[-98.13589,19.08208],[-98.13513,19.08201],[-98.13224,19.08071],[-98.12861,19.07902],[-98.12562,19.07776],[-98.12277,19.07721],[-98.11862,19.07641],[-98.11433,19.07554],[-98.1103,19.07473],[-98.10602,19.07393],[-98.10152,19.07307],[-98.09733,19.07211],[-98.09327,19.07145],[-98.08922,19.07066],[-98.0852,19.06986],[-98.08108,19.06906],[-98.07654,19.06815],[-98.07225,19.06737],[-98.06776,19.06642],[-98.06366,19.06567],[-98.05966,19.06489],[-98.0551,19.06396],[-98.04958,19.06285],[-98.04308,19.06143],[-98.03982,19.06077],[-98.03552,19.05986],[-98.03161,19.05904],[-98.02788,19.05823],[-98.02405,19.05739],[-98.02013,19.05659],[-98.01578,19.05571],[-98.01159,19.05474],[-98.00779,19.05397],[-98.00389,19.05318],[-98.00023,19.05233],[-97.99628,19.0514],[-97.9926,19.05063],[-97.9885,19.04971],[-97.98484,19.04899],[-97.9816,19.0473],[-97.97794,19.04534],[-97.97413,19.04333],[-97.97027,19.04126],[-97.96638,19.03926],[-97.9625,19.03728],[-97.9584,19.03497],[-97.95449,19.0329],[-97.95095,19.03106],[-97.94734,19.02915],[-97.944,19.02738],[-97.94053,19.02559],[-97.93723,19.0238],[-97.93393,19.0221],[-97.93027,19.02016],[-97.92694,19.01834],[-97.92339,19.01718],[-97.91936,19.01581],[-97.91513,19.0144],[-97.91087,19.01298],[-97.90674,19.01157],[-97.90286,19.01023],[-97.89887,19.00882],[-97.8948,19.00746],[-97.89083,19.00612],[-97.88713,19.00484],[-97.88307,19.00349],[-97.87925,19.00223],[-97.87527,19.00089],[-97.87073,18.99945],[-97.86667,18.99803],[-97.86275,18.99668],[-97.8586,18.99533],[-97.85433,18.9938],[-97.85014,18.99237],[-97.84594,18.99099],[-97.84189,18.98963],[-97.83773,18.98821],[-97.83356,18.98678],[-97.82938,18.98542],[-97.82513,18.98387],[-97.82106,18.98259],[-97.81653,18.98097],[-97.8123,18.97955],[-97.80808,18.97815],[-97.80372,18.97662],[-97.79942,18.97511],[-97.7955,18.97376],[-97.79123,18.97229],[-97.7871,18.97083],[-97.78298,18.96943],[-97.77892,18.96803],[-97.77481,18.96662],[-97.77057,18.96518],[-97.76638,18.96367],[-97.76231,18.96225],[-97.7582,18.96084],[-97.75444,18.95959],[-97.75044,18.95828],[-97.74622,18.95677],[-97.74232,18.95543],[-97.73832,18.95412],[-97.73438,18.95272],[-97.72994,18.95116],[-97.72543,18.94959],[-97.72145,18.94826],[-97.71759,18.94696],[-97.71359,18.94562],[-97.7097,18.94426],[-97.70559,18.94286],[-97.70138,18.94145],[-97.69767,18.94018],[-97.69368,18.93879],[-97.68971,18.93747],[-97.68581,18.93613],[-97.68186,18.93476],[-97.67783,18.93343],[-97.67412,18.93211],[-97.67021,18.93077],[-97.66602,18.92941],[-97.66208,18.92803],[-97.65802,18.92658],[-97.65384,18.92522],[-97.64969,18.92382],[-97.64563,18.92244],[-97.64142,18.92106],[-97.6374,18.9197],[-97.63329,18.91824],[-97.62914,18.91684],[-97.62499,18.9154],[-97.62077,18.91396],[-97.61659,18.91254],[-97.6123,18.91111],[-97.60828,18.90975],[-97.60403,18.90829],[-97.59868,18.90646],[-97.59512,18.90524],[-97.59244,18.90432],[-97.59,18.90346],[-97.58653,18.90234],[-97.58189,18.90074],[-97.5781,18.89942],[-97.57432,18.89815],[-97.57005,18.89671],[-97.56602,18.89532],[-97.56162,18.89384],[-97.55763,18.89247],[-97.55364,18.8911],[-97.54966,18.88969],[-97.54567,18.88835],[-97.54197,18.88707],[-97.53769,18.88562],[-97.53336,18.88421],[-97.52941,18.88283],[-97.52579,18.88158],[-97.51963,18.87938],[-97.51575,18.87813],[-97.51083,18.8764],[-97.50693,18.87504],[-97.50137,18.87316],[-97.49803,18.87351],[-97.49311,18.87393],[-97.48918,18.87419],[-97.48512,18.87455],[-97.48079,18.87489],[-97.47651,18.87524],[-97.4721,18.87553],[-97.46783,18.87597],[-97.4635,18.87631],[-97.45907,18.87664],[-97.45481,18.87698],[-97.4507,18.87735],[-97.44633,18.87765],[-97.44206,18.87804],[-97.43766,18.87837],[-97.4333,18.87871],[-97.42898,18.87911],[-97.4246,18.87955],[-97.42031,18.87972],[-97.41604,18.88002],[-97.41183,18.88042],[-97.40741,18.88077],[-97.40319,18.88113],[-97.39872,18.88143],[-97.39485,18.88174],[-97.3907,18.88208],[-97.38618,18.88242],[-97.38218,18.88269],[-97.37805,18.88306],[-97.37403,18.88338],[-97.36985,18.8837],[-97.36546,18.88404],[-97.36077,18.88446],[-97.35602,18.8851],[-97.35155,18.8857],[-97.34768,18.88632],[-97.34349,18.88681],[-97.33913,18.88737],[-97.33485,18.88795],[-97.33034,18.88859],[-97.3261,18.88912],[-97.32193,18.88973],[-97.31725,18.89036],[-97.3121,18.8909],[-97.30822,18.89145],[-97.30156,18.89149],[-97.2961,18.89149],[-97.29131,18.89155],[-97.28665,18.89152],[-97.28281,18.89161],[-97.27928,18.89164],[-97.27571,18.89163],[-97.27056,18.89167],[-97.2661,18.89159],[-97.26155,18.89179],[-97.25705,18.89176],[-97.25175,18.89173],[-97.248,18.89171],[-97.24326,18.89178],[-97.23932,18.89179],[-97.23535,18.8911],[-97.23132,18.89037],[-97.22686,18.88957],[-97.2212,18.88852],[-97.21708,18.88778],[-97.21349,18.88712],[-97.21021,18.88655],[-97.20144,18.88501],[-97.19628,18.88412],[-97.19369,18.88369],[-97.18984,18.88298],[-97.18386,18.88364],[-97.17563,18.88427],[-97.16604,18.88548],[-97.16011,18.886],[-97.15397,18.88624],[-97.14821,18.88528],[-97.14535,18.88633],[-97.14186,18.88883],[-97.13771,18.88979],[-97.13363,18.89066],[-97.13188,18.89109],[-97.1291,18.89176],[-97.12721,18.89221],[-97.12507,18.89268],[-97.12301,18.89299],[-97.1214,18.89331],[-97.1188,18.89371],[-97.11704,18.89403],[-97.11464,18.89447],[-97.11289,18.8947],[-97.11074,18.89503],[-97.10658,18.89575],[-97.10489,18.89601],[-97.10248,18.89637],[-97.10022,18.89682],[-97.09702,18.89727],[-97.0954,18.89759],[-97.09338,18.89786],[-97.09145,18.89823],[-97.08943,18.89854],[-97.08734,18.89884],[-97.08453,18.89929],[-97.08253,18.8997],[-97.08049,18.90003],[-97.07843,18.90031],[-97.07643,18.90064],[-97.07444,18.90098],[-97.07237,18.90136],[-97.07042,18.90159],[-97.06858,18.9015],[-97.06652,18.90139],[-97.06455,18.90129],[-97.06258,18.90122],[-97.05787,18.90103],[-97.05526,18.90086],[-97.05305,18.90073],[-97.05093,18.90062],[-97.04908,18.90054],[-97.04697,18.90041],[-97.04474,18.90032],[-97.04339,18.89985]]}}
Línea 400.0 kV | LineString | 400.0 kV | 1 |  |  | CFE |  |  |  |  | OpenStreetMap | {"type":"Feature","properties":{},"geometry":{"type":"LineString","coordinates":[[-97.04675,18.89305],[-97.04731,18.89268]]}}
Línea 400.0 kV | LineString | 400.0 kV | 1 |  |  | CFE |  |  |  |  | OpenStreetMap | {"type":"Feature","properties":{},"geometry":{"type":"LineString","coordinates":[[-100.2792,20.46935],[-100.27902,20.46888]]}}
Línea 400.0 kV | LineString | 400.0 kV | 1 |  |  | CFE |  |  |  |  | OpenStreetMap | {"type":"Feature","properties":{},"geometry":{"type":"LineString","coordinates":[[-100.28079,20.46924],[-100.28062,20.46877]]}}
Línea 400.0 kV | LineString | 400.0 kV | 1 |  |  | CFE |  |  |  |  | OpenStreetMap | {"type":"Feature","properties":{},"geometry":{"type":"LineString","coordinates":[[-100.2792,20.46935],[-100.27929,20.46886]]}}
Línea 400.0 kV | LineString | 400.0 kV | 2 |  |  | CFE |  |  |  |  | OpenStreetMap | {"type":"Feature","properties":{},"geometry":{"type":"LineString","coordinates":[[-100.28079,20.46924],[-100.28105,20.4725]]}}
Línea 400.0 kV | LineString | 400.0 kV | 1 |  |  | CFE |  |  |  |  | OpenStreetMap | {"type":"Feature","properties":{},"geometry":{"type":"LineString","coordinates":[[-100.13214,20.45507],[-100.13283,20.45486],[-100.13615,20.45532],[-100.13986,20.45582],[-100.14358,20.45631],[-100.14731,20.45621],[-100.15109,20.45704],[-100.15465,20.45782],[-100.15824,20.45828],[-100.16185,20.45879],[-100.16556,20.45929],[-100.16935,20.4598],[-100.17323,20.46032],[-100.17693,20.46082],[-100.17997,20.46123],[-100.18337,20.46169],[-100.1866,20.46212],[-100.1908,20.46267],[-100.19437,20.46315],[-100.19846,20.46371],[-100.20149,20.46412],[-100.20425,20.46441],[-100.20671,20.4647],[-100.21167,20.46525],[-100.21498,20.46563],[-100.21872,20.46605],[-100.22261,20.46649],[-100.22632,20.4669],[-100.22977,20.46728],[-100.23415,20.46778],[-100.23804,20.46822],[-100.24166,20.46863],[-100.24517,20.46902],[-100.25093,20.46969],[-100.25526,20.4702],[-100.25871,20.47058],[-100.26343,20.47113],[-100.26698,20.47152],[-100.2708,20.47196],[-100.27432,20.47234],[-100.27797,20.47277]]}}
Línea 400.0 kV | LineString | 400.0 kV | 1 |  |  | CFE |  |  |  |  | OpenStreetMap | {"type":"Feature","properties":{},"geometry":{"type":"LineString","coordinates":[[-100.12382,20.45976],[-100.12309,20.45979],[-100.1227,20.45974],[-100.12214,20.45944]]}}
Línea 400.0 kV | LineString | 400.0 kV | 1 |  |  | CFE |  |  |  |  | OpenStreetMap | {"type":"Feature","properties":{},"geometry":{"type":"LineString","coordinates":[[-100.12382,20.45976],[-100.12312,20.45954],[-100.12272,20.45949],[-100.12197,20.45901]]}}
Línea 400.0 kV | LineString | 400.0 kV | 2 |  |  | CFE |  |  |  |  | OpenStreetMap | {"type":"Feature","properties":{},"geometry":{"type":"LineString","coordinates":[[-100.13214,20.45507],[-100.13087,20.45774],[-100.12969,20.46023],[-100.127,20.46079],[-100.12493,20.46026],[-100.12382,20.45976]]}}
Línea 400.0 kV | LineString | 400.0 kV |  |  |  | CFE |  |  |  |  | OpenStreetMap | {"type":"Feature","properties":{},"geometry":{"type":"LineString","coordinates":[[-100.36313,25.86732],[-100.36269,25.86718],[-100.36274,25.86779],[-100.36208,25.86779]]}}
Línea 400.0 kV | LineString | 400.0 kV |  |  |  | CFE |  |  |  |  | OpenStreetMap | {"type":"Feature","properties":{},"geometry":{"type":"LineString","coordinates":[[-100.36458,25.86877],[-100.36435,25.86894],[-100.36332,25.86847],[-100.36231,25.86827]]}}
Línea 400.0 kV | LineString | 400.0 kV |  |  |  | CFE |  |  |  |  | OpenStreetMap | {"type":"Feature","properties":{},"geometry":{"type":"LineString","coordinates":[[-100.36385,25.86929],[-100.36423,25.86931],[-100.36466,25.86903]]}}
Línea 400.0 kV | LineString | 400.0 kV |  |  |  | CFE |  |  |  |  | OpenStreetMap | {"type":"Feature","properties":{},"geometry":{"type":"LineString","coordinates":[[-100.36386,25.86978],[-100.36437,25.8698],[-100.36488,25.86973]]}}
Línea 400.0 kV | LineString | 400.0 kV | 1 |  |  | CFE |  |  |  |  | OpenStreetMap | {"type":"Feature","properties":{},"geometry":{"type":"LineString","coordinates":[[-103.50453,20.78849],[-103.50509,20.78902]]}}
Línea 400.0 kV | LineString | 400.0 kV | 1 |  |  | CFE |  |  |  |  | OpenStreetMap | {"type":"Feature","properties":{},"geometry":{"type":"LineString","coordinates":[[-103.50509,20.78902],[-103.50437,20.7887]]}}
Línea 400.0 kV | LineString | 400.0 kV | 1 |  |  | CFE |  |  |  |  | OpenStreetMap | {"type":"Feature","properties":{},"geometry":{"type":"LineString","coordinates":[[-98.75953,21.31281],[-98.7594,21.31274],[-98.75891,21.31245]]}}
Línea 400.0 kV | LineString | 400.0 kV | 1 |  |  | CFE |  |  |  |  | OpenStreetMap | {"type":"Feature","properties":{},"geometry":{"type":"LineString","coordinates":[[-101.42439,20.64146],[-101.42483,20.64103]]}}
Línea 400.0 kV | LineString | 400.0 kV | 1 |  |  | CFE |  |  |  |  | OpenStreetMap | {"type":"Feature","properties":{},"geometry":{"type":"LineString","coordinates":[[-101.42391,20.64041],[-101.4244,20.6401]]}}
Línea 400.0 kV | LineString | 400.0 kV | 1 |  |  | CFE |  |  |  |  | OpenStreetMap | {"type":"Feature","properties":{},"geometry":{"type":"LineString","coordinates":[[-101.42451,20.64034],[-101.42391,20.64041]]}}
Línea 400.0 kV | LineString | 400.0 kV | 1 |  |  | CFE |  |  |  |  | OpenStreetMap | {"type":"Feature","properties":{},"geometry":{"type":"LineString","coordinates":[[-99.46135,25.67559],[-99.46116,25.67512]]}}
Línea 400.0 kV | LineString | 400.0 kV | 1 |  |  | CFE |  |  |  |  | OpenStreetMap | {"type":"Feature","properties":{},"geometry":{"type":"LineString","coordinates":[[-99.46058,25.67587],[-99.46025,25.67543]]}}
Línea 400.0 kV | LineString | 400.0 kV | 1 |  |  | Comisión Federal de Electricidad |  |  |  |  | OpenStreetMap | {"type":"Feature","properties":{},"geometry":{"type":"LineString","coordinates":[[-113.21587,31.33337],[-113.21545,31.33401],[-113.21479,31.33572],[-113.21233,31.33826],[-113.20944,31.3413],[-113.20633,31.34453],[-113.20355,31.34738],[-113.20079,31.35023],[-113.19804,31.35311],[-113.19512,31.35611],[-113.19232,31.359],[-113.18985,31.36156],[-113.186,31.36279],[-113.18437,31.36547],[-113.18294,31.36784],[-113.18145,31.37022],[-113.17863,31.37314],[-113.17598,31.37584],[-113.17693,31.3774],[-113.17959,31.37935],[-113.18322,31.38201],[-113.1869,31.38475],[-113.19068,31.3875],[-113.19435,31.39019],[-113.19764,31.39262],[-113.20144,31.39541],[-113.20486,31.39792],[-113.2083,31.40045],[-113.21207,31.4032],[-113.21589,31.40599],[-113.2196,31.40875],[-113.22289,31.41117],[-113.22622,31.41358],[-113.23001,31.41636],[-113.23372,31.41908],[-113.23751,31.42184],[-113.24116,31.42453],[-113.24487,31.42726],[-113.24853,31.42995],[-113.25209,31.43256],[-113.25596,31.43539],[-113.25968,31.43811],[-113.26336,31.44083],[-113.26674,31.44325],[-113.2705,31.44438],[-113.27477,31.44565],[-113.27903,31.4469],[-113.28312,31.44811],[-113.28763,31.44758],[-113.29208,31.44706],[-113.29657,31.44652],[-113.30128,31.44596],[-113.30595,31.44541],[-113.31025,31.44489],[-113.3149,31.44435],[-113.3195,31.44382],[-113.32366,31.44332],[-113.32762,31.44284],[-113.33169,31.44234],[-113.33492,31.44196],[-113.33784,31.4416],[-113.34014,31.44133],[-113.34463,31.44083],[-113.34885,31.44031],[-113.35284,31.43982],[-113.3568,31.43936],[-113.36084,31.43888],[-113.36533,31.43834],[-113.3696,31.43784],[-113.37416,31.4373],[-113.37865,31.43676],[-113.38318,31.4362],[-113.38798,31.43564],[-113.39276,31.43505],[-113.39765,31.43449],[-113.40242,31.43392],[-113.40719,31.43336],[-113.41224,31.43273],[-113.41706,31.43217],[-113.42129,31.43163],[-113.42461,31.43316],[-113.42799,31.4347],[-113.432,31.43653],[-113.4362,31.43846],[-113.44038,31.44035],[-113.44428,31.44212],[-113.44776,31.44374],[-113.45078,31.44512],[-113.45421,31.44669],[-113.45717,31.44801],[-113.46146,31.44997],[-113.46587,31.45196],[-113.46979,31.45376],[-113.47351,31.45546],[-113.47755,31.45728],[-113.48185,31.45923],[-113.48633,31.46127],[-113.4903,31.46311],[-113.49377,31.46467],[-113.49722,31.46624],[-113.50057,31.46778],[-113.50414,31.46799],[-113.5077,31.46818],[-113.51147,31.46843],[-113.51448,31.46862],[-113.51798,31.46884],[-113.52166,31.46906],[-113.5247,31.46924],[-113.52813,31.46946],[-113.53182,31.4697],[-113.5355,31.46991],[-113.53906,31.47011],[-113.54297,31.47038],[-113.54664,31.4706],[-113.5503,31.47081],[-113.55365,31.47101],[-113.55691,31.47124],[-113.56048,31.47144],[-113.56363,31.47165],[-113.5672,31.47187],[-113.57045,31.47207],[-113.57413,31.4723],[-113.57769,31.4725],[-113.58114,31.47272],[-113.58483,31.47294],[-113.58855,31.47316],[-113.59217,31.4734],[-113.59575,31.47359],[-113.59928,31.47381],[-113.60298,31.47405],[-113.60629,31.47426],[-113.61008,31.47449],[-113.61394,31.47471],[-113.61728,31.47494],[-113.62073,31.47512],[-113.6245,31.47535],[-113.62786,31.47557],[-113.63033,31.47579],[-113.63187,31.47812],[-113.63387,31.48216],[-113.63555,31.48571],[-113.63677,31.4884],[-113.63786,31.49074],[-113.63886,31.49287],[-113.63997,31.49528],[-113.64122,31.49789],[-113.64236,31.5003],[-113.64359,31.50289],[-113.6455,31.50557],[-113.64666,31.50695],[-113.64769,31.50798],[-113.65026,31.50986],[-113.65215,31.51124],[-113.65386,31.51248],[-113.65733,31.51525],[-113.65953,31.51697],[-113.66179,31.51868],[-113.67574,31.52915],[-113.67811,31.53094],[-113.68055,31.53279],[-113.68281,31.53452],[-113.68519,31.53635],[-113.68768,31.5379],[-113.69047,31.54032],[-113.69354,31.54295],[-113.69668,31.54569],[-113.69984,31.5484],[-113.70325,31.55096],[-113.70412,31.5524],[-113.70672,31.5551],[-113.70987,31.55816],[-113.71305,31.56134],[-113.71626,31.56452],[-113.719,31.56719],[-113.7186,31.56815],[-113.72069,31.57024],[-113.72283,31.57236],[-113.72492,31.57443],[-113.72679,31.5763],[-113.72896,31.57836],[-113.73098,31.5804],[-113.73291,31.58242],[-113.73461,31.58448],[-113.73648,31.58657],[-113.73846,31.5885],[-113.74063,31.59067],[-113.74276,31.59277],[-113.74478,31.59481],[-113.74678,31.59674],[-113.74882,31.59873],[-113.75084,31.6009],[-113.75276,31.60288],[-113.75483,31.60499],[-113.75693,31.60715],[-113.75883,31.6092],[-113.76079,31.61128],[-113.76277,31.61337],[-113.7647,31.61549],[-113.76696,31.61767],[-113.76927,31.61997],[-113.77209,31.62144],[-113.7754,31.62253],[-113.77905,31.62369],[-113.78226,31.62475],[-113.78565,31.62588],[-113.78907,31.62697],[-113.7923,31.62805],[-113.79531,31.62871],[-113.79891,31.62916],[-113.80296,31.62959],[-113.80655,31.63003],[-113.81025,31.63044],[-113.81421,31.63091],[-113.81824,31.63136],[-113.8219,31.63179],[-113.82525,31.63216],[-113.82909,31.63262],[-113.83256,31.63295],[-113.83551,31.63331],[-113.83919,31.63373],[-113.84174,31.63405],[-113.8475,31.6346],[-113.85252,31.63529],[-113.85596,31.63568],[-113.85936,31.6361],[-113.86237,31.63641],[-113.8644,31.6369],[-113.86617,31.63781],[-113.86856,31.63975],[-113.87098,31.6416],[-113.87361,31.64368],[-113.87641,31.64594],[-113.87902,31.64795],[-113.88166,31.65003],[-113.8842,31.65203],[-113.8865,31.65383],[-113.88864,31.65551],[-113.8904,31.65721],[-113.89229,31.65943],[-113.89422,31.66169],[-113.8962,31.66393],[-113.89802,31.66611],[-113.89992,31.6682],[-113.90164,31.67026],[-113.90347,31.67243],[-113.90527,31.67453],[-113.9073,31.67686],[-113.90882,31.67875],[-113.90987,31.68078],[-113.91094,31.68301],[-113.91196,31.68522],[-113.91296,31.68746],[-113.9143,31.68942],[-113.91618,31.69098],[-113.91887,31.69278],[-113.92146,31.69459],[-113.92415,31.69641],[-113.92751,31.69867],[-113.93025,31.70057],[-113.93298,31.70241],[-113.93566,31.70426],[-113.93794,31.70549],[-113.94074,31.70621],[-113.944,31.7066],[-113.94755,31.70705],[-113.95097,31.70751],[-113.95466,31.70781],[-113.95662,31.70819],[-113.95914,31.70852],[-113.96255,31.70894],[-113.96568,31.70934],[-113.97163,31.71011],[-113.97422,31.71046],[-113.97748,31.71087],[-113.98031,31.71122],[-113.98388,31.71166],[-113.98809,31.71226],[-113.99157,31.71269],[-113.9955,31.71321],[-113.99893,31.71364],[-114.00236,31.71409],[-114.00567,31.71451],[-114.00945,31.7149],[-114.01368,31.7155],[-114.01815,31.71592],[-114.02267,31.71635],[-114.02749,31.71702],[-114.03185,31.71735],[-114.03628,31.71781],[-114.04076,31.71831],[-114.0456,31.7188],[-114.04978,31.71925],[-114.05354,31.71965],[-114.05712,31.72003],[-114.06018,31.72065],[-114.06362,31.72137],[-114.0672,31.72214],[-114.07117,31.7237],[-114.0756,31.72549],[-114.07994,31.72721],[-114.08418,31.72883],[-114.0883,31.73046],[-114.09276,31.73182],[-114.09732,31.73211],[-114.1013,31.73232],[-114.1055,31.73252],[-114.10959,31.73274],[-114.1138,31.73298],[-114.11774,31.7332],[-114.12192,31.73344],[-114.12631,31.73361],[-114.1301,31.73375],[-114.13291,31.73385],[-114.13657,31.73399],[-114.14081,31.73415],[-114.145,31.73432],[-114.14923,31.73445],[-114.15354,31.73459],[-114.1577,31.73474],[-114.16259,31.73486],[-114.16722,31.73494],[-114.17158,31.73502],[-114.17592,31.7351],[-114.17922,31.73517],[-114.18355,31.73527],[-114.18801,31.73534],[-114.19203,31.73544],[-114.19615,31.73556],[-114.19969,31.73567],[-114.20315,31.73572],[-114.20674,31.73607],[-114.2108,31.73651],[-114.21469,31.73689],[-114.2186,31.7373],[-114.22238,31.73772],[-114.22603,31.73811],[-114.23042,31.73857],[-114.23281,31.73838],[-114.23517,31.73821],[-114.23936,31.73707],[-114.24294,31.73617],[-114.24612,31.73527],[-114.24824,31.73542],[-114.25058,31.73552],[-114.25469,31.73695],[-114.25953,31.7387],[-114.26378,31.74021],[-114.26789,31.74167],[-114.27122,31.74286],[-114.2745,31.744],[-114.27874,31.74421],[-114.28352,31.74436],[-114.28843,31.74456],[-114.29299,31.74476],[-114.29757,31.74497],[-114.30225,31.74509],[-114.30706,31.74529],[-114.31136,31.74547],[-114.31304,31.74659],[-114.31692,31.74673],[-114.32125,31.74688],[-114.32555,31.74708],[-114.32985,31.74724],[-114.33423,31.74741],[-114.33876,31.74757],[-114.34361,31.74779],[-114.34862,31.74801],[-114.35335,31.74818],[-114.35827,31.74836],[-114.36305,31.74858],[-114.36787,31.74876],[-114.37292,31.74893],[-114.37765,31.74912],[-114.38222,31.7493],[-114.38721,31.74949],[-114.39197,31.74966],[-114.39692,31.74986],[-114.40169,31.75005],[-114.40663,31.75024],[-114.41143,31.75044],[-114.41599,31.75061],[-114.42041,31.7508],[-114.42473,31.75096],[-114.42891,31.7511],[-114.43263,31.75126],[-114.43604,31.75283],[-114.43967,31.7545],[-114.44346,31.75627],[-114.44738,31.75804],[-114.45129,31.75981],[-114.45528,31.76163],[-114.45896,31.76332],[-114.46215,31.7648],[-114.46516,31.7664],[-114.46871,31.76836],[-114.4728,31.77055],[-114.47679,31.77272],[-114.48086,31.77511],[-114.48445,31.77719],[-114.48815,31.77936],[-114.49152,31.78133],[-114.49509,31.78312],[-114.49887,31.78501],[-114.5026,31.78687],[-114.50647,31.78884],[-114.51003,31.79062],[-114.51327,31.79225],[-114.51654,31.79411],[-114.52022,31.79619],[-114.5239,31.79828],[-114.52705,31.80006],[-114.53044,31.80197],[-114.53434,31.8042],[-114.53788,31.80619],[-114.54041,31.80945],[-114.5431,31.81287],[-114.54584,31.81633],[-114.54848,31.8197],[-114.55119,31.82312],[-114.5539,31.82657],[-114.55649,31.82991],[-114.5589,31.83296],[-114.5614,31.83619],[-114.56392,31.83939],[-114.56642,31.84216],[-114.56891,31.8449],[-114.57144,31.84767],[-114.57381,31.85032],[-114.57617,31.85296],[-114.57915,31.85621],[-114.58297,31.8586],[-114.58706,31.86121],[-114.5909,31.86368],[-114.59483,31.8662],[-114.59884,31.86876],[-114.60282,31.87126],[-114.60663,31.87371],[-114.61058,31.87625],[-114.61436,31.87865],[-114.6182,31.8811],[-114.62166,31.8833],[-114.62512,31.88547],[-114.62909,31.88804],[-114.63306,31.89057],[-114.63701,31.89302],[-114.64115,31.89564],[-114.64524,31.89826],[-114.64928,31.90083],[-114.65273,31.90304],[-114.65562,31.90488],[-114.65852,31.9067],[-114.66221,31.90905],[-114.66621,31.91162],[-114.67035,31.91423],[-114.67445,31.91685],[-114.67642,31.91811],[-114.67908,31.92095],[-114.68204,31.92413],[-114.68502,31.92733],[-114.68804,31.93062],[-114.691,31.9338],[-114.69396,31.93697],[-114.69692,31.94018],[-114.69985,31.94334],[-114.7028,31.9465],[-114.70581,31.94971],[-114.70886,31.95301],[-114.71181,31.95621],[-114.71482,31.95943],[-114.71779,31.96262],[-114.72073,31.96583],[-114.72376,31.96905],[-114.72686,31.97239],[-114.72991,31.97565],[-114.73291,31.97886],[-114.736,31.98227],[-114.73898,31.98546],[-114.742,31.98871],[-114.74503,31.99194],[-114.74799,31.99511],[-114.75098,31.99834],[-114.75383,32.00135],[-114.75648,32.00422],[-114.75951,32.00746],[-114.76261,32.01082],[-114.7656,32.01403],[-114.76862,32.0173],[-114.77165,32.02054],[-114.77437,32.02342],[-114.77737,32.02665],[-114.78029,32.02983],[-114.78334,32.03311],[-114.78897,32.03912],[-114.79472,32.04536],[-114.79769,32.04851],[-114.80055,32.0516],[-114.80352,32.05477],[-114.80649,32.05794],[-114.8091,32.06073],[-114.81305,32.0608],[-114.81734,32.06085],[-114.82159,32.06095],[-114.82613,32.06104],[-114.83014,32.06107],[-114.83222,32.06307],[-114.83554,32.06629],[-114.8388,32.06946],[-114.84206,32.07257],[-114.84526,32.07569],[-114.8485,32.07883],[-114.8517,32.08191],[-114.85476,32.08484],[-114.8578,32.08785],[-114.86095,32.09085],[-114.86393,32.09375],[-114.86594,32.09572],[-114.86903,32.09865],[-114.87214,32.10168],[-114.87447,32.10394],[-114.87745,32.1068],[-114.88016,32.10943],[-114.88292,32.1121],[-114.8862,32.11523],[-114.88942,32.11837],[-114.89271,32.12155],[-114.89594,32.12464],[-114.89924,32.12788],[-114.90259,32.13109],[-114.90574,32.13414],[-114.90848,32.13677],[-114.91152,32.13968],[-114.91552,32.14193],[-114.9196,32.14422],[-114.92288,32.14609],[-114.926,32.14778],[-114.9292,32.14952],[-114.93236,32.15134],[-114.93646,32.15362],[-114.94024,32.15572],[-114.94415,32.15793],[-114.9476,32.15986],[-114.95068,32.16061],[-114.95249,32.15925],[-114.95583,32.15675],[-114.95918,32.15426],[-114.96255,32.15175],[-114.96566,32.14941],[-114.96824,32.14759],[-114.97231,32.14777],[-114.97703,32.14802],[-114.98166,32.1482],[-114.98648,32.14846],[-114.99103,32.14869],[-114.99557,32.1489],[-115.00028,32.14911],[-115.00454,32.14936],[-115.00906,32.14952],[-115.01071,32.15234],[-115.01214,32.15479],[-115.01376,32.15748],[-115.0137,32.16087],[-115.01367,32.1638],[-115.01366,32.16659],[-115.01453,32.16805],[-115.01858,32.16814],[-115.0235,32.16829],[-115.02827,32.16844],[-115.03313,32.16859],[-115.0378,32.16873],[-115.04191,32.16882],[-115.04628,32.16889],[-115.05107,32.16893],[-115.05584,32.16896],[-115.0606,32.16902],[-115.06537,32.16906],[-115.07015,32.1691],[-115.07482,32.16914],[-115.07975,32.16918],[-115.08484,32.16923],[-115.08867,32.16924],[-115.09331,32.1702],[-115.09793,32.17114],[-115.10211,32.17199],[-115.10659,32.17291],[-115.11103,32.17382],[-115.11478,32.17457],[-115.11772,32.17516],[-115.12097,32.17583],[-115.12598,32.17684],[-115.13038,32.17774],[-115.13474,32.17863],[-115.13896,32.1795],[-115.14355,32.18045],[-115.14816,32.18138],[-115.15253,32.18221],[-115.15696,32.18316],[-115.16118,32.18399],[-115.16506,32.18478],[-115.16914,32.18557],[-115.17327,32.18647],[-115.17768,32.18737],[-115.18228,32.18831],[-115.187,32.18929],[-115.19162,32.19018],[-115.19626,32.19111],[-115.20091,32.19212],[-115.20558,32.19303],[-115.20959,32.19386],[-115.2134,32.19462],[-115.2179,32.19559],[-115.22264,32.19651],[-115.22727,32.19744],[-115.23194,32.19838],[-115.2366,32.19934],[-115.24127,32.20029],[-115.2459,32.20125],[-115.25051,32.20215],[-115.25507,32.20308],[-115.25962,32.20401],[-115.26431,32.20494],[-115.26873,32.20586],[-115.27248,32.20661],[-115.27523,32.20717],[-115.27845,32.20776],[-115.28012,32.21089],[-115.28209,32.21459],[-115.28407,32.21822],[-115.28601,32.22185],[-115.28803,32.22548],[-115.28986,32.22894],[-115.29162,32.23221],[-115.29335,32.23538],[-115.2954,32.23921],[-115.29704,32.2422],[-115.29869,32.2452],[-115.30026,32.24811],[-115.30199,32.25127],[-115.30383,32.25472],[-115.30584,32.25839],[-115.30783,32.26202],[-115.30955,32.2651],[-115.31067,32.26855],[-115.31201,32.27242],[-115.31336,32.27625],[-115.3147,32.28018],[-115.31604,32.28398],[-115.31738,32.2879],[-115.31862,32.29162],[-115.31992,32.29533],[-115.32131,32.29931],[-115.32249,32.30273],[-115.32524,32.30502],[-115.32678,32.30633],[-115.3287,32.30795],[-115.33248,32.3111],[-115.33542,32.31356],[-115.33799,32.3157],[-115.33817,32.31802],[-115.33824,32.31896],[-115.33849,32.32231],[-115.33873,32.32539],[-115.33892,32.32905],[-115.33916,32.33237],[-115.33837,32.33635],[-115.33756,32.34041],[-115.33842,32.34379],[-115.33942,32.34783],[-115.34037,32.35158],[-115.34129,32.35525],[-115.34219,32.35884],[-115.34464,32.36112],[-115.34692,32.36325],[-115.34966,32.36581],[-115.35267,32.36861],[-115.35706,32.36946],[-115.36159,32.3703],[-115.36522,32.371],[-115.36849,32.3716],[-115.37193,32.37225],[-115.3757,32.37298],[-115.37941,32.37362],[-115.38147,32.37571],[-115.38344,32.37771],[-115.38591,32.38001],[-115.38913,32.38299],[-115.39244,32.38605],[-115.39565,32.38904],[-115.39886,32.39201],[-115.40167,32.39463],[-115.40448,32.39723],[-115.40726,32.39983],[-115.40974,32.40243],[-115.41231,32.40512],[-115.41494,32.40788],[-115.41742,32.41046],[-115.41975,32.41292],[-115.42259,32.41588],[-115.42557,32.41908],[-115.42846,32.42208],[-115.43124,32.42506],[-115.43513,32.42999],[-115.43775,32.43275],[-115.44082,32.43608],[-115.4437,32.43917],[-115.44646,32.44209],[-115.44912,32.44497],[-115.45401,32.44437],[-115.45824,32.44379],[-115.46112,32.44674],[-115.46417,32.44985],[-115.4674,32.45312],[-115.47233,32.45813],[-115.47812,32.46402],[-115.48126,32.46721],[-115.48441,32.47041],[-115.48736,32.47341],[-115.49029,32.47638],[-115.49556,32.48131],[-115.49896,32.4842],[-115.50226,32.48704],[-115.50566,32.48993],[-115.50907,32.49283],[-115.51223,32.49554],[-115.51524,32.49811],[-115.51844,32.50084],[-115.52147,32.50345],[-115.52369,32.50621],[-115.52454,32.50946],[-115.52468,32.51293],[-115.5248,32.51646],[-115.52492,32.51964],[-115.52502,32.52265],[-115.52365,32.52571],[-115.52213,32.52905],[-115.5209,32.53181],[-115.52016,32.53342],[-115.51595,32.53397],[-115.51361,32.5327],[-115.51296,32.53305]]}}
Línea 400.0 kV | LineString | 400.0 kV | 1 |  |  | CFE |  |  |  |  | OpenStreetMap | {"type":"Feature","properties":{},"geometry":{"type":"LineString","coordinates":[[-96.35244,18.21722],[-96.35307,18.21771]]}}
Línea 400.0 kV | LineString | 400.0 kV | 1 |  |  | CFE |  |  |  |  | OpenStreetMap | {"type":"Feature","properties":{},"geometry":{"type":"LineString","coordinates":[[-96.35244,18.21722],[-96.35285,18.21787]]}}
Línea 400.0 kV | LineString | 400.0 kV | 3 |  |  | Comisión Federal de Electricidad |  |  |  |  | OpenStreetMap | {"type":"Feature","properties":{},"geometry":{"type":"LineString","coordinates":[[-100.11074,25.64811],[-100.11032,25.64938],[-100.11023,25.65063],[-100.11015,25.65213]]}}
Línea 400.0 kV | LineString | 400.0 kV | 1 |  |  | Comisión Federal de Electricidad |  |  |  |  | OpenStreetMap | {"type":"Feature","properties":{},"geometry":{"type":"LineString","coordinates":[[-100.11015,25.65213],[-100.11034,25.65279],[-100.11012,25.65404],[-100.10997,25.65468],[-100.10894,25.65964],[-100.10818,25.66328],[-100.10747,25.66675],[-100.10675,25.67022],[-100.106,25.67378],[-100.10532,25.67723],[-100.10451,25.68107],[-100.10382,25.68435],[-100.10348,25.68602],[-100.10306,25.68811],[-100.10297,25.68855],[-100.10244,25.69116],[-100.10206,25.69307],[-100.10112,25.69746],[-100.0997,25.69908],[-100.09756,25.70148],[-100.09457,25.70486],[-100.09175,25.70801],[-100.09171,25.71134],[-100.09164,25.71478],[-100.0916,25.71793],[-100.09323,25.72006],[-100.094,25.72108],[-100.09762,25.72064],[-100.0982,25.72043]]}}
Línea 400.0 kV | LineString | 400.0 kV |  |  |  | CFE |  |  |  |  | OpenStreetMap | {"type":"Feature","properties":{},"geometry":{"type":"LineString","coordinates":[[-100.25447,20.52578],[-100.25459,20.52521],[-100.25665,20.52166],[-100.25927,20.52105],[-100.26246,20.52006],[-100.26516,20.51696],[-100.26852,20.5163],[-100.27133,20.51572],[-100.27455,20.51505],[-100.27589,20.51269],[-100.27609,20.51232],[-100.27667,20.51133],[-100.27725,20.51033],[-100.27777,20.50945],[-100.27833,20.50849],[-100.27889,20.50751],[-100.2794,20.50664],[-100.27986,20.50625],[-100.28081,20.50406],[-100.28066,20.5007],[-100.28063,20.49727],[-100.28062,20.49421],[-100.28061,20.49165],[-100.28057,20.4874],[-100.28056,20.48468],[-100.28035,20.46879]]}}
Línea 400.0 kV | LineString | 400.0 kV | 1 |  |  | Comisión Federal de Electricidad |  |  |  |  | OpenStreetMap | {"type":"Feature","properties":{},"geometry":{"type":"LineString","coordinates":[[-97.24629,20.8435],[-97.24615,20.84282]]}}
Línea 400.0 kV | LineString | 400.0 kV | 1 |  |  | Comisión Federal de Electricidad |  |  |  |  | OpenStreetMap | {"type":"Feature","properties":{},"geometry":{"type":"LineString","coordinates":[[-97.24629,20.8435],[-97.2459,20.84291]]}}
Línea 400.0 kV | LineString | 400.0 kV | 1 |  |  | CFE |  |  |  |  | OpenStreetMap | {"type":"Feature","properties":{},"geometry":{"type":"LineString","coordinates":[[-97.24705,20.8403],[-97.24707,20.84071]]}}
Línea 400.0 kV | LineString | 400.0 kV | 1 |  |  | CFE |  |  |  |  | OpenStreetMap | {"type":"Feature","properties":{},"geometry":{"type":"LineString","coordinates":[[-97.24705,20.8403],[-97.24732,20.84062]]}}
Línea 400.0 kV | LineString | 400.0 kV | 1 |  |  | CFE |  |  |  |  | OpenStreetMap | {"type":"Feature","properties":{},"geometry":{"type":"LineString","coordinates":[[-97.25102,20.84001],[-97.25179,20.83959]]}}
Línea 400.0 kV | LineString | 400.0 kV | 1 |  |  | CFE |  |  |  |  | OpenStreetMap | {"type":"Feature","properties":{},"geometry":{"type":"LineString","coordinates":[[-97.25187,20.83984],[-97.25102,20.84001]]}}
Línea 400.0 kV | LineString | 400.0 kV | 1 |  |  | Comisión Federal de Electricidad |  |  |  |  | OpenStreetMap | {"type":"Feature","properties":{},"geometry":{"type":"LineString","coordinates":[[-97.24728,20.84194],[-97.24742,20.84264]]}}
Línea 400.0 kV | LineString | 400.0 kV | 1 |  |  | Comisión Federal de Electricidad |  |  |  |  | OpenStreetMap | {"type":"Feature","properties":{},"geometry":{"type":"LineString","coordinates":[[-97.24742,20.84264],[-97.24702,20.84202]]}}
Línea 400.0 kV | LineString | 400.0 kV | 1 |  |  | Comisión Federal de Electricidad |  |  |  |  | OpenStreetMap | {"type":"Feature","properties":{},"geometry":{"type":"LineString","coordinates":[[-113.21946,31.33051],[-113.21879,31.33118],[-113.21812,31.33185]]}}
Línea 400.0 kV | LineString | 400.0 kV | 1 |  |  | CFE |  |  |  |  | OpenStreetMap | {"type":"Feature","properties":{},"geometry":{"type":"LineString","coordinates":[[-100.36553,25.86543],[-100.36572,25.8661]]}}
Línea 400.0 kV | LineString | 400.0 kV | 1 |  |  | CFE |  |  |  |  | OpenStreetMap | {"type":"Feature","properties":{},"geometry":{"type":"LineString","coordinates":[[-100.36572,25.8661],[-100.36533,25.86552]]}}
San Lorenzo potencia | Point | 400.0 kV |  |  |  | n/d | transmission |  |  |  | OpenStreetMap | {"type":"Feature","properties":{},"geometry":{"type":"Point","coordinates":[-98.24217,19.1218]}}
Puebla 2 | Point | 400.0 kV |  |  |  | Comisión Federal de Electricidad | transmission |  |  |  | OpenStreetMap | {"type":"Feature","properties":{},"geometry":{"type":"Point","coordinates":[-98.13791,19.08205]}}
San Martín Potencia | Point | 400.0 kV |  |  |  | n/d | transmission |  |  |  | OpenStreetMap | {"type":"Feature","properties":{},"geometry":{"type":"Point","coordinates":[-98.4206,19.30247]}}
Cruz Azul maniobras | Point | 400.0 kV |  |  |  | n/d | transmission |  |  |  | OpenStreetMap | {"type":"Feature","properties":{},"geometry":{"type":"Point","coordinates":[-97.77499,18.94573]}}
Tecali | Point | 400.0 kV |  |  |  | n/d | transmission |  |  |  | OpenStreetMap | {"type":"Feature","properties":{},"geometry":{"type":"Point","coordinates":[-97.97689,18.8479]}}
Topilejo | Point | 400.0 kV |  |  |  | Comisión Federal de Electricidad |  |  |  |  | OpenStreetMap | {"type":"Feature","properties":{},"geometry":{"type":"Point","coordinates":[-99.15984,19.15767]}}
Arroyo del coyote | Point | 400.0 kV |  |  |  | Comisión Federal de Electricidad | transmission |  |  |  | OpenStreetMap | {"type":"Feature","properties":{},"geometry":{"type":"Point","coordinates":[-99.54753,27.36253]}}
Carbón II | Point | 400.0 kV |  |  |  | Comisión Federal de Electricidad | transmission |  |  |  | OpenStreetMap | {"type":"Feature","properties":{},"geometry":{"type":"Point","coordinates":[-100.70016,28.46551]}}
Río Escondido | Point | 400.0 kV |  |  |  | Comisión Federal de Electricidad | transmission |  |  |  | OpenStreetMap | {"type":"Feature","properties":{},"geometry":{"type":"Point","coordinates":[-100.69256,28.48386]}}
La Paz | Point | 400.0 kV |  |  |  | Comisión Federal de Electricidad | transmission;distribution |  |  |  | OpenStreetMap | {"type":"Feature","properties":{},"geometry":{"type":"Point","coordinates":[-98.95658,19.34674]}}
Texcoco | Point | 400.0 kV |  |  |  | n/d | transmission |  |  |  | OpenStreetMap | {"type":"Feature","properties":{},"geometry":{"type":"Point","coordinates":[-98.8398,19.54368]}}
Teotihuacan | Point | 400.0 kV |  |  |  | n/d | transmission;distribution |  |  |  | OpenStreetMap | {"type":"Feature","properties":{},"geometry":{"type":"Point","coordinates":[-98.86698,19.66396]}}
Victoria | Point | 400.0 kV |  |  |  | n/d | transmission;distribution |  |  |  | OpenStreetMap | {"type":"Feature","properties":{},"geometry":{"type":"Point","coordinates":[-99.18806,19.63669]}}
Santa Cruz | Point | 400.0 kV |  |  |  | CFE | transmission;distribution |  |  |  | OpenStreetMap | {"type":"Feature","properties":{},"geometry":{"type":"Point","coordinates":[-99.05971,19.36502]}}
Yautepec Potencia | Point | 400.0 kV |  |  |  | CFE | transmission |  |  |  | OpenStreetMap | {"type":"Feature","properties":{},"geometry":{"type":"Point","coordinates":[-98.99781,18.84778]}}
Poza Rica 2 | Point | 400.0 kV |  |  |  | n/d | transmission |  |  |  | OpenStreetMap | {"type":"Feature","properties":{},"geometry":{"type":"Point","coordinates":[-97.5042,20.5095]}}
Pitirera | Point | 400.0 kV |  |  |  | n/d | transmission |  |  |  | OpenStreetMap | {"type":"Feature","properties":{},"geometry":{"type":"Point","coordinates":[-101.90162,18.27874]}}
Ojo de Agua Potencia | Point | 400.0 kV |  |  |  | Comisión Federal de Electricidad |  |  |  |  | OpenStreetMap | {"type":"Feature","properties":{},"geometry":{"type":"Point","coordinates":[-97.04808,18.89178]}}
Temascal 2 y 3 | Point | 400.0 kV |  |  |  | Comisión Federal de Electricidad | transmission |  |  |  | OpenStreetMap | {"type":"Feature","properties":{},"geometry":{"type":"Point","coordinates":[-96.39089,18.25427]}}
Cerro de oro | Point | 400.0 kV |  |  |  | Comisión Federal de Electricidad | transmission |  |  |  | OpenStreetMap | {"type":"Feature","properties":{},"geometry":{"type":"Point","coordinates":[-96.35342,18.21797]}}
Tres Estrellas | Point | 400.0 kV |  |  |  | Comisión Federal de Electricidad | transmission |  |  |  | OpenStreetMap | {"type":"Feature","properties":{},"geometry":{"type":"Point","coordinates":[-97.24606,20.84124]}}
La higuera | Point | 400.0 kV |  |  |  | Comisión Federal de Electricidad | transmission |  |  |  | OpenStreetMap | {"type":"Feature","properties":{},"geometry":{"type":"Point","coordinates":[-107.50716,24.69759]}}
Cerro blanco | Point | 400.0 kV |  |  |  | n/d | transmission |  |  |  | OpenStreetMap | {"type":"Feature","properties":{},"geometry":{"type":"Point","coordinates":[-104.60264,21.39473]}}
Tesistán | Point | 400.0 kV |  |  |  | n/d | transmission |  |  |  | OpenStreetMap | {"type":"Feature","properties":{},"geometry":{"type":"Point","coordinates":[-103.50307,20.78891]}}
Aguascalientes potencia | Point | 400.0 kV |  |  |  | n/d | transmission |  |  |  | OpenStreetMap | {"type":"Feature","properties":{},"geometry":{"type":"Point","coordinates":[-102.22039,21.76283]}}
Potrerillos | Point | 400.0 kV |  |  |  | n/d | transmission |  |  |  | OpenStreetMap | {"type":"Feature","properties":{},"geometry":{"type":"Point","coordinates":[-101.79083,20.96428]}}
Cañada | Point | 400.0 kV |  |  |  | n/d | transmission |  |  |  | OpenStreetMap | {"type":"Feature","properties":{},"geometry":{"type":"Point","coordinates":[-102.24367,21.993]}}
Subestación Las Fresas | Point | 400.0 kV |  |  |  | n/d | transmission |  |  |  | OpenStreetMap | {"type":"Feature","properties":{},"geometry":{"type":"Point","coordinates":[-101.42562,20.64048]}}
Salamanca 2 | Point | 400.0 kV |  |  |  | n/d | transmission |  |  |  | OpenStreetMap | {"type":"Feature","properties":{},"geometry":{"type":"Point","coordinates":[-101.22997,20.53195]}}
Santa María | Point | 400.0 kV |  |  |  | n/d | transmission |  |  |  | OpenStreetMap | {"type":"Feature","properties":{},"geometry":{"type":"Point","coordinates":[-100.71658,20.52015]}}
Jerónimo Ortiz Martínez | Point | 400.0 kV |  |  |  | Comisión Federal de Electricidad | transmission |  |  |  | OpenStreetMap | {"type":"Feature","properties":{},"geometry":{"type":"Point","coordinates":[-104.56968,23.96445]}}
San Nicolás | Point | 400.0 kV |  |  |  | Comisión Federal de Electricidad | transmission |  |  |  | OpenStreetMap | {"type":"Feature","properties":{},"geometry":{"type":"Point","coordinates":[-100.29877,25.76578]}}
Subestación Escobedo | Point | 400.0 kV |  |  |  | n/d | transmission |  |  |  | OpenStreetMap | {"type":"Feature","properties":{},"geometry":{"type":"Point","coordinates":[-100.36711,25.86527]}}
Huinalá 2 | Point | 400.0 kV |  |  |  | n/d | generation |  |  |  | OpenStreetMap | {"type":"Feature","properties":{},"geometry":{"type":"Point","coordinates":[-100.09915,25.72023]}}
Huinalá | Point | 400.0 kV |  |  |  | n/d | generation |  |  |  | OpenStreetMap | {"type":"Feature","properties":{},"geometry":{"type":"Point","coordinates":[-100.10246,25.72391]}}
Dulces nombres | Point | 400.0 kV |  |  |  | n/d | generation |  |  |  | OpenStreetMap | {"type":"Feature","properties":{},"geometry":{"type":"Point","coordinates":[-100.09613,25.71856]}}
Subestación Tecnológico | Point | 400.0 kV |  |  |  | Comisión Federal de Electricidad | transmission |  |  |  | OpenStreetMap | {"type":"Feature","properties":{},"geometry":{"type":"Point","coordinates":[-100.27306,25.61263]}}
Subestación Plaza | Point | 400.0 kV |  |  |  | Comisión Federal de Electricidad | transmission |  |  |  | OpenStreetMap | {"type":"Feature","properties":{},"geometry":{"type":"Point","coordinates":[-100.3199,25.6439]}}
Villa de García | Point | 400.0 kV |  |  |  | n/d | transmission |  |  |  | OpenStreetMap | {"type":"Feature","properties":{},"geometry":{"type":"Point","coordinates":[-100.55366,25.70996]}}
Torreón sur | Point | 400.0 kV |  |  |  | Comisión Federal de Electricidad | transmission |  |  |  | OpenStreetMap | {"type":"Feature","properties":{},"geometry":{"type":"Point","coordinates":[-103.3086,25.45473]}}
Malpaso 2 | Point | 400.0 kV |  |  |  | Comisión Federal de Electricidad | transmission |  |  |  | OpenStreetMap | {"type":"Feature","properties":{},"geometry":{"type":"Point","coordinates":[-93.58685,17.1782]}}
Malpaso | Point | 400.0 kV |  |  |  | Comisión Federal de Electricidad | generation;transmission |  |  |  | OpenStreetMap | {"type":"Feature","properties":{},"geometry":{"type":"Point","coordinates":[-93.59201,17.17846]}}
El sabino | Point | 400.0 kV |  |  |  | Comisión Federal de Electricidad | transmission |  |  |  | OpenStreetMap | {"type":"Feature","properties":{},"geometry":{"type":"Point","coordinates":[-93.19142,16.81183]}}
Acatlán | Point | 400.0 kV |  |  |  | CFE | transmission |  |  |  | OpenStreetMap | {"type":"Feature","properties":{},"geometry":{"type":"Point","coordinates":[-103.5615,20.41674]}}
Escárcega potencia | Point | 400.0 kV |  |  |  | n/d | transmission;distribution |  |  |  | OpenStreetMap | {"type":"Feature","properties":{},"geometry":{"type":"Point","coordinates":[-90.76263,18.61155]}}
Subestación Donato Guerra | Point | 400.0 kV |  |  |  | n/d | transmission |  |  |  | OpenStreetMap | {"type":"Feature","properties":{},"geometry":{"type":"Point","coordinates":[-100.14172,19.2834]}}
Deportiva | Point | 400.0 kV |  |  |  | n/d | transmission;distribution |  |  |  | OpenStreetMap | {"type":"Feature","properties":{},"geometry":{"type":"Point","coordinates":[-99.7145,19.28875]}}
Subestación Hércules potencia | Point | 400.0 kV |  |  |  | Comisión Federal de Electricidad | transmission |  |  |  | OpenStreetMap | {"type":"Feature","properties":{},"geometry":{"type":"Point","coordinates":[-103.83178,28.04802]}}
San Bernabé | Point | 400.0 kV |  |  |  | Comisión Federal de Electricidad | transmission |  |  |  | OpenStreetMap | {"type":"Feature","properties":{},"geometry":{"type":"Point","coordinates":[-99.34334,19.30715]}}
El Cajón | Point | 400.0 kV |  |  |  | n/d | generation |  |  |  | OpenStreetMap | {"type":"Feature","properties":{},"geometry":{"type":"Point","coordinates":[-104.45441,21.42816]}}
Chinameca Potencia | Point | 400.0 kV |  |  |  | n/d | transmission |  |  |  | OpenStreetMap | {"type":"Feature","properties":{},"geometry":{"type":"Point","coordinates":[-94.69108,18.02848]}}
Coatzacoalcos 2 | Point | 400.0 kV |  |  |  | n/d | transmission |  |  |  | OpenStreetMap | {"type":"Feature","properties":{},"geometry":{"type":"Point","coordinates":[-94.32506,18.00777]}}
Juile | Point | 400.0 kV |  |  |  | n/d | transmission |  |  |  | OpenStreetMap | {"type":"Feature","properties":{},"geometry":{"type":"Point","coordinates":[-95.05869,17.76108]}}
Ixtlahuacán del Río | Point | 400.0 kV |  |  |  | CFE | transmission |  |  |  | OpenStreetMap | {"type":"Feature","properties":{},"geometry":{"type":"Point","coordinates":[-103.2514,20.83094]}}
Ixtepec potencia | Point | 400.0 kV |  |  |  | n/d | transmission |  |  |  | OpenStreetMap | {"type":"Feature","properties":{},"geometry":{"type":"Point","coordinates":[-95.01044,16.61314]}}
Tabasco Potencia | Point | 400.0 kV |  |  |  | n/d | transmission |  |  |  | OpenStreetMap | {"type":"Feature","properties":{},"geometry":{"type":"Point","coordinates":[-92.9712,17.79352]}}
Querétaro Potencia Maniobras | Point | 400.0 kV |  |  |  | n/d | transmission |  |  |  | OpenStreetMap | {"type":"Feature","properties":{},"geometry":{"type":"Point","coordinates":[-100.27909,20.46776]}}
La Yesca | Point | 400.0 kV |  |  |  | n/d | generation |  |  |  | OpenStreetMap | {"type":"Feature","properties":{},"geometry":{"type":"Point","coordinates":[-104.10964,21.19865]}}
Atequiza | Point | 400.0 kV |  |  |  | CFE | transmission |  |  |  | OpenStreetMap | {"type":"Feature","properties":{},"geometry":{"type":"Point","coordinates":[-103.23513,20.47706]}}
Zapotlanejo | Point | 400.0 kV |  |  |  | CFE | transmission |  |  |  | OpenStreetMap | {"type":"Feature","properties":{},"geometry":{"type":"Point","coordinates":[-103.16551,20.68781]}}
Carapan potencia | Point | 400.0 kV |  |  |  | n/d | transmission |  |  |  | OpenStreetMap | {"type":"Feature","properties":{},"geometry":{"type":"Point","coordinates":[-102.00747,19.84972]}}
Subestación Mazamitla | Point | 400.0 kV |  |  |  | n/d | transmission |  |  |  | OpenStreetMap | {"type":"Feature","properties":{},"geometry":{"type":"Point","coordinates":[-102.98054,19.9624]}}
Manzanillo | Point | 400.0 kV |  |  |  | n/d | transmission |  |  |  | OpenStreetMap | {"type":"Feature","properties":{},"geometry":{"type":"Point","coordinates":[-104.31737,19.02703]}}
Subestación Salamanca | Point | 400.0 kV |  |  |  | n/d | generation;transmission |  |  |  | OpenStreetMap | {"type":"Feature","properties":{},"geometry":{"type":"Point","coordinates":[-101.16922,20.57134]}}
Tapeixtles potencia | Point | 400.0 kV |  |  |  | n/d | transmission |  |  |  | OpenStreetMap | {"type":"Feature","properties":{},"geometry":{"type":"Point","coordinates":[-104.23233,19.0534]}}
Subestación Lázaro Cárdenas potencia | Point | 400.0 kV |  |  |  | n/d | transmission |  |  |  | OpenStreetMap | {"type":"Feature","properties":{},"geometry":{"type":"Point","coordinates":[-102.12054,17.98654]}}
Agustín Millán 2 | Point | 400.0 kV |  |  |  | Comisión Federal de Electricidad | transmission |  |  |  | OpenStreetMap | {"type":"Feature","properties":{},"geometry":{"type":"Point","coordinates":[-100.10561,19.2303]}}
Papantla Potencia | Point | 400.0 kV |  |  |  | n/d |  |  |  |  | OpenStreetMap | {"type":"Feature","properties":{},"geometry":{"type":"Point","coordinates":[-97.41433,20.3545]}}
Aguamilpa y Servicios Aguamilpa | Point | 400.0 kV |  |  |  | n/d | generation |  |  |  | OpenStreetMap | {"type":"Feature","properties":{},"geometry":{"type":"Point","coordinates":[-104.80395,21.84267]}}
Mazatlán 2 | Point | 400.0 kV |  |  |  | Comisión Federal de Electricidad | generation;transmission |  |  |  | OpenStreetMap | {"type":"Feature","properties":{},"geometry":{"type":"Point","coordinates":[-106.35306,23.19072]}}
Choacahui | Point | 400.0 kV |  |  |  | Comisión Federal de Electricidad | transmission |  |  |  | OpenStreetMap | {"type":"Feature","properties":{},"geometry":{"type":"Point","coordinates":[-109.01973,25.9767]}}
Subestación | Point | 400.0 kV |  |  |  | n/d | generation |  |  |  | OpenStreetMap | {"type":"Feature","properties":{},"geometry":{"type":"Point","coordinates":[-98.75697,21.30938]}}
Subestación Las Mesas | Point | 400.0 kV |  |  |  | n/d | transmission |  |  |  | OpenStreetMap | {"type":"Feature","properties":{},"geometry":{"type":"Point","coordinates":[-98.75193,21.31034]}}
Subestación | Point | 400.0 kV |  |  |  | n/d | generation |  |  |  | OpenStreetMap | {"type":"Feature","properties":{},"geometry":{"type":"Point","coordinates":[-97.90213,22.49631]}}
Subestación | Point | 400.0 kV |  |  |  | n/d | generation |  |  |  | OpenStreetMap | {"type":"Feature","properties":{},"geometry":{"type":"Point","coordinates":[-97.90538,22.49831]}}
Champayán | Point | 400.0 kV |  |  |  | n/d | transmission |  |  |  | OpenStreetMap | {"type":"Feature","properties":{},"geometry":{"type":"Point","coordinates":[-98.18363,22.60769]}}
Puerto Altamira | Point | 400.0 kV |  |  |  | n/d | transmission |  |  |  | OpenStreetMap | {"type":"Feature","properties":{},"geometry":{"type":"Point","coordinates":[-97.90539,22.49367]}}
Subestación | Point | 400.0 kV |  |  |  | n/d | generation |  |  |  | OpenStreetMap | {"type":"Feature","properties":{},"geometry":{"type":"Point","coordinates":[-97.90288,22.49431]}}
Tamós | Point | 400.0 kV |  |  |  | n/d | transmission |  |  |  | OpenStreetMap | {"type":"Feature","properties":{},"geometry":{"type":"Point","coordinates":[-98.00484,22.22324]}}
Anáhuac Potencia | Point | 400.0 kV |  |  |  | n/d | transmission |  |  |  | OpenStreetMap | {"type":"Feature","properties":{},"geometry":{"type":"Point","coordinates":[-98.8455,22.04683]}}
El potosí | Point | 400.0 kV |  |  |  | n/d | transmission |  |  |  | OpenStreetMap | {"type":"Feature","properties":{},"geometry":{"type":"Point","coordinates":[-100.98984,22.32874]}}
Güémez | Point | 400.0 kV |  |  |  | n/d | transmission |  |  |  | OpenStreetMap | {"type":"Feature","properties":{},"geometry":{"type":"Point","coordinates":[-99.04134,23.86684]}}
Lajas | Point | 400.0 kV |  |  |  | n/d | transmission |  |  |  | OpenStreetMap | {"type":"Feature","properties":{},"geometry":{"type":"Point","coordinates":[-99.53535,24.96653]}}
Subestación Primero de mayo | Point | 400.0 kV |  |  |  | Comisión Federal de Electricidad | transmission |  |  |  | OpenStreetMap | {"type":"Feature","properties":{},"geometry":{"type":"Point","coordinates":[-101.732,23.87911]}}
El salero | Point | 400.0 kV |  |  |  | n/d | transmission |  |  |  | OpenStreetMap | {"type":"Feature","properties":{},"geometry":{"type":"Point","coordinates":[-101.31763,24.52343]}}
Peñasquito | Point | 400.0 kV |  |  |  | n/d | transmission;industrial |  |  |  | OpenStreetMap | {"type":"Feature","properties":{},"geometry":{"type":"Point","coordinates":[-101.65326,24.6276]}}
Monterrey potencia | Point | 400.0 kV |  |  |  | n/d | transmission |  |  |  | OpenStreetMap | {"type":"Feature","properties":{},"geometry":{"type":"Point","coordinates":[-100.23337,25.74032]}}
San Jerónimo | Point | 400.0 kV |  |  |  | n/d | transmission |  |  |  | OpenStreetMap | {"type":"Feature","properties":{},"geometry":{"type":"Point","coordinates":[-100.35905,25.679]}}
Ramos Arizpe Potencia | Point | 400.0 kV |  |  |  | n/d | transmission |  |  |  | OpenStreetMap | {"type":"Feature","properties":{},"geometry":{"type":"Point","coordinates":[-100.90712,25.5986]}}
Guerreño | Point | 400.0 kV |  |  |  | n/d | transmission |  |  |  | OpenStreetMap | {"type":"Feature","properties":{},"geometry":{"type":"Point","coordinates":[-98.15671,25.97922]}}
Las glorias | Point | 400.0 kV |  |  |  | Comisión Federal de Electricidad | transmission |  |  |  | OpenStreetMap | {"type":"Feature","properties":{},"geometry":{"type":"Point","coordinates":[-100.1444,25.84868]}}
Lampazos | Point | 400.0 kV |  |  |  | n/d | transmission |  |  |  | OpenStreetMap | {"type":"Feature","properties":{},"geometry":{"type":"Point","coordinates":[-100.45472,27.09626]}}
Angostura | Point | 400.0 kV |  |  |  | n/d | transmission |  |  |  | OpenStreetMap | {"type":"Feature","properties":{},"geometry":{"type":"Point","coordinates":[-92.77649,16.39979]}}
Subestación Frontera | Point | 400.0 kV |  |  |  | Comisión Federal de Electricidad | transmission |  |  |  | OpenStreetMap | {"type":"Feature","properties":{},"geometry":{"type":"Point","coordinates":[-101.50376,26.92658]}}
Subestación Bacum | Point | 400.0 kV |  |  |  | n/d | transmission |  |  |  | OpenStreetMap | {"type":"Feature","properties":{},"geometry":{"type":"Point","coordinates":[-110.0739,27.51654]}}
Ticul potencia | Point | 400.0 kV |  |  |  | n/d |  |  |  |  | OpenStreetMap | {"type":"Feature","properties":{},"geometry":{"type":"Point","coordinates":[-89.5693,20.40672]}}
Querétaro Potencia | Point | 400.0 kV |  |  |  | Comisión Federal de Electricidad | transmission |  |  |  | OpenStreetMap | {"type":"Feature","properties":{},"geometry":{"type":"Point","coordinates":[-100.4868,20.52052]}}
Subestación Volcán Gordo | Point | 400.0 kV |  |  |  | n/d |  |  |  |  | OpenStreetMap | {"type":"Feature","properties":{},"geometry":{"type":"Point","coordinates":[-100.12833,18.86897]}}
Nopala | Point | 400.0 kV |  |  |  | n/d | transmission |  |  |  | OpenStreetMap | {"type":"Feature","properties":{},"geometry":{"type":"Point","coordinates":[-99.28335,19.48158]}}
Pachuca Potencia | Point | 400.0 kV |  |  |  | CFE | transmission;distribution |  |  |  | OpenStreetMap | {"type":"Feature","properties":{},"geometry":{"type":"Point","coordinates":[-98.73196,20.0608]}}
Huexca | Point | 400.0 kV |  |  |  | n/d | generation |  |  |  | OpenStreetMap | {"type":"Feature","properties":{},"geometry":{"type":"Point","coordinates":[-98.88048,18.79983]}}
Subestación Tepic Dos | Point | 400.0 kV |  |  |  | Comisión Federal de Electricidad | transmission |  |  |  | OpenStreetMap | {"type":"Feature","properties":{},"geometry":{"type":"Point","coordinates":[-104.93707,21.5821]}}
Tapachula potencia | Point | 400.0 kV |  |  |  | Comisión Federal de Electricidad | transmission |  |  |  | OpenStreetMap | {"type":"Feature","properties":{},"geometry":{"type":"Point","coordinates":[-92.34846,14.86698]}}
Manuel Moreno Torres | Point | 400.0 kV |  |  |  | n/d |  |  |  |  | OpenStreetMap | {"type":"Feature","properties":{},"geometry":{"type":"Point","coordinates":[-93.09562,16.9392]}}
Subestación Domingo Nuevo | Point | 400.0 kV |  |  |  | Comisión Federal de Electricidad | transmission |  |  |  | OpenStreetMap | {"type":"Feature","properties":{},"geometry":{"type":"Point","coordinates":[-100.27761,25.72687]}}
Dzitnup | Point | 400.0 kV |  |  |  | Comisión Federal de Electricidad | transmission |  |  |  | OpenStreetMap | {"type":"Feature","properties":{},"geometry":{"type":"Point","coordinates":[-88.26325,20.68695]}}
Subestación | Point | 400.0 kV |  |  |  | n/d | industrial |  |  |  | OpenStreetMap | {"type":"Feature","properties":{},"geometry":{"type":"Point","coordinates":[-99.95949,25.74066]}}
Subestación Ternium maniobras | Point | 400.0 kV |  |  |  | n/d | transmission |  |  |  | OpenStreetMap | {"type":"Feature","properties":{},"geometry":{"type":"Point","coordinates":[-99.95809,25.72567]}}
Subestación | Point | 400.0 kV |  |  |  | n/d | industrial |  |  |  | OpenStreetMap | {"type":"Feature","properties":{},"geometry":{"type":"Point","coordinates":[-100.92108,25.60138]}}
Chimalpa 2 | Point | 400.0 kV |  |  |  | n/d | transmission |  |  |  | OpenStreetMap | {"type":"Feature","properties":{},"geometry":{"type":"Point","coordinates":[-99.3023,19.44308]}}
Almoloya | Point | 400.0 kV |  |  |  | CFE | transmission |  |  |  | OpenStreetMap | {"type":"Feature","properties":{},"geometry":{"type":"Point","coordinates":[-99.76174,19.38786]}}
Talleres y Aceros | Point | 400.0 kV |  |  |  | n/d | distribution |  |  |  | OpenStreetMap | {"type":"Feature","properties":{},"geometry":{"type":"Point","coordinates":[-97.04812,18.87732]}}
AHMSA | Point | 400.0 kV |  |  |  | n/d | industrial |  |  |  | OpenStreetMap | {"type":"Feature","properties":{},"geometry":{"type":"Point","coordinates":[-101.45967,26.8841]}}
Minatitlán 2 | Point | 400.0 kV |  |  |  | Comisión Federal de Electricidad | transmission |  |  |  | OpenStreetMap | {"type":"Feature","properties":{},"geometry":{"type":"Point","coordinates":[-94.39861,18.02977]}}
Subestación | Point | 400.0 kV |  |  |  | n/d | generation |  |  |  | OpenStreetMap | {"type":"Feature","properties":{},"geometry":{"type":"Point","coordinates":[-103.0433,25.55993]}}
Subestación Maniobras Villanueva | Point | 400.0 kV |  |  |  | n/d | transmission |  |  |  | OpenStreetMap | {"type":"Feature","properties":{},"geometry":{"type":"Point","coordinates":[-103.07451,25.54979]}}
Riviera maya | Point | 400.0 kV |  |  |  | n/d | transmission |  |  |  | OpenStreetMap | {"type":"Feature","properties":{},"geometry":{"type":"Point","coordinates":[-86.93036,20.8327]}}
Tres Mesas | Point | 400.0 kV |  |  |  | n/d | transmission |  |  |  | OpenStreetMap | {"type":"Feature","properties":{},"geometry":{"type":"Point","coordinates":[-98.83669,23.43854]}}
Subestación | Point | 400.0 kV |  |  |  | n/d | transmission |  |  |  | OpenStreetMap | {"type":"Feature","properties":{},"geometry":{"type":"Point","coordinates":[-98.33252,25.73448]}}
Aeropuerto | Point | 400.0 kV |  |  |  | n/d | transmission |  |  |  | OpenStreetMap | {"type":"Feature","properties":{},"geometry":{"type":"Point","coordinates":[-98.27652,25.97859]}}
Subestación Maniobras Potosí | Point | 400.0 kV |  |  |  | Comisión Federal de Electricidad | transmission |  |  |  | OpenStreetMap | {"type":"Feature","properties":{},"geometry":{"type":"Point","coordinates":[-101.97936,23.00069]}}
El encino | Point | 400.0 kV |  |  |  | Comisión Federal de Electricidad | transmission |  |  |  | OpenStreetMap | {"type":"Feature","properties":{},"geometry":{"type":"Point","coordinates":[-105.91796,28.44712]}}
Subestación | Point | 400.0 kV |  |  |  | n/d | generation |  |  |  | OpenStreetMap | {"type":"Feature","properties":{},"geometry":{"type":"Point","coordinates":[-98.19632,25.77894]}}
Subestación | Point | 400.0 kV |  |  |  | n/d | generation |  |  |  | OpenStreetMap | {"type":"Feature","properties":{},"geometry":{"type":"Point","coordinates":[-98.96101,23.39985]}}
Anáhuac Tamaulipas Potencia | Point | 400.0 kV |  |  |  | n/d | transmission |  |  |  | OpenStreetMap | {"type":"Feature","properties":{},"geometry":{"type":"Point","coordinates":[-97.77799,25.79919]}}
Seri | Point | 400.0 kV |  |  |  | Comisión Federal de Electricidad | transmission |  |  |  | OpenStreetMap | {"type":"Feature","properties":{},"geometry":{"type":"Point","coordinates":[-110.95036,28.9298]}}
Pesquería | Point | 400.0 kV |  |  |  | n/d | generation |  |  |  | OpenStreetMap | {"type":"Feature","properties":{},"geometry":{"type":"Point","coordinates":[-99.97111,25.72419]}}
El Fraile | Point | 400.0 kV |  |  |  | n/d | transmission |  |  |  | OpenStreetMap | {"type":"Feature","properties":{},"geometry":{"type":"Point","coordinates":[-100.34216,25.9014]}}
Subestación | Point | 400.0 kV |  |  |  | n/d | generation |  |  |  | OpenStreetMap | {"type":"Feature","properties":{},"geometry":{"type":"Point","coordinates":[-100.36379,25.86746]}}
Subestación | Point | 400.0 kV |  |  |  | n/d | generation |  |  |  | OpenStreetMap | {"type":"Feature","properties":{},"geometry":{"type":"Point","coordinates":[-100.36518,25.86901]}}
Topolobampo 2 | Point | 400.0 kV |  |  |  | n/d | generation |  |  |  | OpenStreetMap | {"type":"Feature","properties":{},"geometry":{"type":"Point","coordinates":[-108.99238,25.97707]}}
Río bravo 3 | Point | 400.0 kV |  |  |  | n/d | generation |  |  |  | OpenStreetMap | {"type":"Feature","properties":{},"geometry":{"type":"Point","coordinates":[-97.78111,25.79918]}}
Río bravo 4 | Point | 400.0 kV |  |  |  | n/d | generation |  |  |  | OpenStreetMap | {"type":"Feature","properties":{},"geometry":{"type":"Point","coordinates":[-97.78111,25.79747]}}
Atlacomulco Potencia | Point | 400.0 kV |  |  |  | Comisión Federal de Electricidad |  |  |  |  | OpenStreetMap | {"type":"Feature","properties":{},"geometry":{"type":"Point","coordinates":[-99.77939,19.62046]}}
Empalme ciclo combinado | Point | 400.0 kV |  |  |  | Comisión Federal de Electricidad | generation |  |  |  | OpenStreetMap | {"type":"Feature","properties":{},"geometry":{"type":"Point","coordinates":[-110.7808,27.9303]}}
Culiacán poniente | Point | 400.0 kV |  |  |  | Comisión Federal de Electricidad | transmission |  |  |  | OpenStreetMap | {"type":"Feature","properties":{},"geometry":{"type":"Point","coordinates":[-107.54668,24.87956]}}
Subestación Regiomontano | Point | 400.0 kV |  |  |  | Comisión Federal de Electricidad | transmission |  |  |  | OpenStreetMap | {"type":"Feature","properties":{},"geometry":{"type":"Point","coordinates":[-100.06638,25.56317]}}
Subestación | Point | 400.0 kV |  |  |  | n/d | industrial |  |  |  | OpenStreetMap | {"type":"Feature","properties":{},"geometry":{"type":"Point","coordinates":[-100.23855,25.74121]}}
HYLSA | Point | 400.0 kV |  |  |  | n/d | industrial |  |  |  | OpenStreetMap | {"type":"Feature","properties":{},"geometry":{"type":"Point","coordinates":[-100.29338,25.72018]}}
Derramadero de sangre | Point | 400.0 kV |  |  |  | n/d | transmission |  |  |  | OpenStreetMap | {"type":"Feature","properties":{},"geometry":{"type":"Point","coordinates":[-101.1112,25.28701]}}
Subestación | Point | 400.0 kV |  |  |  | n/d | transmission |  |  |  | OpenStreetMap | {"type":"Feature","properties":{},"geometry":{"type":"Point","coordinates":[-98.23058,25.69168]}}
Subestación | Point | 400.0 kV |  |  |  | n/d | transmission |  |  |  | OpenStreetMap | {"type":"Feature","properties":{},"geometry":{"type":"Point","coordinates":[-98.41705,25.6108]}}
Subestación | Point | 400.0 kV |  |  |  | n/d | industrial |  |  |  | OpenStreetMap | {"type":"Feature","properties":{},"geometry":{"type":"Point","coordinates":[-100.92779,25.59769]}}
Subestación | Point | 400.0 kV |  |  |  | n/d | generation |  |  |  | OpenStreetMap | {"type":"Feature","properties":{},"geometry":{"type":"Point","coordinates":[-99.22225,24.52525]}}
Subestación | Point | 400.0 kV |  |  |  | n/d | transmission |  |  |  | OpenStreetMap | {"type":"Feature","properties":{},"geometry":{"type":"Point","coordinates":[-99.34587,24.54056]}}
Subestación | Point | 400.0 kV |  |  |  | n/d | generation |  |  |  | OpenStreetMap | {"type":"Feature","properties":{},"geometry":{"type":"Point","coordinates":[-98.9127,23.43193]}}
Subestación | Point | 400.0 kV |  |  |  | n/d | generation |  |  |  | OpenStreetMap | {"type":"Feature","properties":{},"geometry":{"type":"Point","coordinates":[-98.91266,23.43031]}}
Llera de Canales | Point | 400.0 kV |  |  |  | n/d | transmission |  |  |  | OpenStreetMap | {"type":"Feature","properties":{},"geometry":{"type":"Point","coordinates":[-98.77692,23.3315]}}
Subestación | Point | 400.0 kV |  |  |  | n/d | generation |  |  |  | OpenStreetMap | {"type":"Feature","properties":{},"geometry":{"type":"Point","coordinates":[-98.84259,23.32435]}}
Subestación | Point | 400.0 kV |  |  |  | n/d | generation |  |  |  | OpenStreetMap | {"type":"Feature","properties":{},"geometry":{"type":"Point","coordinates":[-98.90722,23.33911]}}
Subestación | Point | 400.0 kV |  |  |  | n/d | generation |  |  |  | OpenStreetMap | {"type":"Feature","properties":{},"geometry":{"type":"Point","coordinates":[-98.87845,23.43136]}}
Subestación Vientos del Altiplano | Point | 400.0 kV |  |  |  | n/d | generation |  |  |  | OpenStreetMap | {"type":"Feature","properties":{},"geometry":{"type":"Point","coordinates":[-101.51494,23.88121]}}
Subestación | Point | 400.0 kV |  |  |  | n/d | generation |  |  |  | OpenStreetMap | {"type":"Feature","properties":{},"geometry":{"type":"Point","coordinates":[-101.75545,23.90724]}}
Subestación Elevadora Potosí Solar | Point | 400.0 kV |  |  |  | FRV | generation |  |  |  | OpenStreetMap | {"type":"Feature","properties":{},"geometry":{"type":"Point","coordinates":[-102.08665,23.05439]}}
Purépecha | Point | 400.0 kV |  |  |  | n/d | transmission |  |  |  | OpenStreetMap | {"type":"Feature","properties":{},"geometry":{"type":"Point","coordinates":[-102.62106,19.96759]}}
Idesa Braskem | Point | 400.0 kV |  |  |  | Idesa Braskem | distribution |  |  |  | OpenStreetMap | {"type":"Feature","properties":{},"geometry":{"type":"Point","coordinates":[-94.36961,18.06328]}}
Subestación Tuxpan Vapor | Point | 400.0 kV |  |  |  | Comisión Federal de Electricidad | generation |  |  |  | OpenStreetMap | {"type":"Feature","properties":{},"geometry":{"type":"Point","coordinates":[-97.33594,21.0141]}}
Subestación Altamira | Point | 400.0 kV |  |  |  | Comisión Federal de Electricidad | transmission |  |  |  | OpenStreetMap | {"type":"Feature","properties":{},"geometry":{"type":"Point","coordinates":[-98.00736,22.4372]}}
Lago | Point | 400.0 kV |  |  |  | n/d | transmission |  |  |  | OpenStreetMap | {"type":"Feature","properties":{},"geometry":{"type":"Point","coordinates":[-98.95118,19.62039]}}
Tula | Point | 400.0 kV |  |  |  | n/d | transmission |  |  |  | OpenStreetMap | {"type":"Feature","properties":{},"geometry":{"type":"Point","coordinates":[-99.27471,20.05757]}}
Maniobras EVM 2 | Point | 400.0 kV |  |  |  | n/d | transmission |  |  |  | OpenStreetMap | {"type":"Feature","properties":{},"geometry":{"type":"Point","coordinates":[-98.67699,19.74544]}}
Tlajomulco | Point | 400.0 kV |  |  |  | n/d | transmission |  |  |  | OpenStreetMap | {"type":"Feature","properties":{},"geometry":{"type":"Point","coordinates":[-103.37708,20.45545]}}
Cycna de Oriente | Point | 400.0 kV |  |  |  | n/d | industrial |  |  |  | OpenStreetMap | {"type":"Feature","properties":{},"geometry":{"type":"Point","coordinates":[-97.66283,18.87291]}}
Subestación | Point | 400.0 kV |  |  |  | n/d | generation |  |  |  | OpenStreetMap | {"type":"Feature","properties":{},"geometry":{"type":"Point","coordinates":[-97.25372,20.84004]}}
Subestación | Point | 400.0 kV |  |  |  | n/d | generation |  |  |  | OpenStreetMap | {"type":"Feature","properties":{},"geometry":{"type":"Point","coordinates":[-97.24527,20.84493]}}
Subestación | Point | 400.0 kV |  |  |  | n/d | generation |  |  |  | OpenStreetMap | {"type":"Feature","properties":{},"geometry":{"type":"Point","coordinates":[-97.2425,20.8427]}}
Subestación El Clérigo | Point | 400.0 kV |  |  |  | n/d | generation |  |  |  | OpenStreetMap | {"type":"Feature","properties":{},"geometry":{"type":"Point","coordinates":[-98.75916,21.312]}}
Tierra Mojada | Point | 400.0 kV |  |  |  | n/d | generation |  |  |  | OpenStreetMap | {"type":"Feature","properties":{},"geometry":{"type":"Point","coordinates":[-103.07683,20.55215]}}
Tierra Mojada Maniobras | Point | 400.0 kV |  |  |  | n/d |  |  |  |  | OpenStreetMap | {"type":"Feature","properties":{},"geometry":{"type":"Point","coordinates":[-103.07691,20.55485]}}
Maniobras Pachamama | Point | 400.0 kV |  |  |  | n/d |  |  |  |  | OpenStreetMap | {"type":"Feature","properties":{},"geometry":{"type":"Point","coordinates":[-102.13839,21.83037]}}
Pachamama | Point | 400.0 kV |  |  |  | n/d | generation |  |  |  | OpenStreetMap | {"type":"Feature","properties":{},"geometry":{"type":"Point","coordinates":[-102.11142,21.82571]}}
Subestación | Point | 400.0 kV |  |  |  | n/d |  |  |  |  | OpenStreetMap | {"type":"Feature","properties":{},"geometry":{"type":"Point","coordinates":[-102.02688,21.24286]}}
Subestación | Point | 400.0 kV |  |  |  | n/d |  |  |  |  | OpenStreetMap | {"type":"Feature","properties":{},"geometry":{"type":"Point","coordinates":[-102.02639,21.24085]}}
Subestación Los Ramones | Point | 400.0 kV |  |  |  | n/d | generation |  |  |  | OpenStreetMap | {"type":"Feature","properties":{},"geometry":{"type":"Point","coordinates":[-99.46059,25.67496]}}
Presa Grande | Point | 400.0 kV |  |  |  | n/d | generation |  |  |  | OpenStreetMap | {"type":"Feature","properties":{},"geometry":{"type":"Point","coordinates":[-99.46141,25.67623]}}
Subestación Manlio Fabio Altamirano | Point | 400.0 kV |  |  |  | Comisión Federal de Electricidad | transmission |  |  |  | OpenStreetMap | {"type":"Feature","properties":{},"geometry":{"type":"Point","coordinates":[-96.30021,19.10517]}}
Subestación | Point | 400.0 kV |  |  |  | n/d | generation |  |  |  | OpenStreetMap | {"type":"Feature","properties":{},"geometry":{"type":"Point","coordinates":[-100.12285,20.45971]}}
Subestación Peñasco Fotovoltaico | Point | 400.0 kV |  |  |  | Comisión Federal de Electricidad | generation |  |  |  | OpenStreetMap | {"type":"Feature","properties":{},"geometry":{"type":"Point","coordinates":[-113.21674,31.33117]}}
Subestación Golfo de Santa Clara | Point | 400.0 kV |  |  |  | Comisión Federal de Electricidad |  |  |  |  | OpenStreetMap | {"type":"Feature","properties":{},"geometry":{"type":"Point","coordinates":[-114.46016,31.76462]}}
Subestación Cucapáh | Point | 400.0 kV |  |  |  | Comisión Federal de Electricidad |  |  |  |  | OpenStreetMap | {"type":"Feature","properties":{},"geometry":{"type":"Point","coordinates":[-115.51138,32.53352]}}
Subestación | Point | 400.0 kV |  |  |  | n/d | transmission |  |  |  | OpenStreetMap | {"type":"Feature","properties":{},"geometry":{"type":"Point","coordinates":[-100.25385,20.52644]}}
Subestación Laguna Verde | Point | 400.0 kV |  |  |  | Comisión Federal de Electricidad | generation;transmission |  |  |  | OpenStreetMap | {"type":"Feature","properties":{},"geometry":{"type":"Point","coordinates":[-96.40926,19.72072]}}
Moctezuma | Point | 400.0 kV |  |  |  | Comisión Federal de Electricidad | transmission |  |  |  | OpenStreetMap | {"type":"Feature","properties":{},"geometry":{"type":"Point","coordinates":[-106.45555,30.17711]}}
Línea 230.0 kV | LineString | 230.0 kV |  |  |  | CFE |  |  |  |  | OpenStreetMap | {"type":"Feature","properties":{},"geometry":{"type":"LineString","coordinates":[[-89.69745,20.99327],[-89.69881,20.99246],[-89.70061,20.98921],[-89.7023,20.98619],[-89.70398,20.98319],[-89.70624,20.98113],[-89.70853,20.97909],[-89.71107,20.97679],[-89.71345,20.97461],[-89.71554,20.97275],[-89.71546,20.96985],[-89.71533,20.96652],[-89.71522,20.96313],[-89.71668,20.96047],[-89.71843,20.95744],[-89.72023,20.95419],[-89.72199,20.95105],[-89.7237,20.94796],[-89.72546,20.94488],[-89.72721,20.94177],[-89.72904,20.93858],[-89.72679,20.93566],[-89.7233,20.93598],[-89.71936,20.9363],[-89.71569,20.93663],[-89.71209,20.93697],[-89.70887,20.93725],[-89.70533,20.93756],[-89.70418,20.9356],[-89.70319,20.93393],[-89.70032,20.9357],[-89.69747,20.93746]]}}
Línea 230.0 kV | LineString | 230.0 kV | 2 |  |  | CFE |  |  |  |  | OpenStreetMap | {"type":"Feature","properties":{},"geometry":{"type":"LineString","coordinates":[[-110.33647,24.0344],[-110.33616,24.03371],[-110.33405,24.03166],[-110.33176,24.02943],[-110.32742,24.0305],[-110.32217,24.0318],[-110.31735,24.03302],[-110.31266,24.03416],[-110.30816,24.03527],[-110.30339,24.03646],[-110.2994,24.03745],[-110.29771,24.0394],[-110.29531,24.0424],[-110.29269,24.04573],[-110.29044,24.0486],[-110.28743,24.05232],[-110.28621,24.0523],[-110.28398,24.0551],[-110.28164,24.058],[-110.27874,24.06168],[-110.27584,24.06531],[-110.27297,24.06907],[-110.27005,24.07269],[-110.26698,24.07653],[-110.26387,24.08053],[-110.26175,24.08313],[-110.26031,24.08607],[-110.25799,24.09056],[-110.2558,24.09481],[-110.25379,24.09875],[-110.25158,24.10308],[-110.24939,24.1074],[-110.24722,24.11171],[-110.24501,24.11604],[-110.2429,24.12014],[-110.24104,24.12376],[-110.23913,24.12754],[-110.24057,24.1323],[-110.24215,24.13771],[-110.24327,24.14154],[-110.24428,24.14485],[-110.24559,24.14933],[-110.247,24.15407],[-110.24834,24.15861],[-110.24975,24.16345],[-110.2511,24.16787],[-110.25252,24.17263],[-110.25383,24.17713],[-110.25499,24.18089],[-110.25269,24.18296],[-110.25243,24.187],[-110.25209,24.19197],[-110.25177,24.19614],[-110.25359,24.19667],[-110.25441,24.19696]]}}
Línea 230.0 kV | LineString | 230.0 kV | 2 |  |  | CFE |  |  |  |  | OpenStreetMap | {"type":"Feature","properties":{},"geometry":{"type":"LineString","coordinates":[[-116.88299,32.51551],[-116.88248,32.51422],[-116.87976,32.51224],[-116.87728,32.51048],[-116.87312,32.5075],[-116.87027,32.50545],[-116.86567,32.50218],[-116.86256,32.49994],[-116.85963,32.4978],[-116.85665,32.49573],[-116.85345,32.49346],[-116.85297,32.49183],[-116.85288,32.4915],[-116.85256,32.49033],[-116.85155,32.48689],[-116.85056,32.48341],[-116.84977,32.48076],[-116.84885,32.47743],[-116.8479,32.47414],[-116.84688,32.47058],[-116.84602,32.46758],[-116.84503,32.46415],[-116.84512,32.46383],[-116.84686,32.46372],[-116.85047,32.46347],[-116.85544,32.46312],[-116.85784,32.46296],[-116.86077,32.46276],[-116.86437,32.46249],[-116.86723,32.46231],[-116.86984,32.46212],[-116.87469,32.46177],[-116.87743,32.46157],[-116.88216,32.46124],[-116.8862,32.46093],[-116.89049,32.46062],[-116.89482,32.46031],[-116.90186,32.45981],[-116.90615,32.45949],[-116.90976,32.4582],[-116.91514,32.45622],[-116.91899,32.45486],[-116.92246,32.4536],[-116.92545,32.45253],[-116.92917,32.45119],[-116.93242,32.45005],[-116.93661,32.44854],[-116.94032,32.44727],[-116.94289,32.44629],[-116.94735,32.4447],[-116.95142,32.44322],[-116.9567,32.44133],[-116.96242,32.43929],[-116.96581,32.43806],[-116.97275,32.43556],[-116.97617,32.43434],[-116.97883,32.43391],[-116.98153,32.43399]]}}
Línea 230.0 kV | LineString | 230.0 kV | 4 |  |  | CFE |  |  |  |  | OpenStreetMap | {"type":"Feature","properties":{},"geometry":{"type":"LineString","coordinates":[[-116.86006,32.4174],[-116.85833,32.41859],[-116.85521,32.42006],[-116.8492,32.423],[-116.84673,32.42419],[-116.84339,32.42581],[-116.8412,32.42691],[-116.83914,32.42891],[-116.83478,32.43314],[-116.83107,32.43674],[-116.82903,32.43873],[-116.82703,32.44075],[-116.82474,32.44302],[-116.82468,32.44468],[-116.82651,32.44691],[-116.82819,32.44901],[-116.8302,32.45134],[-116.83241,32.45397],[-116.83322,32.45581],[-116.83484,32.45777],[-116.83519,32.45821],[-116.83834,32.46067],[-116.84027,32.46302],[-116.84299,32.46358]]}}
Línea 230.0 kV | LineString | 230.0 kV | 4 |  |  | CFE |  |  |  |  | OpenStreetMap | {"type":"Feature","properties":{},"geometry":{"type":"LineString","coordinates":[[-117.06407,32.3696],[-117.06278,32.37143],[-117.06046,32.37231],[-117.05759,32.37331],[-117.05351,32.37474],[-117.05062,32.37574],[-117.04842,32.37653],[-117.04502,32.37771],[-117.04126,32.37899],[-117.03655,32.38064],[-117.03334,32.38176],[-117.03025,32.38283],[-117.0259,32.38435],[-117.02236,32.38558],[-117.02019,32.38638],[-117.01638,32.38763],[-117.01334,32.3887],[-117.01017,32.38977],[-117.00699,32.39086],[-117.00148,32.3928],[-116.99832,32.39383],[-116.99454,32.39513],[-116.99155,32.3962],[-116.98775,32.39753],[-116.98458,32.39857],[-116.98186,32.39953],[-116.9778,32.40089],[-116.97595,32.40157],[-116.97092,32.40324],[-116.96676,32.40468],[-116.96283,32.40599],[-116.9591,32.40728],[-116.95558,32.40847],[-116.95261,32.40949],[-116.94941,32.41053],[-116.94547,32.41185],[-116.94048,32.41347],[-116.93596,32.41498],[-116.93227,32.41615],[-116.9288,32.41736],[-116.92563,32.41841],[-116.91766,32.42107],[-116.91435,32.42152],[-116.9094,32.42212]]}}
Línea 230.0 kV | LineString | 230.0 kV | 2 |  |  | CFE |  |  |  |  | OpenStreetMap | {"type":"Feature","properties":{},"geometry":{"type":"LineString","coordinates":[[-116.71461,32.50332],[-116.71707,32.49961],[-116.71919,32.4964],[-116.72124,32.4933],[-116.72336,32.49008],[-116.72611,32.4859],[-116.72915,32.4813],[-116.73126,32.47811],[-116.73462,32.47301],[-116.73566,32.47147],[-116.73907,32.47121],[-116.74572,32.47074],[-116.75042,32.47041],[-116.75478,32.47011],[-116.75953,32.46978],[-116.76925,32.46919],[-116.77174,32.46893],[-116.77976,32.46838],[-116.78387,32.46811],[-116.78802,32.46783],[-116.79211,32.46752],[-116.79637,32.46722],[-116.80089,32.46691],[-116.80646,32.46654],[-116.81119,32.4662],[-116.81807,32.46572],[-116.82315,32.46537],[-116.82718,32.46509],[-116.83216,32.46474],[-116.83547,32.46451],[-116.8383,32.46433],[-116.8405,32.46416]]}}
Línea 230.0 kV | LineString | 230.0 kV | 2 |  |  | CFE |  |  |  |  | OpenStreetMap | {"type":"Feature","properties":{},"geometry":{"type":"LineString","coordinates":[[-115.3454,32.51486],[-115.34407,32.51252],[-115.34303,32.5106],[-115.34095,32.50853],[-115.33849,32.50599],[-115.33683,32.50432],[-115.33524,32.50272],[-115.33334,32.50078],[-115.33121,32.49863],[-115.32903,32.49642],[-115.3271,32.49445],[-115.32546,32.49278],[-115.32389,32.49119],[-115.32206,32.48933],[-115.31999,32.48723],[-115.31781,32.48502],[-115.3161,32.48326],[-115.31419,32.48136],[-115.31227,32.47939],[-115.30951,32.4766],[-115.30739,32.47444],[-115.30552,32.47254],[-115.30352,32.47052],[-115.30065,32.46761],[-115.29667,32.46366],[-115.29424,32.46114],[-115.29241,32.45927],[-115.29022,32.45706],[-115.28782,32.45463],[-115.2853,32.45207],[-115.28304,32.44978],[-115.28127,32.44799],[-115.27935,32.44605],[-115.27699,32.44365],[-115.2755,32.4412],[-115.27368,32.43828],[-115.27264,32.43722],[-115.27068,32.43524],[-115.26876,32.4333],[-115.26528,32.42996],[-115.26318,32.42812],[-115.26057,32.42584],[-115.25826,32.42382],[-115.25674,32.42228],[-115.25469,32.42022],[-115.25208,32.41754],[-115.24984,32.41529],[-115.24767,32.41306],[-115.24583,32.4112],[-115.24554,32.41142]]}}
Línea 230.0 kV | LineString | 230.0 kV | 2 |  |  | CFE |  |  |  |  | OpenStreetMap | {"type":"Feature","properties":{},"geometry":{"type":"LineString","coordinates":[[-115.35637,32.53498],[-115.35537,32.53313],[-115.35434,32.53125],[-115.35329,32.52935],[-115.3524,32.5277],[-115.35116,32.52542],[-115.35035,32.52395],[-115.34908,32.52167],[-115.34798,32.51962],[-115.34655,32.51699],[-115.3454,32.51486]]}}
Línea 230.0 kV | LineString | 230.0 kV | 2 |  |  | CFE |  |  |  |  | OpenStreetMap | {"type":"Feature","properties":{},"geometry":{"type":"LineString","coordinates":[[-115.67706,32.5965],[-115.67726,32.59643],[-115.67748,32.59634],[-115.67973,32.59547],[-115.68042,32.59365],[-115.67941,32.59183],[-115.67714,32.59085],[-115.6739,32.58945],[-115.67069,32.58806],[-115.66785,32.58684],[-115.6651,32.58565],[-115.66234,32.58446],[-115.65948,32.58322],[-115.6566,32.58198],[-115.65405,32.58088],[-115.65113,32.57961],[-115.64836,32.57842],[-115.6456,32.57723],[-115.64282,32.57603],[-115.63984,32.57474],[-115.63739,32.57368],[-115.6349,32.57261],[-115.63252,32.57158],[-115.63015,32.57056],[-115.62828,32.56975],[-115.62563,32.5686],[-115.62354,32.5677],[-115.62201,32.56704],[-115.61995,32.56615],[-115.61701,32.56488],[-115.61398,32.56357],[-115.61113,32.56234],[-115.60797,32.56097],[-115.6049,32.56098],[-115.6021,32.56098],[-115.59911,32.56099],[-115.59615,32.56099],[-115.59299,32.561],[-115.58994,32.56101],[-115.58678,32.56101],[-115.58359,32.56102],[-115.58087,32.56102],[-115.57744,32.56103],[-115.57421,32.56103],[-115.57136,32.56104],[-115.56836,32.56104],[-115.56541,32.56105],[-115.56199,32.56106],[-115.5589,32.56106],[-115.55584,32.56107],[-115.55265,32.56107],[-115.54983,32.56108],[-115.5463,32.56109],[-115.54278,32.56109],[-115.53915,32.5611],[-115.53621,32.5611],[-115.533,32.56111],[-115.52979,32.56112],[-115.52661,32.56112],[-115.5234,32.56113],[-115.52024,32.56112],[-115.51803,32.56018],[-115.51608,32.55928],[-115.51336,32.55803],[-115.51093,32.55691],[-115.50815,32.55562],[-115.50533,32.55432],[-115.50242,32.55298],[-115.50039,32.55204],[-115.4982,32.55104],[-115.49511,32.54961],[-115.49229,32.54831],[-115.48947,32.54701],[-115.48642,32.54557],[-115.48399,32.54447]]}}
Línea 230.0 kV | LineString | 230.0 kV | 2 |  |  | CFE |  |  |  |  | OpenStreetMap | {"type":"Feature","properties":{},"geometry":{"type":"LineString","coordinates":[[-115.4504,32.57931],[-115.44873,32.57472],[-115.44783,32.57224],[-115.4469,32.56971],[-115.44597,32.56721],[-115.44514,32.56488],[-115.44425,32.5625],[-115.44327,32.55977],[-115.4423,32.55711],[-115.4413,32.55447],[-115.44035,32.55172],[-115.43938,32.54907],[-115.43849,32.54659],[-115.43744,32.54378],[-115.43659,32.54145],[-115.43567,32.53889],[-115.43475,32.53638],[-115.43279,32.53548],[-115.42884,32.53372],[-115.42205,32.53366],[-115.41881,32.53362],[-115.41537,32.53359],[-115.41196,32.53356],[-115.40886,32.53353],[-115.40531,32.53349],[-115.40192,32.53346],[-115.3985,32.53343],[-115.39509,32.5334],[-115.39169,32.53336],[-115.38818,32.53333],[-115.38474,32.5333],[-115.38167,32.53327],[-115.37831,32.53324],[-115.37347,32.53319],[-115.37059,32.53316],[-115.36731,32.53313],[-115.36426,32.5335],[-115.36095,32.53393],[-115.35792,32.5343],[-115.35657,32.53491],[-115.35637,32.53498]]}}
Línea 230.0 kV | LineString | 230.0 kV | 1 |  |  | CFE |  |  |  |  | OpenStreetMap | {"type":"Feature","properties":{},"geometry":{"type":"LineString","coordinates":[[-115.44766,32.52555],[-115.4476,32.5257],[-115.44705,32.52646],[-115.44841,32.52927],[-115.44975,32.53204],[-115.45029,32.53397],[-115.4509,32.53624],[-115.45172,32.53917],[-115.44835,32.5416],[-115.4449,32.54405],[-115.44177,32.54633],[-115.43931,32.54769],[-115.43804,32.5484],[-115.43563,32.54979],[-115.4351,32.55003],[-115.4351,32.55105],[-115.43509,32.55258],[-115.43509,32.55427],[-115.43507,32.55587],[-115.43506,32.5572],[-115.43505,32.55915],[-115.43504,32.56049],[-115.43504,32.56098],[-115.43338,32.56096],[-115.43302,32.56257],[-115.43136,32.56438],[-115.42719,32.56658],[-115.42649,32.56986],[-115.42557,32.57127],[-115.42407,32.57176],[-115.42327,32.57286],[-115.4227,32.57364],[-115.4221,32.57486],[-115.42136,32.5763],[-115.42052,32.57795],[-115.41967,32.57962],[-115.41883,32.58128],[-115.418,32.58292],[-115.41716,32.58458],[-115.41673,32.58541],[-115.41769,32.58579],[-115.4191,32.58631],[-115.42067,32.5869],[-115.42152,32.58729],[-115.42149,32.58757]]}}
Línea 230.0 kV | LineString | 230.0 kV | 2 |  |  | Comisión Federal de Electricidad |  |  |  |  | OpenStreetMap | {"type":"Feature","properties":{},"geometry":{"type":"LineString","coordinates":[[-115.35139,32.54575],[-115.3523,32.54603],[-115.3513,32.54851],[-115.35029,32.55123],[-115.34934,32.55374],[-115.34915,32.55425],[-115.34804,32.55727],[-115.34712,32.5598],[-115.34703,32.56006],[-115.346,32.56281],[-115.34507,32.56538],[-115.34395,32.56845],[-115.34283,32.57144],[-115.34197,32.5737],[-115.34078,32.57698],[-115.33925,32.57917],[-115.33765,32.58142],[-115.33656,32.58377],[-115.33535,32.58627],[-115.33438,32.58839],[-115.33529,32.59112],[-115.33633,32.59402],[-115.33711,32.59643],[-115.33786,32.59871],[-115.3388,32.6015],[-115.33956,32.60371],[-115.34205,32.60547],[-115.34458,32.60725],[-115.34744,32.60926],[-115.3518,32.61296],[-115.35343,32.61467],[-115.356,32.61737],[-115.35881,32.62033],[-115.36091,32.62254],[-115.36264,32.62436],[-115.3644,32.62622],[-115.36491,32.62896],[-115.36523,32.63065],[-115.3656,32.63266],[-115.3688,32.63473],[-115.37271,32.6344],[-115.37657,32.63408],[-115.37722,32.63414],[-115.37954,32.63435],[-115.38242,32.63462],[-115.38571,32.63493]]}}
Línea 230.0 kV | LineString | 230.0 kV | 2 |  |  | CFE |  |  |  |  | OpenStreetMap | {"type":"Feature","properties":{},"geometry":{"type":"LineString","coordinates":[[-115.37007,32.59951],[-115.36754,32.59784],[-115.36472,32.59598],[-115.36238,32.59444],[-115.36012,32.59294],[-115.35734,32.5911],[-115.35492,32.5895],[-115.35235,32.5878],[-115.34999,32.58625],[-115.34825,32.58508],[-115.34447,32.58467],[-115.34078,32.58426],[-115.33711,32.58385],[-115.33656,32.58377]]}}
Línea 230.0 kV | LineString | 230.0 kV | 1 |  |  | CFE |  |  |  |  | OpenStreetMap | {"type":"Feature","properties":{},"geometry":{"type":"LineString","coordinates":[[-115.62937,32.5966],[-115.62958,32.59582],[-115.62986,32.59524],[-115.63066,32.59546],[-115.63194,32.59581],[-115.63304,32.59618]]}}
Línea 230.0 kV | LineString | 230.0 kV | 2 |  |  | CFE |  |  |  |  | OpenStreetMap | {"type":"Feature","properties":{},"geometry":{"type":"LineString","coordinates":[[-115.5571,32.59015],[-115.55791,32.5897],[-115.56194,32.58761],[-115.56595,32.58554],[-115.57007,32.58345],[-115.57431,32.58122],[-115.57832,32.57924],[-115.58295,32.57989],[-115.58653,32.58181],[-115.592,32.58129],[-115.59668,32.58199],[-115.60127,32.5827],[-115.60579,32.58339],[-115.61063,32.58418],[-115.61533,32.58488],[-115.61983,32.58556],[-115.62447,32.58633],[-115.62903,32.58701],[-115.63385,32.58771],[-115.63854,32.58843],[-115.64328,32.58914],[-115.64794,32.58994],[-115.65257,32.5906],[-115.6569,32.5913],[-115.65908,32.59219],[-115.6614,32.59316],[-115.66402,32.59495],[-115.66637,32.59656],[-115.6711,32.59769],[-115.67296,32.59816],[-115.67515,32.59725],[-115.67569,32.59705]]}}
Línea 230.0 kV | LineString | 230.0 kV | 4 |  |  | CFE |  |  |  |  | OpenStreetMap | {"type":"Feature","properties":{},"geometry":{"type":"LineString","coordinates":[[-115.56968,32.6309],[-115.57082,32.63091],[-115.57226,32.63091],[-115.57413,32.63087],[-115.57412,32.63198],[-115.57392,32.63344],[-115.57392,32.63535],[-115.57398,32.63721],[-115.57402,32.63894],[-115.57399,32.64067],[-115.57401,32.64237],[-115.57399,32.6441],[-115.57401,32.6458],[-115.57399,32.64631]]}}
Línea 230.0 kV | LineString | 230.0 kV | 2 |  |  | CFE |  |  |  |  | OpenStreetMap | {"type":"Feature","properties":{},"geometry":{"type":"LineString","coordinates":[[-115.68091,32.65063],[-115.68071,32.64851],[-115.68034,32.64533],[-115.68002,32.64223],[-115.67897,32.63929],[-115.67781,32.63599],[-115.67681,32.63331],[-115.67571,32.63028],[-115.67467,32.62731],[-115.67359,32.62432],[-115.67254,32.62136],[-115.67142,32.6183],[-115.67038,32.61534],[-115.66928,32.61233],[-115.66831,32.60949],[-115.6676,32.60754],[-115.6672,32.60639],[-115.66834,32.60323],[-115.66736,32.6015],[-115.66577,32.59872],[-115.66436,32.59616],[-115.66262,32.59501],[-115.6609,32.59383],[-115.65871,32.5929],[-115.65661,32.59203],[-115.65457,32.59172],[-115.65241,32.59135],[-115.65017,32.59104],[-115.64784,32.59065],[-115.64553,32.5903],[-115.64395,32.59009],[-115.64138,32.59002],[-115.63999,32.59254],[-115.63835,32.59552],[-115.63707,32.59789],[-115.63481,32.59723],[-115.63288,32.59664],[-115.63215,32.59785],[-115.63151,32.59888],[-115.631,32.59969],[-115.63052,32.60053],[-115.62985,32.60132]]}}
Línea 230.0 kV | LineString | 230.0 kV | 2 |  |  | CFE |  |  |  |  | OpenStreetMap | {"type":"Feature","properties":{},"geometry":{"type":"LineString","coordinates":[[-115.67985,32.65071],[-115.67959,32.64808],[-115.67921,32.64473],[-115.67898,32.64241],[-115.67794,32.63952],[-115.67686,32.63647],[-115.67596,32.63408],[-115.67508,32.63168],[-115.67402,32.62865],[-115.673,32.6258],[-115.67199,32.62297],[-115.67096,32.62011],[-115.66994,32.61724],[-115.66893,32.6144],[-115.66779,32.61127],[-115.66691,32.60876],[-115.66653,32.60771],[-115.66534,32.60402],[-115.66469,32.60204],[-115.66403,32.59985]]}}
Línea 230.0 kV | LineString | 230.0 kV | 2 |  |  | CFE |  |  |  |  | OpenStreetMap | {"type":"Feature","properties":{},"geometry":{"type":"LineString","coordinates":[[-115.68181,32.64889],[-115.68164,32.64742],[-115.6814,32.6446],[-115.68106,32.64203],[-115.67995,32.63891],[-115.67922,32.63685],[-115.67837,32.63462],[-115.67762,32.6325],[-115.67645,32.62931],[-115.67524,32.62587],[-115.67435,32.62333],[-115.67356,32.62115],[-115.67251,32.61823],[-115.67129,32.61478],[-115.6702,32.61175],[-115.66925,32.609],[-115.66823,32.60622],[-115.66917,32.60399],[-115.67003,32.6019],[-115.67127,32.59953]]}}
Línea 230.0 kV | LineString | 230.0 kV | 1 |  |  | CFE |  |  |  |  | OpenStreetMap | {"type":"Feature","properties":{},"geometry":{"type":"LineString","coordinates":[[-115.67592,32.59583],[-115.67575,32.59553]]}}
Línea 230.0 kV | LineString | 230.0 kV | 2 |  |  | CFE |  |  |  |  | OpenStreetMap | {"type":"Feature","properties":{},"geometry":{"type":"LineString","coordinates":[[-115.66727,32.6005],[-115.6698,32.59964],[-115.67199,32.5988],[-115.67491,32.59772],[-115.67572,32.59741],[-115.67591,32.59733]]}}
Línea 230.0 kV | LineString | 230.0 kV | 1 |  |  | CFE |  |  |  |  | OpenStreetMap | {"type":"Feature","properties":{},"geometry":{"type":"LineString","coordinates":[[-115.66984,32.60076],[-115.67055,32.5989],[-115.67182,32.5975],[-115.67329,32.59653]]}}
Línea 230.0 kV | LineString | 230.0 kV | 1 |  |  | CFE |  |  |  |  | OpenStreetMap | {"type":"Feature","properties":{},"geometry":{"type":"LineString","coordinates":[[-115.66984,32.60076],[-115.67085,32.59899],[-115.67217,32.59764],[-115.67329,32.59653]]}}
Línea 230.0 kV | LineString | 230.0 kV |  |  |  | CFE |  |  |  |  | OpenStreetMap | {"type":"Feature","properties":{},"geometry":{"type":"LineString","coordinates":[[-115.7121,32.71352],[-115.71214,32.71068],[-115.71218,32.70752],[-115.71222,32.70445],[-115.71225,32.70136],[-115.71229,32.69837],[-115.71154,32.69557],[-115.71078,32.69272],[-115.70996,32.68992],[-115.70924,32.68716],[-115.70846,32.68436],[-115.70764,32.68148],[-115.70694,32.67882],[-115.70492,32.67666],[-115.70298,32.67448],[-115.70086,32.67228],[-115.69875,32.67],[-115.69663,32.66772],[-115.69447,32.66538],[-115.6923,32.66305],[-115.69017,32.66076],[-115.68807,32.65851],[-115.68589,32.65617],[-115.68374,32.65388],[-115.68184,32.65182],[-115.68091,32.65063]]}}
Línea 230.0 kV | LineString | 230.0 kV | 1 |  |  | CFE |  |  |  |  | OpenStreetMap | {"type":"Feature","properties":{},"geometry":{"type":"LineString","coordinates":[[-115.66403,32.59985],[-115.66293,32.6002]]}}
Línea 230.0 kV | LineString | 230.0 kV | 1 |  |  | CFE |  |  |  |  | OpenStreetMap | {"type":"Feature","properties":{},"geometry":{"type":"LineString","coordinates":[[-115.66403,32.59985],[-115.66327,32.59922],[-115.6626,32.59949]]}}
Línea 230.0 kV | LineString | 230.0 kV | 2 |  |  | CFE |  |  |  |  | OpenStreetMap | {"type":"Feature","properties":{},"geometry":{"type":"LineString","coordinates":[[-115.4504,32.57931],[-115.45004,32.57939],[-115.44933,32.57958],[-115.44741,32.5801],[-115.44394,32.57839],[-115.43607,32.57673],[-115.43169,32.57542],[-115.42767,32.57653],[-115.42678,32.57831],[-115.42547,32.58098],[-115.42396,32.58416],[-115.42235,32.58728]]}}
Línea 230.0 kV | LineString | 230.0 kV | 1 |  |  | CFE |  |  |  |  | OpenStreetMap | {"type":"Feature","properties":{},"geometry":{"type":"LineString","coordinates":[[-115.24511,32.41097],[-115.24468,32.41057],[-115.24304,32.4088],[-115.24129,32.40693],[-115.23893,32.40439],[-115.23675,32.40202],[-115.23513,32.3996],[-115.23394,32.39834],[-115.23106,32.39529],[-115.22858,32.39265],[-115.22764,32.39152],[-115.22741,32.39126]]}}
Línea 230.0 kV | LineString | 230.0 kV | 2 |  |  | CFE |  |  |  |  | OpenStreetMap | {"type":"Feature","properties":{},"geometry":{"type":"LineString","coordinates":[[-115.03018,32.38093],[-115.02771,32.38076],[-115.02245,32.38026],[-115.01737,32.37978],[-115.01207,32.37927],[-115.00678,32.37872],[-115.00168,32.37827],[-114.99637,32.37778],[-114.99111,32.37728],[-114.98601,32.37678],[-114.98092,32.3763],[-114.97579,32.37584],[-114.97156,32.37542],[-114.96692,32.37497],[-114.96187,32.37447],[-114.957,32.37402],[-114.95188,32.37352],[-114.94659,32.373],[-114.94134,32.37246],[-114.93633,32.37197],[-114.93127,32.37152],[-114.92623,32.37103],[-114.92113,32.37054],[-114.91643,32.37009],[-114.91157,32.36963],[-114.90629,32.3691],[-114.90119,32.36862],[-114.89682,32.36819],[-114.89244,32.3688],[-114.88745,32.36946],[-114.88238,32.37018],[-114.87749,32.37083],[-114.87253,32.37151],[-114.86746,32.37222],[-114.86338,32.37278],[-114.86026,32.3755],[-114.85683,32.37844],[-114.85334,32.38144],[-114.84993,32.38442],[-114.84656,32.3873],[-114.84318,32.39022],[-114.8397,32.39322],[-114.83676,32.3958],[-114.83235,32.39586],[-114.82683,32.396],[-114.82134,32.39611],[-114.8159,32.39624],[-114.81227,32.39632]]}}
Línea 230.0 kV | LineString | 230.0 kV |  |  |  | CFE |  |  |  |  | OpenStreetMap | {"type":"Feature","properties":{},"geometry":{"type":"LineString","coordinates":[[-115.71172,32.71349],[-115.71176,32.71067],[-115.71179,32.70756],[-115.71182,32.70446],[-115.71185,32.70139],[-115.71189,32.69843],[-115.71119,32.69559],[-115.71039,32.69279],[-115.7096,32.68999],[-115.70885,32.68723],[-115.70806,32.68445],[-115.70728,32.68159],[-115.70656,32.67895],[-115.70462,32.67686],[-115.70258,32.67466],[-115.70051,32.67243],[-115.69841,32.67016],[-115.69628,32.66788],[-115.69408,32.66552],[-115.6918,32.66306],[-115.68982,32.66094],[-115.68771,32.65867],[-115.68559,32.6564],[-115.68341,32.65405],[-115.68151,32.65202],[-115.67985,32.65071]]}}
Línea 230.0 kV | LineString | 230.0 kV | 4 |  |  | Comision Federal de Electricidad |  |  |  |  | OpenStreetMap | {"type":"Feature","properties":{},"geometry":{"type":"LineString","coordinates":[[-115.46169,32.60346],[-115.4634,32.60361],[-115.46534,32.60378],[-115.46746,32.60396],[-115.46935,32.60412],[-115.47122,32.60427],[-115.4731,32.60445],[-115.47505,32.60461],[-115.47686,32.60475],[-115.47838,32.60471],[-115.48025,32.60468],[-115.48211,32.60464],[-115.48397,32.60462],[-115.48586,32.60459],[-115.48772,32.60456],[-115.48946,32.60451]]}}
Línea 230.0 kV | LineString | 230.0 kV | 2 |  |  | CFE |  |  |  |  | OpenStreetMap | {"type":"Feature","properties":{},"geometry":{"type":"LineString","coordinates":[[-115.57399,32.64631],[-115.57411,32.64735],[-115.57566,32.64741],[-115.57714,32.64748],[-115.57875,32.64752],[-115.58035,32.64757],[-115.58121,32.64773],[-115.58239,32.64816],[-115.5836,32.64859],[-115.5851,32.64867],[-115.58513,32.64818],[-115.58515,32.64767],[-115.58522,32.64665],[-115.5861,32.64551],[-115.58786,32.6432],[-115.5896,32.64091],[-115.59136,32.63857],[-115.5932,32.63614],[-115.59549,32.63311],[-115.59758,32.63031],[-115.59971,32.62745],[-115.60123,32.62545],[-115.60438,32.62477],[-115.60779,32.62398],[-115.61092,32.62332],[-115.61458,32.62252],[-115.61848,32.62166],[-115.62228,32.62081],[-115.62614,32.61996],[-115.62847,32.61944],[-115.63233,32.61858],[-115.6362,32.61774],[-115.63884,32.61612],[-115.64153,32.61443],[-115.64421,32.61273],[-115.64694,32.61105],[-115.64928,32.60956],[-115.65225,32.60925],[-115.65509,32.60895],[-115.65843,32.60969],[-115.66195,32.61055],[-115.66545,32.61133],[-115.66656,32.60862],[-115.66779,32.60573],[-115.66899,32.60296],[-115.66984,32.60076]]}}
Línea 230.0 kV | LineString | 230.0 kV | 2 |  |  | CFE |  |  |  |  | OpenStreetMap | {"type":"Feature","properties":{},"geometry":{"type":"LineString","coordinates":[[-115.63304,32.59618],[-115.63392,32.59474],[-115.63522,32.59266],[-115.63645,32.59071],[-115.63843,32.59013],[-115.64024,32.58961],[-115.64191,32.58969],[-115.644,32.58974],[-115.64553,32.58997],[-115.64796,32.59032],[-115.65021,32.59068],[-115.65248,32.59102],[-115.65471,32.59141],[-115.65673,32.59173],[-115.65887,32.59261],[-115.66111,32.59353],[-115.66289,32.59474],[-115.66466,32.59596],[-115.66594,32.59824],[-115.66727,32.6005]]}}
Línea 230.0 kV | LineString | 230.0 kV | 2 |  |  | CFE |  |  |  |  | OpenStreetMap | {"type":"Feature","properties":{},"geometry":{"type":"LineString","coordinates":[[-115.51889,32.64706],[-115.51988,32.64661],[-115.52116,32.64661],[-115.52248,32.6466],[-115.52376,32.6466],[-115.52508,32.64663],[-115.52628,32.64665],[-115.52735,32.64667],[-115.52757,32.64655],[-115.52757,32.6456],[-115.52757,32.64424],[-115.52756,32.64311],[-115.52754,32.64186],[-115.52753,32.64063],[-115.52752,32.63941],[-115.52753,32.63815],[-115.52751,32.63694],[-115.52751,32.63572],[-115.5275,32.6345],[-115.5275,32.63328],[-115.5275,32.63207],[-115.52749,32.63116]]}}
Línea 230.0 kV | LineString | 230.0 kV | 1 |  |  | CFE |  |  |  |  | OpenStreetMap | {"type":"Feature","properties":{},"geometry":{"type":"LineString","coordinates":[[-115.63304,32.59618],[-115.63224,32.59656],[-115.6318,32.59738],[-115.63095,32.59718]]}}
Línea 230.0 kV | LineString | 230.0 kV | 1 |  |  | CFE |  |  |  |  | OpenStreetMap | {"type":"Feature","properties":{},"geometry":{"type":"LineString","coordinates":[[-115.63095,32.59747],[-115.63201,32.59769],[-115.63146,32.59859],[-115.63092,32.59947],[-115.63042,32.6003],[-115.62971,32.60068],[-115.62943,32.60114]]}}
Línea 230.0 kV | LineString | 230.0 kV | 2 |  |  | CFE |  |  |  |  | OpenStreetMap | {"type":"Feature","properties":{},"geometry":{"type":"LineString","coordinates":[[-116.8754,32.41712],[-116.87978,32.41762],[-116.88143,32.42029],[-116.88109,32.42302],[-116.8814,32.42638]]}}
Línea 230.0 kV | LineString | 230.0 kV | 1 |  |  | CFE |  |  |  |  | OpenStreetMap | {"type":"Feature","properties":{},"geometry":{"type":"LineString","coordinates":[[-116.87863,32.44614],[-116.87835,32.44615],[-116.87663,32.44737],[-116.872,32.44798],[-116.86868,32.44847],[-116.8655,32.44895],[-116.86325,32.44962],[-116.86345,32.45029],[-116.86348,32.45041]]}}
Línea 230.0 kV | LineString | 230.0 kV | 2 |  |  | CFE |  |  |  |  | OpenStreetMap | {"type":"Feature","properties":{},"geometry":{"type":"LineString","coordinates":[[-111.004,29.20056],[-111.0038,29.19948],[-111.00686,29.19718],[-111.00997,29.19482],[-111.01289,29.19249],[-111.01624,29.1897],[-111.01961,29.18689],[-111.02289,29.18419],[-111.0262,29.18145],[-111.02615,29.17724],[-111.0261,29.17272],[-111.02605,29.1683],[-111.02599,29.16379],[-111.02594,29.15967],[-111.02962,29.15837],[-111.03291,29.1572],[-111.0363,29.156],[-111.04042,29.15453],[-111.04233,29.15385],[-111.04489,29.15295],[-111.05001,29.15113],[-111.05484,29.14941],[-111.05945,29.14778],[-111.06483,29.14587],[-111.06933,29.14427],[-111.07057,29.1404],[-111.07184,29.1365],[-111.07317,29.13237],[-111.0745,29.12824],[-111.07577,29.1243],[-111.07702,29.12044],[-111.07815,29.11694],[-111.08177,29.11787],[-111.08562,29.11882],[-111.08911,29.11966],[-111.09007,29.11663],[-111.09116,29.11295],[-111.09233,29.10904],[-111.09346,29.10529],[-111.09467,29.10134],[-111.09565,29.09795],[-111.09764,29.09847],[-111.09777,29.09798],[-111.09813,29.09808]]}}
Línea 230.0 kV | LineString | 230.0 kV |  |  |  | CFE |  |  |  |  | OpenStreetMap | {"type":"Feature","properties":{},"geometry":{"type":"LineString","coordinates":[[-111.09916,29.09744],[-111.0997,29.09765],[-111.10108,29.09801],[-111.10488,29.09747],[-111.10865,29.09694],[-111.11088,29.09349],[-111.11316,29.08996],[-111.11523,29.08676],[-111.11756,29.08317],[-111.11977,29.07973],[-111.12208,29.07617],[-111.12437,29.07265],[-111.1265,29.06935],[-111.1284,29.06641],[-111.12862,29.06417]]}}
Línea 230.0 kV | LineString | 230.0 kV |  |  |  | CFE |  |  |  |  | OpenStreetMap | {"type":"Feature","properties":{},"geometry":{"type":"LineString","coordinates":[[-110.83058,29.03514],[-110.8301,29.03966],[-110.82964,29.0429],[-110.8292,29.04595],[-110.82866,29.04981],[-110.82811,29.05361],[-110.82755,29.0575],[-110.82699,29.06133],[-110.82644,29.06513],[-110.82592,29.06873],[-110.82545,29.07202],[-110.82498,29.07524],[-110.82447,29.07879],[-110.82389,29.08273],[-110.82337,29.08645],[-110.82287,29.08999],[-110.8224,29.09323],[-110.82195,29.09634],[-110.82145,29.09976],[-110.82342,29.10261],[-110.82515,29.10513],[-110.82685,29.10759],[-110.82851,29.11],[-110.83021,29.11247],[-110.83191,29.11494],[-110.83352,29.11727],[-110.83533,29.11989],[-110.83723,29.12267],[-110.83918,29.12549],[-110.84121,29.12843],[-110.84303,29.13109],[-110.84492,29.13381],[-110.84668,29.13637],[-110.8486,29.13914],[-110.85052,29.14194],[-110.85249,29.1448],[-110.85441,29.14757],[-110.85606,29.14997],[-110.8575,29.15206],[-110.85926,29.15462],[-110.86118,29.1574],[-110.86318,29.16023],[-110.86484,29.16264],[-110.86653,29.16512],[-110.86946,29.16696],[-110.87213,29.16864],[-110.87517,29.17053],[-110.87859,29.17268],[-110.88226,29.175],[-110.88478,29.17631]]}}
Línea 230.0 kV | LineString | 230.0 kV | 2 |  |  | CFE |  |  |  |  | OpenStreetMap | {"type":"Feature","properties":{},"geometry":{"type":"LineString","coordinates":[[-111.00371,29.20124],[-111.00378,29.20197],[-111.00281,29.20315],[-111.00298,29.20492],[-111.00222,29.20511],[-110.9991,29.20492],[-110.9962,29.2052],[-110.9936,29.2076],[-110.99131,29.20971],[-110.98835,29.21319],[-110.98487,29.21726],[-110.98356,29.21879],[-110.98188,29.22075],[-110.97911,29.22135],[-110.97557,29.2221],[-110.97088,29.22212],[-110.96661,29.22212],[-110.96334,29.22126],[-110.95986,29.2199],[-110.95721,29.21767],[-110.95629,29.21726],[-110.95138,29.21522],[-110.94709,29.21346],[-110.94254,29.2116],[-110.93785,29.2097],[-110.93361,29.20796],[-110.92945,29.20623],[-110.92515,29.20446]]}}
Línea 230.0 kV | LineString | 230.0 kV | 1 |  |  | CFE |  |  |  |  | OpenStreetMap | {"type":"Feature","properties":{},"geometry":{"type":"LineString","coordinates":[[-111.09638,29.09506],[-111.09569,29.0956],[-111.09823,29.09623],[-111.09805,29.09681],[-111.09852,29.09692]]}}
Línea 230.0 kV | LineString | 230.0 kV |  |  |  | CFE |  |  |  |  | OpenStreetMap | {"type":"Feature","properties":{},"geometry":{"type":"LineString","coordinates":[[-111.04469,29.05213],[-111.04063,29.05284],[-111.03647,29.05356],[-111.03228,29.05429],[-111.02831,29.05498],[-111.02417,29.0557],[-111.02033,29.05636],[-111.01982,29.05645],[-111.01988,29.05689],[-111.02013,29.05912],[-111.02046,29.06233],[-111.02092,29.0664],[-111.02137,29.07047],[-111.02179,29.07395],[-111.02294,29.07725],[-111.02397,29.08007]]}}
Línea 230.0 kV | LineString | 230.0 kV | 2 |  |  | CFE |  |  |  |  | OpenStreetMap | {"type":"Feature","properties":{},"geometry":{"type":"LineString","coordinates":[[-110.83269,29.03332],[-110.8321,29.03324],[-110.8322,29.03207],[-110.83221,29.03138],[-110.83306,29.02886],[-110.83596,29.0245],[-110.83868,29.02046],[-110.84131,29.01652],[-110.84295,29.01298],[-110.84494,29.00868],[-110.84682,29.00457],[-110.84885,29.00019],[-110.8507,28.99618],[-110.85256,28.99213],[-110.85454,28.98777],[-110.85642,28.98374],[-110.85847,28.97925],[-110.86028,28.97537],[-110.86317,28.97407],[-110.86761,28.97209],[-110.87242,28.96993],[-110.87772,28.96979],[-110.88303,28.96962],[-110.88853,28.96944],[-110.89445,28.96924],[-110.90022,28.96907],[-110.90586,28.9689],[-110.90914,28.96898],[-110.91392,28.96915],[-110.91849,28.9693],[-110.91938,28.96933],[-110.92427,28.96947],[-110.92973,28.96966],[-110.93452,28.9698],[-110.93797,28.96997],[-110.94299,28.97028],[-110.94917,28.97013],[-110.95288,28.97006],[-110.95341,28.96959]]}}
Línea 230.0 kV | LineString | 230.0 kV | 1 |  |  | CFE |  |  |  |  | OpenStreetMap | {"type":"Feature","properties":{},"geometry":{"type":"LineString","coordinates":[[-115.23788,32.39877],[-115.2373,32.39907],[-115.23696,32.39931],[-115.23517,32.39751],[-115.23274,32.39506],[-115.23024,32.39246],[-115.22788,32.39005],[-115.2257,32.38746],[-115.22375,32.38506],[-115.22228,32.38323],[-115.22067,32.38121],[-115.21811,32.37883],[-115.21545,32.37625],[-115.21325,32.37414],[-115.21118,32.37215],[-115.20887,32.36994],[-115.20629,32.36746],[-115.2047,32.36594],[-115.20414,32.3654],[-115.20215,32.36529],[-115.19928,32.36514],[-115.19601,32.36497],[-115.19158,32.36473],[-115.18865,32.36717],[-115.18592,32.36945],[-115.18314,32.37176],[-115.18031,32.37412],[-115.1775,32.37646],[-115.1747,32.3788],[-115.17184,32.38119],[-115.16897,32.38358],[-115.1662,32.38589],[-115.16333,32.38827],[-115.16045,32.39068],[-115.15764,32.39301],[-115.15482,32.39537],[-115.15201,32.39771],[-115.14933,32.39994],[-115.14705,32.40184],[-115.14356,32.40273],[-115.13985,32.40367],[-115.13667,32.40525],[-115.13331,32.40691],[-115.13,32.40855],[-115.12626,32.41033],[-115.1223,32.41225],[-115.11842,32.41418],[-115.11464,32.416],[-115.11101,32.41774],[-115.1071,32.41771],[-115.10302,32.41769],[-115.0987,32.41766],[-115.09449,32.4176],[-115.09047,32.4176],[-115.08623,32.41758],[-115.08215,32.41753],[-115.07842,32.41751],[-115.07448,32.4175],[-115.0702,32.41746],[-115.06647,32.41745],[-115.0625,32.41742],[-115.05858,32.41741],[-115.05465,32.41735],[-115.05071,32.41734],[-115.04717,32.41726],[-115.04303,32.41728],[-115.03874,32.4179],[-115.03473,32.41849],[-115.03118,32.41898],[-115.0273,32.41954],[-115.02382,32.42003],[-115.01952,32.42066],[-115.01556,32.42117],[-115.01169,32.42176],[-115.00778,32.42227],[-115.00375,32.42285],[-114.99985,32.42343],[-114.99598,32.42399],[-114.99203,32.42449],[-114.98866,32.42499],[-114.9871,32.42681],[-114.98462,32.42963],[-114.98235,32.43225],[-114.97988,32.43509],[-114.97766,32.43766],[-114.97481,32.4409],[-114.97178,32.44434],[-114.96911,32.4474],[-114.96669,32.45017],[-114.96494,32.4522],[-114.96302,32.45442],[-114.96013,32.4577],[-114.95739,32.46082],[-114.95468,32.46395],[-114.95214,32.46682],[-114.94991,32.4694],[-114.94723,32.47247],[-114.94496,32.47508],[-114.94297,32.47737],[-114.94043,32.48027],[-114.93802,32.48302],[-114.93607,32.48526],[-114.93399,32.48766],[-114.92984,32.48819],[-114.92608,32.4887],[-114.92231,32.4892],[-114.91847,32.48965],[-114.9147,32.49015],[-114.91091,32.49062],[-114.90707,32.49111],[-114.90323,32.49162],[-114.89922,32.49212],[-114.8951,32.49266],[-114.89132,32.49314],[-114.88758,32.49363],[-114.88383,32.49411],[-114.87972,32.49464],[-114.87571,32.49516],[-114.87221,32.49655],[-114.86878,32.49795],[-114.86529,32.49935],[-114.86183,32.50072],[-114.85836,32.50214],[-114.85493,32.50352],[-114.8509,32.50513],[-114.84746,32.50653],[-114.84508,32.50747],[-114.84233,32.5067],[-114.83934,32.50573],[-114.8369,32.5035],[-114.83769,32.50186],[-114.83777,32.5015]]}}
Línea 230.0 kV | LineString | 230.0 kV | 2 |  |  | CFE |  |  |  |  | OpenStreetMap | {"type":"Feature","properties":{},"geometry":{"type":"LineString","coordinates":[[-97.54225,25.82684],[-97.5414,25.82688],[-97.53941,25.82696],[-97.5373,25.82706],[-97.53515,25.82715],[-97.53304,25.82726],[-97.53093,25.82735],[-97.52861,25.82746],[-97.52645,25.82755],[-97.52454,25.82765],[-97.52288,25.82742],[-97.52139,25.82719],[-97.5198,25.82696],[-97.51886,25.82661],[-97.51763,25.826],[-97.5162,25.8253],[-97.51488,25.82465],[-97.51363,25.82414],[-97.5128,25.8238],[-97.51163,25.82391],[-97.51063,25.82403],[-97.50977,25.82408],[-97.5061,25.82357],[-97.50275,25.82305],[-97.49956,25.82261],[-97.49628,25.82212],[-97.49288,25.82161],[-97.48968,25.82114],[-97.48736,25.82018],[-97.48483,25.8191],[-97.4823,25.81803],[-97.47968,25.8169],[-97.4769,25.8157],[-97.47345,25.81421],[-97.46946,25.81253],[-97.46614,25.81108],[-97.46307,25.80978],[-97.46035,25.80861],[-97.45764,25.80744],[-97.45512,25.80636],[-97.45431,25.80587]]}}
Línea 230.0 kV | LineString | 230.0 kV |  |  |  | CFE |  |  |  |  | OpenStreetMap | {"type":"Feature","properties":{},"geometry":{"type":"LineString","coordinates":[[-97.54225,25.82684],[-97.54302,25.8268],[-97.54603,25.82666],[-97.54935,25.82654],[-97.55299,25.82638],[-97.55652,25.82621],[-97.55994,25.826],[-97.5636,25.82589],[-97.5669,25.82574],[-97.57032,25.82558],[-97.57348,25.82541],[-97.57685,25.82524],[-97.58021,25.82508],[-97.58348,25.82493],[-97.58686,25.82481],[-97.59005,25.82463],[-97.59332,25.8245],[-97.59663,25.82434],[-97.60002,25.82419],[-97.60339,25.82404],[-97.60692,25.82392],[-97.61067,25.82371],[-97.61387,25.82359],[-97.61726,25.82342],[-97.62066,25.82326],[-97.62403,25.8231],[-97.62731,25.82296],[-97.63048,25.82279],[-97.63311,25.82268],[-97.63601,25.82394],[-97.63636,25.82486],[-97.63542,25.82658],[-97.63533,25.8272]]}}
Línea 230.0 kV | LineString | 230.0 kV |  |  |  | CFE |  |  |  |  | OpenStreetMap | {"type":"Feature","properties":{},"geometry":{"type":"LineString","coordinates":[[-97.63606,25.82686],[-97.63698,25.82517]]}}
Línea 230.0 kV | LineString | 230.0 kV |  |  |  | CFE |  |  |  |  | OpenStreetMap | {"type":"Feature","properties":{},"geometry":{"type":"LineString","coordinates":[[-97.54225,25.82684],[-97.54358,25.82617],[-97.54647,25.82598],[-97.54906,25.82586]]}}
Línea 230.0 kV | LineString | 230.0 kV |  |  |  | CFE |  |  |  |  | OpenStreetMap | {"type":"Feature","properties":{},"geometry":{"type":"LineString","coordinates":[[-97.54906,25.82586],[-97.55233,25.82572],[-97.55579,25.82554],[-97.5596,25.82538],[-97.56339,25.8252],[-97.56679,25.82504],[-97.57015,25.8249],[-97.57365,25.82474],[-97.5775,25.82458],[-97.58151,25.82439],[-97.58559,25.82422],[-97.58952,25.82401],[-97.5932,25.82387],[-97.59684,25.82368],[-97.60091,25.82349],[-97.60496,25.8233],[-97.60851,25.82315],[-97.61259,25.82295],[-97.61668,25.82277],[-97.62035,25.8226]]}}
Línea 230.0 kV | LineString | 230.0 kV | 2 |  |  | CFE |  |  |  |  | OpenStreetMap | {"type":"Feature","properties":{},"geometry":{"type":"LineString","coordinates":[[-97.63906,25.82177],[-97.64222,25.82163],[-97.64571,25.82146],[-97.64938,25.82128],[-97.65308,25.82113],[-97.65699,25.82094],[-97.6605,25.82079],[-97.66403,25.82058],[-97.66773,25.82043],[-97.67134,25.82025],[-97.67491,25.82009],[-97.67836,25.81996],[-97.68167,25.81978],[-97.68549,25.81961],[-97.68921,25.81942],[-97.69284,25.81926],[-97.69617,25.8191],[-97.6992,25.81895],[-97.70296,25.81842],[-97.70654,25.81789],[-97.71047,25.81733],[-97.71471,25.8167],[-97.71841,25.81618],[-97.72167,25.8157],[-97.72525,25.81518],[-97.72867,25.81467],[-97.73211,25.81418],[-97.73553,25.81367],[-97.73877,25.81321],[-97.74271,25.81265],[-97.74636,25.81212],[-97.74981,25.81161],[-97.75367,25.81106],[-97.75738,25.81053],[-97.76154,25.80991],[-97.76538,25.80937],[-97.76893,25.80883],[-97.77259,25.80831],[-97.77434,25.8064],[-97.77605,25.80444],[-97.77801,25.80235]]}}
Línea 230.0 kV | LineString | 230.0 kV | 1 |  |  | CFE |  |  |  |  | OpenStreetMap | {"type":"Feature","properties":{},"geometry":{"type":"LineString","coordinates":[[-97.77888,25.88288],[-97.77533,25.88231],[-97.77169,25.88169],[-97.76786,25.88107],[-97.76406,25.88045],[-97.76044,25.881],[-97.75719,25.87967],[-97.75428,25.87849],[-97.75118,25.87723],[-97.74827,25.8758],[-97.74528,25.87433],[-97.74231,25.87287],[-97.73908,25.87129],[-97.73599,25.86977],[-97.73336,25.86859],[-97.73031,25.86722],[-97.72772,25.86606],[-97.72514,25.8649],[-97.72218,25.86357],[-97.71923,25.86224],[-97.71639,25.86097],[-97.71344,25.85964],[-97.71059,25.85836],[-97.7077,25.85706],[-97.70649,25.85473],[-97.70379,25.85336],[-97.70142,25.8522],[-97.69906,25.85094],[-97.69625,25.84977],[-97.6932,25.84849],[-97.6904,25.84732],[-97.68732,25.84603],[-97.68451,25.84486],[-97.68156,25.84362],[-97.67857,25.84237],[-97.67597,25.84172],[-97.67298,25.8404],[-97.66995,25.83906],[-97.66726,25.83784],[-97.66422,25.8365],[-97.66136,25.83522],[-97.6584,25.8339],[-97.65571,25.83269],[-97.65303,25.8315],[-97.65001,25.83016],[-97.64716,25.8289],[-97.64421,25.82758],[-97.6413,25.82628],[-97.63841,25.82501],[-97.63698,25.82517]]}}
Línea 230.0 kV | LineString | 230.0 kV |  |  |  | CFE |  |  |  |  | OpenStreetMap | {"type":"Feature","properties":{},"geometry":{"type":"LineString","coordinates":[[-97.63698,25.82517],[-97.63798,25.82355],[-97.63906,25.82177]]}}
Línea 230.0 kV | LineString | 230.0 kV |  |  |  | CFE |  |  |  |  | OpenStreetMap | {"type":"Feature","properties":{},"geometry":{"type":"LineString","coordinates":[[-97.62035,25.8226],[-97.62353,25.82246],[-97.6275,25.82231],[-97.63165,25.82213],[-97.63557,25.82193],[-97.63906,25.82177]]}}
Línea 230.0 kV | LineString | 230.0 kV | 4 |  |  | CFE |  |  |  |  | OpenStreetMap | {"type":"Feature","properties":{},"geometry":{"type":"LineString","coordinates":[[-87.03269,20.69546],[-87.03077,20.69799],[-87.02957,20.69976],[-87.02823,20.70126],[-87.02571,20.70457],[-87.0232,20.70786],[-87.02068,20.71114],[-87.01825,20.71429],[-87.01562,20.71772],[-87.0109,20.72383],[-87.00877,20.72663],[-87.00656,20.72952],[-87.00467,20.73195],[-87.00273,20.73444],[-87.00066,20.7371],[-86.99806,20.7401],[-86.99531,20.74323],[-86.99251,20.74644],[-86.98987,20.74939],[-86.98727,20.75242],[-86.98437,20.75569],[-86.98192,20.7585],[-86.98007,20.76068],[-86.97789,20.76312],[-86.97582,20.76552],[-86.97335,20.76825],[-86.97169,20.77021],[-86.97084,20.77121],[-86.96818,20.77419],[-86.96634,20.7763]]}}
Línea 230.0 kV | LineString | 230.0 kV | 2 |  |  | CFE |  |  |  |  | OpenStreetMap | {"type":"Feature","properties":{},"geometry":{"type":"LineString","coordinates":[[-115.52667,32.60371],[-115.52214,32.60374],[-115.52214,32.60332]]}}
Línea 230.0 kV | LineString | 230.0 kV | 2 |  |  | CFE |  |  |  |  | OpenStreetMap | {"type":"Feature","properties":{},"geometry":{"type":"LineString","coordinates":[[-97.80691,19.44685],[-97.80622,19.44661],[-97.80248,19.44587],[-97.79952,19.44517],[-97.79538,19.44419],[-97.78988,19.4429],[-97.78691,19.44224],[-97.78284,19.44133],[-97.77818,19.44026],[-97.77187,19.43877],[-97.76804,19.43789],[-97.76415,19.43696],[-97.76097,19.43625],[-97.75735,19.4354],[-97.75115,19.43408],[-97.74628,19.43241],[-97.74214,19.43102],[-97.73912,19.42998],[-97.7355,19.42873],[-97.72997,19.42692],[-97.72577,19.4292],[-97.72399,19.43138],[-97.71757,19.43854],[-97.71502,19.44155],[-97.71223,19.44468],[-97.70958,19.44764],[-97.70767,19.44975],[-97.70531,19.45232],[-97.70333,19.45478],[-97.69948,19.45894],[-97.69703,19.46176],[-97.69428,19.46492],[-97.69195,19.46766],[-97.69009,19.46962],[-97.6866,19.4736],[-97.68456,19.47607],[-97.68223,19.47862],[-97.67989,19.48146],[-97.67791,19.48355],[-97.67541,19.48635],[-97.67284,19.48928],[-97.67009,19.49239],[-97.66786,19.49502],[-97.66532,19.49793],[-97.66303,19.5004],[-97.66058,19.50311],[-97.6582,19.50586],[-97.65586,19.50856],[-97.65348,19.51125],[-97.64936,19.51583],[-97.64573,19.51997],[-97.64382,19.52213],[-97.64152,19.52467],[-97.64048,19.52756],[-97.6394,19.53052],[-97.63824,19.53357],[-97.63673,19.53727],[-97.63555,19.54031],[-97.63435,19.54375],[-97.63314,19.54691],[-97.63191,19.55018],[-97.63067,19.55348],[-97.62933,19.55688],[-97.62799,19.56029],[-97.6266,19.56397],[-97.62537,19.5673],[-97.62403,19.57079],[-97.62274,19.57413],[-97.62109,19.57844],[-97.61977,19.5821],[-97.61855,19.58564],[-97.61722,19.58925],[-97.61585,19.59281],[-97.61459,19.59624],[-97.61346,19.59918],[-97.61289,19.59991],[-97.61222,19.59953]]}}
Línea 230.0 kV | LineString | 230.0 kV |  |  |  | CFE |  |  |  |  | OpenStreetMap | {"type":"Feature","properties":{},"geometry":{"type":"LineString","coordinates":[[-98.13546,19.08317],[-98.13492,19.08289],[-98.13283,19.08209],[-98.13041,19.08284],[-98.12897,19.08552],[-98.12997,19.08787],[-98.13175,19.09068],[-98.13267,19.09187],[-98.13439,19.09398],[-98.13593,19.09793],[-98.13602,19.09815],[-98.13726,19.10132],[-98.13857,19.10461],[-98.13999,19.1082],[-98.14138,19.11172],[-98.14241,19.11436],[-98.14343,19.11691],[-98.1436,19.11908],[-98.14359,19.12081],[-98.14369,19.12417],[-98.14382,19.12774],[-98.14398,19.13145],[-98.14395,19.13359],[-98.1441,19.13518],[-98.14424,19.13882],[-98.14439,19.14284],[-98.1445,19.14647],[-98.14467,19.14997],[-98.14478,19.15365],[-98.14494,19.15733],[-98.14502,19.16108],[-98.14516,19.16479],[-98.14529,19.16828],[-98.14543,19.17223],[-98.14564,19.17584],[-98.14571,19.17911],[-98.14581,19.18279],[-98.14594,19.18647],[-98.1461,19.18984],[-98.14623,19.19368],[-98.14638,19.19697],[-98.14486,19.20021],[-98.14352,19.20268],[-98.14206,19.20563],[-98.14081,19.20819],[-98.13938,19.21114],[-98.13783,19.21417],[-98.13754,19.21529],[-98.13613,19.21767],[-98.13468,19.2204],[-98.13325,19.22337],[-98.13145,19.22716],[-98.13009,19.22975],[-98.12837,19.23328],[-98.12671,19.2366],[-98.12517,19.23965],[-98.1233,19.2435],[-98.12175,19.24656],[-98.12029,19.24956],[-98.1187,19.2528],[-98.11717,19.25582],[-98.11569,19.25873],[-98.11408,19.26207],[-98.11296,19.26433],[-98.11158,19.26722],[-98.10991,19.27049],[-98.10835,19.27363],[-98.10681,19.27689],[-98.10519,19.2801],[-98.1033,19.28377],[-98.10166,19.28703],[-98.10033,19.28973],[-98.09871,19.29306],[-98.09695,19.29668],[-98.09544,19.29975],[-98.09362,19.30329],[-98.09187,19.3068],[-98.0902,19.31019],[-98.08877,19.31302],[-98.08718,19.31624],[-98.0855,19.31963],[-98.08391,19.32283],[-98.0823,19.32616],[-98.08051,19.32974],[-98.07888,19.33303],[-98.07726,19.33623],[-98.07602,19.33866],[-98.07431,19.34228],[-98.07424,19.34513],[-98.07416,19.34794],[-98.07409,19.3522],[-98.07404,19.35562],[-98.07394,19.35958],[-98.07385,19.36292],[-98.07385,19.36734],[-98.07381,19.36915]]}}
Línea 230.0 kV | LineString | 230.0 kV | 2 |  |  | CFE |  |  |  |  | OpenStreetMap | {"type":"Feature","properties":{},"geometry":{"type":"LineString","coordinates":[[-98.57385,19.59672],[-98.57491,19.597],[-98.57782,19.59738],[-98.5795,19.59757],[-98.58347,19.59813],[-98.58757,19.59864],[-98.59132,19.5991],[-98.59526,19.5997],[-98.59952,19.60024],[-98.60372,19.60076],[-98.60831,19.60139],[-98.61193,19.60181],[-98.61526,19.60224],[-98.61938,19.60278],[-98.62439,19.60343],[-98.6284,19.60396],[-98.6314,19.60434],[-98.63522,19.60484],[-98.6385,19.60527],[-98.64131,19.60563],[-98.64622,19.60627],[-98.64887,19.60662],[-98.65336,19.6072],[-98.6576,19.60775],[-98.66104,19.6082],[-98.66483,19.60873],[-98.66953,19.60935],[-98.6726,19.60973],[-98.67562,19.61014],[-98.67882,19.60898],[-98.68176,19.60789],[-98.68554,19.60647],[-98.68965,19.60501],[-98.69259,19.6039],[-98.696,19.60269],[-98.69927,19.60147],[-98.70306,19.6001],[-98.70715,19.59864],[-98.71053,19.59736],[-98.71348,19.59626],[-98.71986,19.5939],[-98.72352,19.59257],[-98.73027,19.59007],[-98.73315,19.58911],[-98.73687,19.58771],[-98.73993,19.58659],[-98.74332,19.58528],[-98.74696,19.58396],[-98.75132,19.5824],[-98.75474,19.58116],[-98.75752,19.58015],[-98.76199,19.57853],[-98.76565,19.57722],[-98.76939,19.57585],[-98.77345,19.57432],[-98.77574,19.57352],[-98.78045,19.57179],[-98.78447,19.57031],[-98.78774,19.56911],[-98.79142,19.56776],[-98.79463,19.56664],[-98.79764,19.56568],[-98.80333,19.56388],[-98.80748,19.56262],[-98.81076,19.56161],[-98.81411,19.56057],[-98.81776,19.55952],[-98.82056,19.55872],[-98.82417,19.55767],[-98.82702,19.55683],[-98.82982,19.55588],[-98.83264,19.55493],[-98.83637,19.5536],[-98.83909,19.55252],[-98.84151,19.55162],[-98.8422,19.54939],[-98.84289,19.54747],[-98.84139,19.54657],[-98.84082,19.54631]]}}
Línea 230.0 kV | LineString | 230.0 kV | 1 |  |  | CFE |  |  |  |  | OpenStreetMap | {"type":"Feature","properties":{},"geometry":{"type":"LineString","coordinates":[[-98.04674,19.49827],[-98.04732,19.49827],[-98.04738,19.49812],[-98.04755,19.49589],[-98.04684,19.49259],[-98.04775,19.48912],[-98.04882,19.48504],[-98.04985,19.48128],[-98.05094,19.47723],[-98.05182,19.4738],[-98.05279,19.47012],[-98.05375,19.46661],[-98.05489,19.46235],[-98.05602,19.45819],[-98.05707,19.45421],[-98.05814,19.45019],[-98.0591,19.44653],[-98.06008,19.44309],[-98.06088,19.43987],[-98.06183,19.4362],[-98.06303,19.43195],[-98.06332,19.43069],[-98.06553,19.42734],[-98.0681,19.42346],[-98.07081,19.41936],[-98.07312,19.41588],[-98.07534,19.41257],[-98.07724,19.40973],[-98.07839,19.40749],[-98.08046,19.40362],[-98.08252,19.39966],[-98.08426,19.39636],[-98.08424,19.3951],[-98.08492,19.3938],[-98.08581,19.39205],[-98.08695,19.39019],[-98.08807,19.38831],[-98.089,19.38711],[-98.08997,19.38588],[-98.09051,19.38529]]}}
Línea 230.0 kV | LineString | 230.0 kV | 1 |  |  | CFE |  |  |  |  | OpenStreetMap | {"type":"Feature","properties":{},"geometry":{"type":"LineString","coordinates":[[-98.13576,19.08257],[-98.13523,19.0824],[-98.13203,19.08149],[-98.12922,19.08071],[-98.12546,19.07967],[-98.12196,19.07866],[-98.11807,19.07756],[-98.11452,19.0766],[-98.1128,19.07354],[-98.11325,19.07001],[-98.11364,19.06677],[-98.11403,19.0638],[-98.11445,19.06033],[-98.11496,19.0568],[-98.11531,19.05354],[-98.11574,19.0502],[-98.11618,19.04685],[-98.11654,19.04412],[-98.119,19.04132],[-98.12126,19.03882],[-98.12332,19.03658],[-98.12591,19.03362],[-98.12896,19.03043],[-98.1313,19.02758],[-98.1336,19.02513],[-98.13572,19.0227],[-98.13743,19.02077],[-98.14189,19.01563],[-98.14385,19.01339],[-98.14714,19.00963],[-98.14981,19.00684],[-98.15196,19.00467],[-98.15443,19.00214],[-98.15882,18.99757],[-98.16085,18.9955],[-98.16296,18.99337],[-98.16611,18.99013],[-98.16733,18.98889]]}}
Línea 230.0 kV | LineString | 230.0 kV |  |  |  | CFE |  |  |  |  | OpenStreetMap | {"type":"Feature","properties":{},"geometry":{"type":"LineString","coordinates":[[-98.13497,19.08357],[-98.13509,19.08363],[-98.13762,19.08485],[-98.13922,19.08569],[-98.14148,19.08672],[-98.14503,19.08794],[-98.14861,19.08916],[-98.15191,19.09072],[-98.15473,19.09206],[-98.15795,19.09361],[-98.16117,19.09511],[-98.16489,19.09687],[-98.16862,19.0986],[-98.17194,19.10016],[-98.17536,19.10183],[-98.179,19.10352],[-98.18474,19.10623],[-98.18814,19.10787],[-98.19054,19.10895],[-98.19353,19.11091],[-98.19744,19.11351],[-98.2012,19.11589],[-98.20437,19.11794],[-98.20714,19.11973],[-98.2103,19.1218],[-98.21194,19.12246],[-98.22237,19.12797],[-98.22435,19.12904],[-98.22726,19.13039],[-98.2318,19.13247],[-98.23605,19.13443],[-98.23827,19.13545],[-98.2413,19.13686],[-98.24456,19.13838],[-98.24798,19.13996],[-98.25138,19.14154],[-98.25491,19.1432],[-98.25823,19.14474],[-98.26143,19.14611],[-98.26814,19.14929],[-98.2716,19.15084],[-98.2751,19.15233],[-98.27855,19.15381],[-98.28211,19.15362],[-98.28901,19.15315],[-98.29309,19.15293],[-98.29614,19.15454],[-98.29954,19.15643],[-98.30269,19.15811],[-98.30598,19.15988],[-98.31292,19.16365],[-98.31409,19.16529],[-98.31668,19.16758],[-98.3191,19.16956],[-98.31929,19.16972],[-98.31887,19.17009]]}}
Línea 230.0 kV | LineString | 230.0 kV |  |  |  | CFE |  |  |  |  | OpenStreetMap | {"type":"Feature","properties":{},"geometry":{"type":"LineString","coordinates":[[-97.77926,25.80233],[-97.77902,25.80536],[-97.77901,25.80927],[-97.77901,25.81234],[-97.77898,25.81613],[-97.77897,25.82006],[-97.77897,25.82318]]}}
Línea 230.0 kV | LineString | 230.0 kV | 2 |  |  | CFE |  |  |  |  | OpenStreetMap | {"type":"Feature","properties":{},"geometry":{"type":"LineString","coordinates":[[-97.77862,25.80234],[-97.77823,25.80535],[-97.77822,25.80928],[-97.77823,25.812],[-97.7782,25.81534],[-97.7782,25.81869],[-97.77818,25.82204],[-97.77816,25.82499],[-97.77816,25.82825],[-97.77814,25.83123],[-97.77814,25.83439],[-97.77811,25.83772],[-97.7781,25.84115],[-97.77809,25.84442],[-97.77809,25.8475],[-97.7781,25.8511],[-97.77809,25.85445],[-97.77806,25.85734],[-97.77806,25.86024],[-97.77804,25.86315],[-97.77804,25.86632],[-97.77802,25.86965],[-97.77801,25.87264],[-97.778,25.87572],[-97.77801,25.87879],[-97.77799,25.8806],[-97.77889,25.88267],[-97.77888,25.88288]]}}
Línea 230.0 kV | LineString | 230.0 kV | 1 |  |  | CFE |  |  |  |  | OpenStreetMap | {"type":"Feature","properties":{},"geometry":{"type":"LineString","coordinates":[[-98.04216,25.95992],[-98.0402,25.95958],[-98.03689,25.95898],[-98.03354,25.95837],[-98.03011,25.95775],[-98.02638,25.95709],[-98.02315,25.95652],[-98.01982,25.95592],[-98.01659,25.95532],[-98.01326,25.95472],[-98.00983,25.95412],[-98.00708,25.9536],[-98.00368,25.95301],[-98.00036,25.95241],[-97.99714,25.95183],[-97.9943,25.95131],[-97.99042,25.95043],[-97.98708,25.94983],[-97.98296,25.94928],[-97.97972,25.9487],[-97.97627,25.94808],[-97.97281,25.94745],[-97.96919,25.9468],[-97.96587,25.94578],[-97.96267,25.94479],[-97.95954,25.94383],[-97.95634,25.94283],[-97.95303,25.94182],[-97.94981,25.94082],[-97.94668,25.93986],[-97.94346,25.93885],[-97.94037,25.93791],[-97.93706,25.93688],[-97.93392,25.93592],[-97.93119,25.93508],[-97.92807,25.9341],[-97.92485,25.93311],[-97.92165,25.93213],[-97.91843,25.93114],[-97.91514,25.93012],[-97.91184,25.92911],[-97.90874,25.92813],[-97.90533,25.92708],[-97.90202,25.92605],[-97.89872,25.92505],[-97.89539,25.92403],[-97.89207,25.92299],[-97.88885,25.922],[-97.88564,25.92101],[-97.88232,25.92001],[-97.87898,25.91896],[-97.87579,25.91798],[-97.87256,25.91699],[-97.86936,25.91601],[-97.86565,25.91485],[-97.86196,25.9137],[-97.85853,25.91263],[-97.85586,25.91089],[-97.85296,25.90899],[-97.85013,25.90714],[-97.84729,25.90526],[-97.84455,25.90347],[-97.84182,25.90166],[-97.83906,25.89985],[-97.8363,25.89802],[-97.83347,25.89617],[-97.83073,25.89437],[-97.82791,25.89251],[-97.825,25.89061],[-97.82192,25.88857],[-97.8192,25.88679],[-97.81671,25.88471],[-97.8136,25.88362],[-97.80989,25.88231],[-97.80618,25.88102],[-97.80314,25.87994],[-97.79975,25.88036],[-97.79639,25.88076],[-97.79305,25.88117],[-97.78969,25.88158],[-97.78634,25.88198],[-97.78259,25.88243],[-97.77888,25.88288]]}}
Línea 230.0 kV | LineString | 230.0 kV |  |  |  | CFE |  |  |  |  | OpenStreetMap | {"type":"Feature","properties":{},"geometry":{"type":"LineString","coordinates":[[-98.39337,26.09613],[-98.39462,26.09617],[-98.39499,26.09601]]}}
Línea 230.0 kV | LineString | 230.0 kV | 2 |  |  | CFE |  |  |  |  | OpenStreetMap | {"type":"Feature","properties":{},"geometry":{"type":"LineString","coordinates":[[-98.06142,25.98032],[-98.0614,25.97901],[-98.06252,25.97672],[-98.06239,25.97338],[-98.06322,25.97163],[-98.06627,25.97205],[-98.06983,25.97254],[-98.07299,25.97298],[-98.07552,25.97332],[-98.07804,25.97367],[-98.0812,25.97436],[-98.08438,25.97503],[-98.08739,25.97569],[-98.09063,25.9764],[-98.09341,25.97686],[-98.09685,25.97745],[-98.10012,25.97799],[-98.1036,25.97858],[-98.1074,25.97921],[-98.11123,25.97984],[-98.11228,25.98003],[-98.11469,25.98045],[-98.11828,25.98102],[-98.12096,25.98083],[-98.12287,25.97984],[-98.12483,25.97878],[-98.12786,25.9772],[-98.13046,25.97582],[-98.13352,25.97417],[-98.13666,25.97421],[-98.1395,25.97422],[-98.14228,25.97424],[-98.14545,25.97426],[-98.14966,25.9743],[-98.15346,25.97433],[-98.15576,25.97312],[-98.15802,25.97195],[-98.16095,25.97195],[-98.16355,25.97196],[-98.1666,25.97197],[-98.1695,25.97196],[-98.17263,25.97196],[-98.176,25.97197],[-98.17964,25.97196],[-98.18337,25.97197],[-98.18747,25.97196],[-98.19067,25.97197],[-98.19469,25.97197],[-98.19873,25.972],[-98.20194,25.97203],[-98.20526,25.97199],[-98.20929,25.97201],[-98.2132,25.97205],[-98.2162,25.97205],[-98.21917,25.97207],[-98.22262,25.97204],[-98.22623,25.97205],[-98.22955,25.97206],[-98.23326,25.97207],[-98.23611,25.9723],[-98.2392,25.97258],[-98.24332,25.97293],[-98.24712,25.97324],[-98.25061,25.97355],[-98.25405,25.97385],[-98.25766,25.97417],[-98.2611,25.97445],[-98.26477,25.97475],[-98.26727,25.97541],[-98.27025,25.97621],[-98.2733,25.97702],[-98.27461,25.97822]]}}
Línea 230.0 kV | LineString | 230.0 kV | 1 |  |  | CFE |  |  |  |  | OpenStreetMap | {"type":"Feature","properties":{},"geometry":{"type":"LineString","coordinates":[[-96.40844,19.71964],[-96.40937,19.71994],[-96.41281,19.72086],[-96.41614,19.72177],[-96.41784,19.72107],[-96.42055,19.71983],[-96.42342,19.71864],[-96.42701,19.7172],[-96.43016,19.7159],[-96.43202,19.7126],[-96.43406,19.70887],[-96.43541,19.70643],[-96.43691,19.70375],[-96.43868,19.70058],[-96.43876,19.70045],[-96.44081,19.69677],[-96.44372,19.69149],[-96.44675,19.68603],[-96.44818,19.68341],[-96.44951,19.68136],[-96.4524,19.67592],[-96.45386,19.67337],[-96.45602,19.6693],[-96.45927,19.66363],[-96.46107,19.66034],[-96.46353,19.65582],[-96.46464,19.65382],[-96.4659,19.65142],[-96.46823,19.64755],[-96.47011,19.64426],[-96.4756,19.63444],[-96.47948,19.62737],[-96.48077,19.6252],[-96.48352,19.61964],[-96.48507,19.61698],[-96.48878,19.61057],[-96.49049,19.60748],[-96.49236,19.60397],[-96.49334,19.60041],[-96.49442,19.59631],[-96.4955,19.59243],[-96.49648,19.58855],[-96.49909,19.57899],[-96.49986,19.57607],[-96.50132,19.5706],[-96.50235,19.56672],[-96.50346,19.56276],[-96.50489,19.55731],[-96.50588,19.55374],[-96.50675,19.55038],[-96.50777,19.54672],[-96.50942,19.54057],[-96.5105,19.53645],[-96.51152,19.5327],[-96.51255,19.52875],[-96.51147,19.5251],[-96.51047,19.5218],[-96.50904,19.51731],[-96.50824,19.51481],[-96.50679,19.50993],[-96.50574,19.50681],[-96.50515,19.50474],[-96.50297,19.49791],[-96.50217,19.49506],[-96.50103,19.49174],[-96.49941,19.48677],[-96.49846,19.48354],[-96.49748,19.48055],[-96.49655,19.47743],[-96.49504,19.47277],[-96.49409,19.46936],[-96.49313,19.46646],[-96.49204,19.46306],[-96.49112,19.45978],[-96.48999,19.45644],[-96.4891,19.45344],[-96.48777,19.44911],[-96.48675,19.44592],[-96.4856,19.44206],[-96.48471,19.43914],[-96.48358,19.43556],[-96.4825,19.43235],[-96.48146,19.42888],[-96.48038,19.4254],[-96.47937,19.42233],[-96.47835,19.41889],[-96.47737,19.4156],[-96.47631,19.41214],[-96.47529,19.40877],[-96.47419,19.40524],[-96.47312,19.40184],[-96.4719,19.3981],[-96.47075,19.39413],[-96.46965,19.39066],[-96.46867,19.38745],[-96.46725,19.38321],[-96.46643,19.38038],[-96.46528,19.37679],[-96.46444,19.37428],[-96.46339,19.37211],[-96.46175,19.36921],[-96.45988,19.36592],[-96.45732,19.36092],[-96.45573,19.3581],[-96.45399,19.35502],[-96.45222,19.35195],[-96.4497,19.34683],[-96.44743,19.34295],[-96.446,19.34029],[-96.44401,19.33662],[-96.4425,19.33388],[-96.44053,19.33029],[-96.43831,19.32609],[-96.43617,19.32218],[-96.43457,19.31929],[-96.43307,19.31654],[-96.43162,19.31378],[-96.42936,19.30948],[-96.42789,19.30728]]}}
Línea 230.0 kV | LineString | 230.0 kV | 1 |  |  | CFE |  |  |  |  | OpenStreetMap | {"type":"Feature","properties":{},"geometry":{"type":"LineString","coordinates":[[-96.4085,19.71949],[-96.40947,19.71972],[-96.41243,19.72052],[-96.41575,19.72144],[-96.41994,19.71955],[-96.4225,19.71848],[-96.42607,19.71701],[-96.42974,19.71548],[-96.43237,19.71077],[-96.4341,19.70763],[-96.43608,19.70415],[-96.4377,19.70125],[-96.4396,19.69783],[-96.44135,19.69461],[-96.44322,19.69125],[-96.44619,19.68593],[-96.44863,19.68148],[-96.45268,19.67429],[-96.45553,19.66907],[-96.45888,19.66333],[-96.46034,19.6606],[-96.4618,19.65773],[-96.46405,19.65362],[-96.46557,19.65107],[-96.46752,19.64756],[-96.46968,19.64394],[-96.47517,19.63394],[-96.47871,19.6275],[-96.48017,19.62513],[-96.48295,19.61972],[-96.48426,19.61727],[-96.48824,19.61043],[-96.48998,19.60718],[-96.49183,19.60382],[-96.49274,19.60031],[-96.49376,19.59662],[-96.49469,19.5931],[-96.49576,19.58951],[-96.49765,19.5819],[-96.49881,19.57779],[-96.5003,19.57214],[-96.50076,19.57069],[-96.50184,19.56649],[-96.50262,19.56352],[-96.50346,19.56056],[-96.50488,19.55513],[-96.50593,19.55127],[-96.50687,19.54778],[-96.50784,19.54421],[-96.50878,19.54077],[-96.50974,19.5371],[-96.51052,19.53407],[-96.51132,19.53132],[-96.51199,19.52876],[-96.51095,19.52552],[-96.50998,19.52217],[-96.50874,19.51833],[-96.50787,19.51537],[-96.50608,19.50977],[-96.5049,19.50578],[-96.50346,19.5016],[-96.50237,19.49777],[-96.5013,19.49454],[-96.50046,19.4919],[-96.49913,19.48764],[-96.4981,19.48445],[-96.4971,19.48103],[-96.49595,19.47744],[-96.49456,19.47285],[-96.49356,19.4696],[-96.49254,19.46646],[-96.49147,19.46308],[-96.49038,19.45943],[-96.48927,19.45589],[-96.48833,19.45313],[-96.48722,19.44917],[-96.48628,19.44635],[-96.48511,19.44239],[-96.4841,19.4393],[-96.48276,19.43471],[-96.48166,19.43143],[-96.48054,19.42789],[-96.4795,19.42443],[-96.47843,19.42112],[-96.47745,19.41775],[-96.47638,19.41424],[-96.47531,19.41085],[-96.47321,19.40395],[-96.47217,19.40081],[-96.47106,19.39733],[-96.46987,19.39328],[-96.46887,19.39007],[-96.46741,19.38531],[-96.4664,19.38226],[-96.46504,19.37801],[-96.46394,19.37457],[-96.4624,19.37168],[-96.46084,19.36886],[-96.45895,19.36532],[-96.45642,19.36062],[-96.45464,19.35737],[-96.45218,19.3529],[-96.44916,19.34701],[-96.44661,19.3425],[-96.44407,19.33794],[-96.4427,19.33533],[-96.44129,19.33275],[-96.43925,19.32917],[-96.43774,19.32635],[-96.43543,19.32201],[-96.43382,19.31906],[-96.43206,19.3158],[-96.43075,19.31344],[-96.4288,19.30964],[-96.42789,19.30728]]}}
Línea 230.0 kV | LineString | 230.0 kV | 1 |  |  | Comisión Federal de Electricidad |  |  |  |  | OpenStreetMap | {"type":"Feature","properties":{},"geometry":{"type":"LineString","coordinates":[[-96.23824,19.15006],[-96.23868,19.14985],[-96.24055,19.14868],[-96.24279,19.14741],[-96.24334,19.14503],[-96.24097,19.14207],[-96.23876,19.13935],[-96.23649,19.13655],[-96.23365,19.13304],[-96.23085,19.12956],[-96.22829,19.12641],[-96.22589,19.12344],[-96.2235,19.12049],[-96.22073,19.118],[-96.21795,19.11554],[-96.21558,19.11345],[-96.21355,19.11163],[-96.20939,19.11067],[-96.20601,19.1099],[-96.20273,19.10916],[-96.20009,19.10855],[-96.19667,19.10674],[-96.19299,19.10478],[-96.18931,19.10283],[-96.18671,19.10147],[-96.18271,19.09932],[-96.17872,19.09721],[-96.17485,19.09517],[-96.17111,19.09323],[-96.16786,19.09151],[-96.16426,19.0896],[-96.16221,19.08969],[-96.15774,19.08992],[-96.15517,19.08894],[-96.15278,19.08799],[-96.15036,19.08704],[-96.14816,19.08621],[-96.14764,19.0861]]}}
Línea 230.0 kV | LineString | 230.0 kV | 2 |  |  | Comisión Federal de Electricidad |  |  |  |  | OpenStreetMap | {"type":"Feature","properties":{},"geometry":{"type":"LineString","coordinates":[[-96.29624,19.11031],[-96.2967,19.11255],[-96.2946,19.11413],[-96.29194,19.11609],[-96.28936,19.118],[-96.28656,19.12011],[-96.28416,19.12189],[-96.28141,19.12399],[-96.27889,19.1259],[-96.27648,19.12772],[-96.27358,19.12987],[-96.27357,19.12987],[-96.27104,19.13179],[-96.26896,19.13346],[-96.26616,19.13557],[-96.26288,19.13804],[-96.26059,19.13976],[-96.25792,19.14109],[-96.25531,19.14239],[-96.2527,19.14369],[-96.24978,19.14514],[-96.24715,19.14646],[-96.24437,19.14784],[-96.24315,19.14843],[-96.24296,19.15054],[-96.24158,19.15327],[-96.2433,19.15588],[-96.24561,19.15925],[-96.2479,19.16261],[-96.24697,19.16623],[-96.24626,19.1694],[-96.2454,19.1724],[-96.24455,19.1749],[-96.24206,19.17594],[-96.24145,19.17689]]}}
Línea 230.0 kV | LineString | 230.0 kV | 2 |  |  | CFE |  |  |  |  | OpenStreetMap | {"type":"Feature","properties":{},"geometry":{"type":"LineString","coordinates":[[-96.19323,19.18355],[-96.19299,19.18298],[-96.19317,19.18059],[-96.19329,19.1776],[-96.19351,19.17483],[-96.19666,19.17272],[-96.19926,19.17093],[-96.20027,19.16851],[-96.20173,19.1655],[-96.20323,19.1624],[-96.2042,19.16024],[-96.20715,19.15951],[-96.21067,19.15864],[-96.21474,19.15762],[-96.21774,19.15687],[-96.22091,19.15608],[-96.22248,19.15482],[-96.22494,19.15283],[-96.22911,19.14948],[-96.23126,19.14772],[-96.23284,19.14637],[-96.23551,19.14427],[-96.23812,19.14219],[-96.24029,19.14039],[-96.24333,19.14095],[-96.24613,19.14146],[-96.24921,19.14207],[-96.25264,19.14272]]}}
Línea 230.0 kV | LineString | 230.0 kV | 1 |  |  | Comisión Federal de Electricidad |  |  |  |  | OpenStreetMap | {"type":"Feature","properties":{},"geometry":{"type":"LineString","coordinates":[[-96.24469,19.14704],[-96.24837,19.14544],[-96.25242,19.14343],[-96.25575,19.13993],[-96.25844,19.13753],[-96.26123,19.13481],[-96.26424,19.1319],[-96.26772,19.12853],[-96.27124,19.12516],[-96.27124,19.12515],[-96.27437,19.12215],[-96.2751,19.11829],[-96.27589,19.11402],[-96.27677,19.10991],[-96.27755,19.10641],[-96.27768,19.1057],[-96.27766,19.10462]]}}
Línea 230.0 kV | LineString | 230.0 kV | 1 |  |  | Comisión Federal de Electricidad |  |  |  |  | OpenStreetMap | {"type":"Feature","properties":{},"geometry":{"type":"LineString","coordinates":[[-96.25264,19.14272],[-96.25575,19.13993],[-96.25859,19.13678],[-96.26161,19.13384],[-96.2647,19.13087],[-96.26789,19.12778],[-96.27111,19.12467],[-96.27398,19.12183],[-96.27476,19.11808],[-96.27553,19.11395],[-96.27629,19.11],[-96.27688,19.10734],[-96.27721,19.10562],[-96.27766,19.10462]]}}
Línea 230.0 kV | LineString | 230.0 kV | 1 |  |  | CFE |  |  |  |  | OpenStreetMap | {"type":"Feature","properties":{},"geometry":{"type":"LineString","coordinates":[[-96.14764,19.08626],[-96.14793,19.08663],[-96.14829,19.08687],[-96.14774,19.08993],[-96.14724,19.09282],[-96.14667,19.09607],[-96.14616,19.09928],[-96.14553,19.103],[-96.14497,19.10612],[-96.14453,19.10875],[-96.14582,19.11008],[-96.14861,19.10968],[-96.15137,19.11091],[-96.15274,19.11209],[-96.15199,19.11515],[-96.15129,19.118],[-96.15035,19.12167],[-96.14802,19.12675],[-96.14758,19.13017],[-96.14716,19.13359],[-96.14668,19.13712],[-96.14748,19.14064],[-96.14779,19.14213],[-96.14801,19.14317],[-96.14975,19.14591],[-96.15383,19.15002],[-96.15605,19.1526],[-96.1574,19.1541],[-96.15921,19.15622],[-96.16114,19.15852],[-96.16428,19.16033],[-96.16598,19.16126],[-96.16972,19.16346],[-96.17238,19.16497],[-96.17434,19.16613],[-96.17764,19.16806],[-96.18118,19.1701],[-96.18186,19.17049],[-96.18228,19.17353],[-96.18255,19.17631],[-96.18277,19.1777],[-96.18366,19.18048],[-96.18449,19.18322],[-96.18689,19.18356],[-96.18861,19.18331],[-96.18865,19.18341],[-96.18929,19.1851],[-96.1901,19.18745],[-96.19241,19.18789],[-96.19412,19.18601],[-96.19359,19.18452],[-96.19334,19.18398]]}}
Línea 230.0 kV | LineString | 230.0 kV |  |  |  | CFE |  |  |  |  | OpenStreetMap | {"type":"Feature","properties":{},"geometry":{"type":"LineString","coordinates":[[-98.04527,19.4988],[-98.04609,19.49872]]}}
Línea 230.0 kV | LineString | 230.0 kV |  |  |  | CFE |  |  |  |  | OpenStreetMap | {"type":"Feature","properties":{},"geometry":{"type":"LineString","coordinates":[[-99.54735,27.36397],[-99.55065,27.36465],[-99.55389,27.36534],[-99.55776,27.36615],[-99.56114,27.36686],[-99.56408,27.36748],[-99.56666,27.36802],[-99.5696,27.36996],[-99.57244,27.37184],[-99.57508,27.37361],[-99.57751,27.37522],[-99.58004,27.37689],[-99.58256,27.37856],[-99.58541,27.38044],[-99.58835,27.38237],[-99.59127,27.38432],[-99.59379,27.38598],[-99.59616,27.38755],[-99.59889,27.38937],[-99.60142,27.39103],[-99.60443,27.39302],[-99.60727,27.3949],[-99.6098,27.39657],[-99.6125,27.39834],[-99.61526,27.40017],[-99.61806,27.40202],[-99.62072,27.40378],[-99.62378,27.40579],[-99.62566,27.40799],[-99.62766,27.4103],[-99.62965,27.41268],[-99.63172,27.41514],[-99.63402,27.41789],[-99.63607,27.42034],[-99.63783,27.42243],[-99.64014,27.42518],[-99.64208,27.42749],[-99.64365,27.4295],[-99.64432,27.43035]]}}
Línea 230.0 kV | LineString | 230.0 kV | 2 |  |  | CFE |  |  |  |  | OpenStreetMap | {"type":"Feature","properties":{},"geometry":{"type":"LineString","coordinates":[[-100.70455,28.48025],[-100.70822,28.47978],[-100.7112,28.48222],[-100.71305,28.4837],[-100.71204,28.48769],[-100.71126,28.49084],[-100.71034,28.49454],[-100.70941,28.49824],[-100.70937,28.50167],[-100.70928,28.50565],[-100.7092,28.50961],[-100.70912,28.51358],[-100.70887,28.51745],[-100.7086,28.5215],[-100.70835,28.52546],[-100.70808,28.52961],[-100.70782,28.53366],[-100.70755,28.53772],[-100.70729,28.54176],[-100.70703,28.54582],[-100.70676,28.54987],[-100.70649,28.55392],[-100.70624,28.55797],[-100.70598,28.56199],[-100.70572,28.56607],[-100.70546,28.57013],[-100.70518,28.57414],[-100.70493,28.57819],[-100.70466,28.58224],[-100.7044,28.5863],[-100.70415,28.5904],[-100.70387,28.5944],[-100.7036,28.59845],[-100.70338,28.60237],[-100.70307,28.60687],[-100.70282,28.61081],[-100.6998,28.6131],[-100.69675,28.61542],[-100.69378,28.61764],[-100.69075,28.61995],[-100.68781,28.62218],[-100.68486,28.62439],[-100.68212,28.62646],[-100.67919,28.62868],[-100.67608,28.63102],[-100.67305,28.63331],[-100.66967,28.63585],[-100.66714,28.63777],[-100.66374,28.64035],[-100.6602,28.64302],[-100.657,28.64543],[-100.65395,28.64774],[-100.65119,28.64982],[-100.64868,28.6517],[-100.64587,28.65381],[-100.64316,28.65586],[-100.63966,28.65851],[-100.63662,28.6608],[-100.63351,28.66315],[-100.62987,28.66504],[-100.6261,28.66702],[-100.62248,28.6689],[-100.61842,28.67101],[-100.61715,28.67166],[-100.61526,28.67327]]}}
Línea 230.0 kV | LineString | 230.0 kV |  |  |  | CFE |  |  |  |  | OpenStreetMap | {"type":"Feature","properties":{},"geometry":{"type":"LineString","coordinates":[[-100.69183,28.48384],[-100.69223,28.48344],[-100.69258,28.48294]]}}
Línea 230.0 kV | LineString | 230.0 kV |  |  |  | CFE |  |  |  |  | OpenStreetMap | {"type":"Feature","properties":{},"geometry":{"type":"LineString","coordinates":[[-100.69463,28.48035],[-100.69571,28.47999],[-100.69631,28.48023],[-100.69724,28.48065],[-100.69841,28.48117],[-100.69864,28.48133]]}}
Línea 230.0 kV | LineString | 230.0 kV |  |  |  | CFE |  |  |  |  | OpenStreetMap | {"type":"Feature","properties":{},"geometry":{"type":"LineString","coordinates":[[-100.69463,28.48035],[-100.6957,28.48014],[-100.69608,28.4803],[-100.69705,28.48084],[-100.69816,28.48139],[-100.69841,28.48154]]}}
Línea 230.0 kV | LineString | 230.0 kV |  |  |  | CFE |  |  |  |  | OpenStreetMap | {"type":"Feature","properties":{},"geometry":{"type":"LineString","coordinates":[[-99.64599,27.47305],[-99.6458,27.47252],[-99.64682,27.47272],[-99.64671,27.47445],[-99.64828,27.47568],[-99.64919,27.47825],[-99.65004,27.48084],[-99.65089,27.48356],[-99.65183,27.48632],[-99.65202,27.48934],[-99.65303,27.49191],[-99.65405,27.49456],[-99.65146,27.49748],[-99.64876,27.50051],[-99.64629,27.50333],[-99.6435,27.5052],[-99.64038,27.50728],[-99.63737,27.50927],[-99.63424,27.51136],[-99.63128,27.51334],[-99.62807,27.51547],[-99.625,27.51755],[-99.62192,27.51955],[-99.619,27.5215],[-99.61645,27.52321],[-99.61337,27.52524],[-99.60999,27.52747],[-99.60666,27.52966],[-99.60343,27.53182],[-99.60096,27.53346],[-99.59756,27.53567],[-99.59454,27.53768],[-99.59139,27.53977],[-99.58886,27.53904],[-99.58657,27.53837],[-99.58465,27.53967],[-99.58274,27.54097],[-99.58084,27.54229],[-99.57917,27.54345],[-99.57757,27.54418],[-99.57554,27.54503],[-99.57293,27.54615],[-99.57026,27.54729],[-99.56793,27.54496],[-99.56562,27.54262],[-99.56267,27.5446],[-99.55939,27.54675],[-99.55616,27.54884],[-99.55319,27.55083],[-99.55012,27.55285],[-99.54707,27.55487],[-99.54414,27.55679],[-99.54235,27.55907],[-99.54034,27.56162],[-99.53873,27.56365],[-99.53507,27.5641],[-99.53087,27.5646],[-99.52712,27.56505],[-99.52381,27.56544],[-99.52053,27.56583],[-99.51748,27.5662],[-99.51363,27.56666]]}}
Línea 230.0 kV | LineString | 230.0 kV |  |  |  | CFE |  |  |  |  | OpenStreetMap | {"type":"Feature","properties":{},"geometry":{"type":"LineString","coordinates":[[-99.64471,27.47034],[-99.64357,27.46696],[-99.64246,27.46367],[-99.64136,27.46044],[-99.64034,27.45741],[-99.6393,27.45434],[-99.6385,27.45196],[-99.6396,27.44814],[-99.64081,27.44427],[-99.64182,27.44081],[-99.64283,27.43848],[-99.64442,27.4348],[-99.64562,27.43203]]}}
Línea 230.0 kV | LineString | 230.0 kV |  |  |  | CFE |  |  |  |  | OpenStreetMap | {"type":"Feature","properties":{},"geometry":{"type":"LineString","coordinates":[[-99.64568,27.47314],[-99.6455,27.47262],[-99.64471,27.47034]]}}
Línea 230.0 kV | LineString | 230.0 kV |  |  |  | CFE |  |  |  |  | OpenStreetMap | {"type":"Feature","properties":{},"geometry":{"type":"LineString","coordinates":[[-99.64536,27.47323],[-99.64519,27.47271],[-99.64471,27.47034]]}}
Línea 230.0 kV | LineString | 230.0 kV | 1 |  |  | CFE |  |  |  |  | OpenStreetMap | {"type":"Feature","properties":{},"geometry":{"type":"LineString","coordinates":[[-101.19095,27.95923],[-101.18972,27.96221],[-101.18864,27.96475],[-101.18722,27.96811],[-101.18577,27.97157],[-101.18443,27.97476],[-101.18327,27.97767],[-101.18188,27.98098],[-101.18045,27.9844],[-101.17904,27.98763],[-101.17766,27.99099],[-101.1763,27.9943],[-101.17492,27.99748],[-101.1735,28.00081],[-101.17211,28.0041],[-101.17068,28.00751],[-101.16918,28.01107],[-101.1678,28.01436],[-101.16643,28.01757],[-101.16507,28.02092],[-101.16383,28.02404],[-101.16228,28.02801],[-101.16075,28.03193],[-101.15963,28.03474],[-101.15832,28.03809],[-101.15701,28.04144],[-101.15571,28.04478],[-101.15442,28.04807],[-101.15306,28.05161],[-101.15167,28.05516],[-101.15033,28.05857],[-101.14901,28.06192],[-101.14768,28.06531],[-101.14635,28.06869],[-101.14505,28.07202],[-101.14375,28.0754],[-101.14247,28.07872],[-101.14109,28.08217],[-101.13974,28.0856],[-101.13845,28.08888],[-101.13716,28.09226],[-101.13583,28.09561],[-101.1345,28.09895],[-101.13328,28.10209],[-101.13195,28.10548],[-101.13064,28.10882],[-101.12931,28.11217],[-101.12797,28.11557],[-101.12667,28.11892],[-101.12534,28.12234],[-101.12406,28.12566],[-101.12263,28.12936],[-101.12131,28.13273],[-101.12,28.13607],[-101.11881,28.13904],[-101.11748,28.14253],[-101.11618,28.14579],[-101.11491,28.14899],[-101.11256,28.15177],[-101.10962,28.15515],[-101.10713,28.15803],[-101.10512,28.16014],[-101.10306,28.1623],[-101.10079,28.16468],[-101.09836,28.16705],[-101.09599,28.16936],[-101.09343,28.17193],[-101.09105,28.17423],[-101.08834,28.17689],[-101.08559,28.1796],[-101.08288,28.18229],[-101.08016,28.18495],[-101.07742,28.18763],[-101.07478,28.19025],[-101.07207,28.1929],[-101.0694,28.19555],[-101.06672,28.19818],[-101.0642,28.20065],[-101.0616,28.2032],[-101.059,28.20574],[-101.05614,28.20854],[-101.05354,28.21112],[-101.05085,28.2137],[-101.04815,28.21633],[-101.04521,28.21927],[-101.04251,28.22182],[-101.03981,28.22442],[-101.03836,28.22582],[-101.03606,28.22803],[-101.03444,28.22961],[-101.03224,28.23118],[-101.02976,28.23289],[-101.02616,28.23537],[-101.0235,28.2373],[-101.02059,28.23936],[-101.01804,28.24108],[-101.01467,28.24346],[-101.01117,28.24595],[-101.00778,28.24825],[-101.005,28.2502],[-101.00198,28.25233],[-100.9991,28.25443],[-100.99618,28.25644],[-100.99427,28.25777],[-100.99297,28.25864],[-100.98985,28.2608],[-100.98674,28.26296],[-100.98351,28.26523],[-100.98039,28.26742],[-100.97719,28.26967],[-100.97407,28.27184],[-100.97092,28.27404],[-100.9677,28.27628],[-100.96482,28.2783],[-100.96158,28.28057],[-100.95875,28.28252],[-100.95548,28.28477],[-100.95234,28.28693],[-100.94917,28.28922],[-100.94615,28.29127],[-100.943,28.29349],[-100.93983,28.29573],[-100.93676,28.29786],[-100.93394,28.29983],[-100.93092,28.30193],[-100.92984,28.30538],[-100.92882,28.30864],[-100.92625,28.31089],[-100.92385,28.31304],[-100.92144,28.31511],[-100.91861,28.31762],[-100.91578,28.32013],[-100.91297,28.32257],[-100.91019,28.32506],[-100.90734,28.32755],[-100.90447,28.33004],[-100.90165,28.33256],[-100.89876,28.33508],[-100.89595,28.33757],[-100.8931,28.34004],[-100.89029,28.34268],[-100.88751,28.34522],[-100.8847,28.34787],[-100.88199,28.35037],[-100.8792,28.35293],[-100.87636,28.35555],[-100.87334,28.35836],[-100.87066,28.36084],[-100.86782,28.36345],[-100.86505,28.36601],[-100.86241,28.36845],[-100.85947,28.37132],[-100.85653,28.37436],[-100.85361,28.37704],[-100.85088,28.37974],[-100.84819,28.38239],[-100.84551,28.38501],[-100.84286,28.38761],[-100.84017,28.39024],[-100.83753,28.39284],[-100.83482,28.39551],[-100.83213,28.39816],[-100.82937,28.40087],[-100.82659,28.40361],[-100.82366,28.40635],[-100.8209,28.40915],[-100.81821,28.41183],[-100.81556,28.41444],[-100.81315,28.41679],[-100.81143,28.41829],[-100.81111,28.4183]]}}
Línea 230.0 kV | LineString | 230.0 kV | 2 |  |  | CFE |  |  |  |  | OpenStreetMap | {"type":"Feature","properties":{},"geometry":{"type":"LineString","coordinates":[[-100.61566,28.67368],[-100.61735,28.6719],[-100.61837,28.67137],[-100.62172,28.67222],[-100.62554,28.67324],[-100.62951,28.67427],[-100.63379,28.67538],[-100.63778,28.67639],[-100.64111,28.67725],[-100.64314,28.68031],[-100.64542,28.6837],[-100.64774,28.68709],[-100.65009,28.69054],[-100.65243,28.69401],[-100.65475,28.69745],[-100.65707,28.70086],[-100.6594,28.70432],[-100.66173,28.70775],[-100.66407,28.71116],[-100.66638,28.71462],[-100.66874,28.71808],[-100.67106,28.7215],[-100.67327,28.72476],[-100.67549,28.72804],[-100.67782,28.7315],[-100.68017,28.73494],[-100.6825,28.73838],[-100.68488,28.74189],[-100.68714,28.74521],[-100.68927,28.74835],[-100.69156,28.75172],[-100.69382,28.75508],[-100.69617,28.75851],[-100.69849,28.76195],[-100.70083,28.76538],[-100.70315,28.76882],[-100.70549,28.77225],[-100.70781,28.77569],[-100.71006,28.779],[-100.71239,28.78242],[-100.71462,28.7857],[-100.71679,28.7889],[-100.71893,28.79205],[-100.72125,28.79549],[-100.72358,28.79891],[-100.72582,28.8022],[-100.72827,28.80583],[-100.73052,28.80916],[-100.7328,28.81253],[-100.73499,28.81574],[-100.73671,28.81825],[-100.73865,28.82112],[-100.74096,28.82452],[-100.74284,28.82728],[-100.74472,28.83007],[-100.74758,28.83426],[-100.74944,28.83699],[-100.75133,28.83975],[-100.75382,28.84346],[-100.7563,28.84707],[-100.75871,28.85061],[-100.76094,28.85391],[-100.7632,28.85721],[-100.76568,28.86087],[-100.76799,28.86427],[-100.77018,28.86744],[-100.77247,28.87081],[-100.7749,28.87438],[-100.77729,28.8779],[-100.77947,28.88111],[-100.78177,28.88448],[-100.78419,28.88806],[-100.78636,28.89123],[-100.78901,28.89513],[-100.79126,28.89843],[-100.79334,28.90148],[-100.79564,28.90486],[-100.79776,28.90798],[-100.79999,28.91124],[-100.80223,28.91452],[-100.80462,28.91803],[-100.807,28.92153],[-100.80928,28.92487],[-100.8114,28.928],[-100.81365,28.9313],[-100.81552,28.93405],[-100.81732,28.93669],[-100.81937,28.9397],[-100.82168,28.94308],[-100.82403,28.94653],[-100.82635,28.94995],[-100.82863,28.95328],[-100.83102,28.95678],[-100.83337,28.96024],[-100.8356,28.9635],[-100.83775,28.96666],[-100.84004,28.97001],[-100.84235,28.9734],[-100.84471,28.97686],[-100.847,28.98024],[-100.84931,28.98362],[-100.85169,28.98709],[-100.85405,28.99055],[-100.8563,28.99386],[-100.85841,28.99694],[-100.86039,28.99984],[-100.86271,29.00324],[-100.86479,29.00629],[-100.86711,29.00969],[-100.86935,29.01297],[-100.87171,29.01642],[-100.87398,29.01977],[-100.87603,29.02275],[-100.87823,29.02598],[-100.8805,29.02931],[-100.88246,29.03301],[-100.88433,29.03652],[-100.88637,29.04038],[-100.88828,29.04396],[-100.8902,29.04762],[-100.89224,29.05142],[-100.8941,29.05496],[-100.89595,29.05844],[-100.89779,29.06193],[-100.89972,29.06558],[-100.90161,29.06911],[-100.90346,29.07266],[-100.90533,29.07617],[-100.90724,29.07977],[-100.90928,29.08361],[-100.91125,29.08734],[-100.91311,29.09083],[-100.91487,29.09415],[-100.91676,29.09775],[-100.91857,29.10109],[-100.9203,29.10439],[-100.9221,29.10775],[-100.92407,29.11149],[-100.92596,29.11505],[-100.92796,29.1188],[-100.92978,29.12228],[-100.93136,29.12521],[-100.93354,29.12933],[-100.9353,29.13263],[-100.93719,29.13621],[-100.93917,29.13992],[-100.94103,29.14344],[-100.94327,29.14765],[-100.94504,29.15099],[-100.94648,29.1537],[-100.94833,29.15717],[-100.94982,29.15999],[-100.95176,29.16365],[-100.95376,29.16743],[-100.95568,29.17102],[-100.95757,29.17459],[-100.95957,29.17832],[-100.96149,29.18195],[-100.9635,29.18572],[-100.96539,29.18929],[-100.9673,29.1929],[-100.96919,29.19644],[-100.97119,29.20017],[-100.97308,29.20373],[-100.97519,29.20767],[-100.97704,29.21109],[-100.97871,29.21435],[-100.98052,29.21777],[-100.98222,29.22094],[-100.98374,29.22382],[-100.98398,29.22705],[-100.98421,29.23099],[-100.98443,29.23497],[-100.98468,29.23911],[-100.98491,29.24254],[-100.98515,29.24704],[-100.98533,29.25021],[-100.98558,29.25454],[-100.98579,29.25828],[-100.98599,29.26176],[-100.98624,29.26596],[-100.9864,29.26878],[-100.98671,29.27347],[-100.98686,29.27681],[-100.98702,29.27915],[-100.98471,29.28197],[-100.98411,29.28256]]}}
Línea 230.0 kV | LineString | 230.0 kV |  |  |  | CFE |  |  |  |  | OpenStreetMap | {"type":"Feature","properties":{},"geometry":{"type":"LineString","coordinates":[[-100.81063,28.41866],[-100.80985,28.41864]]}}
Línea 230.0 kV | LineString | 230.0 kV | 1 |  |  | CFE |  |  |  |  | OpenStreetMap | {"type":"Feature","properties":{},"geometry":{"type":"LineString","coordinates":[[-116.55962,31.87319],[-116.55947,31.8731],[-116.56028,31.87247]]}}
Línea 230.0 kV | LineString | 230.0 kV | 4 |  |  | CFE |  |  |  |  | OpenStreetMap | {"type":"Feature","properties":{},"geometry":{"type":"LineString","coordinates":[[-116.56028,31.87247],[-116.55972,31.87068],[-116.55942,31.86975],[-116.55908,31.86876],[-116.55787,31.86796],[-116.55673,31.86721],[-116.55513,31.86615],[-116.55357,31.86513],[-116.55244,31.86438],[-116.55109,31.86349],[-116.54988,31.86269],[-116.5487,31.86128],[-116.54757,31.85992],[-116.54641,31.85852],[-116.54527,31.85715],[-116.54423,31.85628],[-116.54315,31.8554],[-116.54126,31.8547]]}}
Línea 230.0 kV | LineString | 230.0 kV | 1 |  |  | CFE |  |  |  |  | OpenStreetMap | {"type":"Feature","properties":{},"geometry":{"type":"LineString","coordinates":[[-116.56028,31.87247],[-116.55914,31.87321],[-116.55928,31.87332]]}}
Línea 230.0 kV | LineString | 230.0 kV | 4 |  |  | CFE |  |  |  |  | OpenStreetMap | {"type":"Feature","properties":{},"geometry":{"type":"LineString","coordinates":[[-116.84707,32.12977],[-116.85055,32.134],[-116.85235,32.13613],[-116.85451,32.13877],[-116.85728,32.14212],[-116.85941,32.14471],[-116.86209,32.14802],[-116.86448,32.15088],[-116.86737,32.15438],[-116.8704,32.15804],[-116.87232,32.1604],[-116.87465,32.16321],[-116.87632,32.16524],[-116.87736,32.16864],[-116.87836,32.17181],[-116.87967,32.17602],[-116.88064,32.17916],[-116.88131,32.18144],[-116.88236,32.18485],[-116.88337,32.18803],[-116.88451,32.19169],[-116.88495,32.19303],[-116.88719,32.2019],[-116.88774,32.20602],[-116.88802,32.20823],[-116.88836,32.21126],[-116.88919,32.21771],[-116.8896,32.22116],[-116.89007,32.22491],[-116.88927,32.22801],[-116.88857,32.2307],[-116.88753,32.23472],[-116.8867,32.23784],[-116.8854,32.24284],[-116.88442,32.24662],[-116.88779,32.2506],[-116.89217,32.25575],[-116.89684,32.26111],[-116.89832,32.26286],[-116.90087,32.26587],[-116.903,32.26832],[-116.90513,32.27083],[-116.90841,32.27479]]}}
Línea 230.0 kV | LineString | 230.0 kV | 4 |  |  | CFE |  |  |  |  | OpenStreetMap | {"type":"Feature","properties":{},"geometry":{"type":"LineString","coordinates":[[-116.80166,32.07455],[-116.80546,32.07919],[-116.80749,32.08163],[-116.81041,32.08518],[-116.81214,32.08729],[-116.81514,32.091],[-116.81872,32.09532],[-116.82145,32.09863],[-116.82856,32.10727],[-116.83085,32.11003],[-116.83328,32.11298],[-116.8361,32.1164],[-116.83896,32.11988],[-116.84184,32.12338],[-116.84462,32.12674],[-116.84707,32.12977]]}}
Línea 230.0 kV | LineString | 230.0 kV | 4 |  |  | CFE |  |  |  |  | OpenStreetMap | {"type":"Feature","properties":{},"geometry":{"type":"LineString","coordinates":[[-117.02214,32.29649],[-117.0204,32.29592],[-117.01705,32.29483],[-117.01464,32.29406],[-117.01164,32.29266],[-117.00694,32.29044],[-117.00338,32.28879],[-116.99854,32.2865],[-116.99369,32.2842],[-116.98966,32.28233],[-116.98651,32.28082],[-116.9761,32.2838],[-116.97136,32.28517],[-116.96713,32.28636],[-116.96336,32.28743],[-116.95944,32.28856],[-116.95416,32.29006],[-116.94904,32.29153],[-116.94668,32.2922],[-116.94274,32.29333],[-116.93424,32.29574],[-116.93022,32.2969],[-116.92692,32.2963],[-116.92381,32.29264],[-116.92242,32.29107],[-116.91935,32.28746],[-116.91789,32.28572],[-116.91703,32.28472],[-116.91348,32.2806],[-116.91173,32.27852],[-116.90982,32.27627],[-116.90841,32.27479]]}}
Línea 230.0 kV | LineString | 230.0 kV | 4 |  |  | CFE |  |  |  |  | OpenStreetMap | {"type":"Feature","properties":{},"geometry":{"type":"LineString","coordinates":[[-116.54064,31.85307],[-116.53999,31.85432],[-116.53772,31.85879],[-116.53653,31.86106],[-116.53409,31.86602],[-116.53239,31.86923],[-116.53033,31.87325],[-116.5326,31.87775],[-116.53426,31.88098],[-116.536,31.88441],[-116.53785,31.888],[-116.5393,31.89095],[-116.54252,31.8924],[-116.54863,31.89518],[-116.55158,31.89653],[-116.55575,31.89841],[-116.55794,31.89943],[-116.56253,31.90153],[-116.56573,31.90296],[-116.57118,31.9055],[-116.57489,31.90719],[-116.57892,31.90902],[-116.58276,31.91078],[-116.58708,31.91276],[-116.58933,31.9138],[-116.59331,31.91562],[-116.59579,31.91676],[-116.60041,31.91886],[-116.60258,31.91986],[-116.60789,31.92228],[-116.60968,31.92311],[-116.61446,31.9253],[-116.61793,31.92689],[-116.62046,31.92795],[-116.6258,31.93016],[-116.62806,31.93113],[-116.63424,31.93372],[-116.63729,31.93501],[-116.63915,31.93577],[-116.64294,31.93736],[-116.6447,31.93805],[-116.65082,31.94063],[-116.65742,31.94336],[-116.65997,31.94445],[-116.66498,31.94654],[-116.66976,31.94853],[-116.67299,31.94991],[-116.67454,31.95053]]}}
Línea 230.0 kV | LineString | 230.0 kV | 2 |  |  | CFE |  |  |  |  | OpenStreetMap | {"type":"Feature","properties":{},"geometry":{"type":"LineString","coordinates":[[-86.90383,21.04224],[-86.90419,21.04273],[-86.90467,21.04312],[-86.90715,21.04518],[-86.90957,21.04721],[-86.91217,21.0494],[-86.91438,21.05124],[-86.91672,21.05319],[-86.91914,21.05522],[-86.9193,21.05683],[-86.91948,21.05883],[-86.91787,21.06105],[-86.91625,21.06332],[-86.91461,21.06556],[-86.91303,21.06775],[-86.91137,21.07005],[-86.90975,21.0723],[-86.90817,21.0745],[-86.90513,21.07408],[-86.90212,21.07367],[-86.90021,21.07341],[-86.89728,21.07301],[-86.89435,21.07258],[-86.89088,21.07231],[-86.88876,21.07195],[-86.88667,21.07155],[-86.8837,21.07112],[-86.88008,21.07064],[-86.87706,21.07023],[-86.87432,21.06986],[-86.87163,21.06949],[-86.86885,21.06913],[-86.86603,21.0687],[-86.8632,21.06835],[-86.86045,21.06793],[-86.85768,21.06755],[-86.85393,21.06753],[-86.85113,21.06752],[-86.84833,21.06694]]}}
Línea 230.0 kV | LineString | 230.0 kV |  |  |  | CFE |  |  |  |  | OpenStreetMap | {"type":"Feature","properties":{},"geometry":{"type":"LineString","coordinates":[[-89.53234,20.90426],[-89.53329,20.90424],[-89.53773,20.90376],[-89.54154,20.90337],[-89.545,20.90296],[-89.54837,20.90263],[-89.55179,20.90224],[-89.55533,20.90185],[-89.55875,20.90148],[-89.56221,20.9011],[-89.56554,20.90074],[-89.5686,20.90041],[-89.57196,20.90004],[-89.57462,20.89776],[-89.57722,20.89551],[-89.57989,20.8932],[-89.58258,20.89085],[-89.58531,20.88851],[-89.5878,20.88633],[-89.59049,20.88395],[-89.59316,20.88168],[-89.59546,20.87974],[-89.59872,20.87895],[-89.60225,20.87814],[-89.60542,20.87743],[-89.60878,20.87668],[-89.61158,20.87604],[-89.61375,20.87555]]}}
Línea 230.0 kV | LineString | 230.0 kV |  |  |  | CFE |  |  |  |  | OpenStreetMap | {"type":"Feature","properties":{},"geometry":{"type":"LineString","coordinates":[[-89.6972,20.99369],[-89.69725,20.99521],[-89.6969,20.99582],[-89.69554,20.99826],[-89.69368,21.00156],[-89.69199,21.00459],[-89.69054,21.00718],[-89.68895,21.01004],[-89.68704,21.01341],[-89.68546,21.01624],[-89.68355,21.01967],[-89.68185,21.02268],[-89.68012,21.02576],[-89.67817,21.02924],[-89.67644,21.03233],[-89.67469,21.03544],[-89.67292,21.03861],[-89.67119,21.04166],[-89.66953,21.04461],[-89.66803,21.04718],[-89.66668,21.04962],[-89.66498,21.05276],[-89.66321,21.05592],[-89.66143,21.05904],[-89.65957,21.06229],[-89.65793,21.06534],[-89.65628,21.0683],[-89.65585,21.06907],[-89.65441,21.07162]]}}
Línea 230.0 kV | LineString | 230.0 kV |  |  |  | CFE |  |  |  |  | OpenStreetMap | {"type":"Feature","properties":{},"geometry":{"type":"LineString","coordinates":[[-89.52896,20.91096],[-89.5291,20.91086],[-89.52936,20.91066],[-89.52963,20.91047],[-89.52991,20.91026],[-89.53004,20.91017],[-89.53018,20.91007],[-89.53032,20.90997]]}}
Línea 230.0 kV | LineString | 230.0 kV |  |  |  | CFE |  |  |  |  | OpenStreetMap | {"type":"Feature","properties":{},"geometry":{"type":"LineString","coordinates":[[-89.62682,21.05041],[-89.62683,21.05049],[-89.62684,21.05066],[-89.62685,21.05076],[-89.62711,21.05149]]}}
Línea 230.0 kV | LineString | 230.0 kV |  |  |  | CFE |  |  |  |  | OpenStreetMap | {"type":"Feature","properties":{},"geometry":{"type":"LineString","coordinates":[[-89.62711,21.05149],[-89.62873,21.05338],[-89.6282,21.0558],[-89.62771,21.05805],[-89.62683,21.06158],[-89.62602,21.06492],[-89.62522,21.06804],[-89.62447,21.07107],[-89.62362,21.07435],[-89.62284,21.07753]]}}
Línea 230.0 kV | LineString | 230.0 kV | 2 |  |  | Comisión Federal de Electricidad |  |  |  |  | OpenStreetMap | {"type":"Feature","properties":{},"geometry":{"type":"LineString","coordinates":[[-89.62284,21.07753],[-89.61997,21.0773],[-89.61653,21.07699],[-89.61255,21.07664],[-89.60888,21.07631],[-89.60562,21.07602],[-89.60186,21.0757],[-89.59796,21.07534],[-89.59449,21.07504],[-89.59107,21.07472],[-89.5875,21.07442],[-89.58456,21.07418],[-89.58104,21.0743],[-89.57724,21.07446],[-89.57412,21.07458],[-89.57087,21.07472],[-89.56731,21.07485],[-89.56338,21.075],[-89.56,21.07515],[-89.55761,21.07524],[-89.55635,21.07282],[-89.55492,21.07004],[-89.55337,21.06702],[-89.55173,21.06388],[-89.55013,21.0607],[-89.54846,21.05757],[-89.54684,21.05437],[-89.54524,21.05129],[-89.5436,21.04808],[-89.54205,21.04516],[-89.54044,21.04196],[-89.53885,21.03891],[-89.53727,21.03585],[-89.53556,21.03256],[-89.53396,21.02947],[-89.53221,21.02596],[-89.53066,21.02294],[-89.52905,21.01984],[-89.52747,21.01685],[-89.52586,21.01375],[-89.52413,21.01041],[-89.52253,21.00735],[-89.52098,21.00432],[-89.5192,21.0009],[-89.51763,20.99781],[-89.51604,20.99473],[-89.51442,20.99158],[-89.51276,20.98837],[-89.5111,20.98511],[-89.50968,20.98237],[-89.50802,20.97915],[-89.50636,20.97602],[-89.50482,20.97298],[-89.50492,20.9712],[-89.50551,20.96874],[-89.50612,20.96608],[-89.50673,20.96278],[-89.50747,20.95894],[-89.50809,20.95567],[-89.50865,20.95288],[-89.50918,20.94982],[-89.50991,20.94602],[-89.51054,20.94286],[-89.51119,20.93921],[-89.51185,20.93581],[-89.51251,20.93251],[-89.5132,20.92883],[-89.51383,20.92543],[-89.51449,20.92196],[-89.51518,20.91832],[-89.51583,20.9149],[-89.51822,20.91204],[-89.52092,20.90883],[-89.52296,20.9064],[-89.52453,20.90659],[-89.52643,20.90839],[-89.52826,20.91021]]}}
Línea 230.0 kV | LineString | 230.0 kV |  |  |  | CFE |  |  |  |  | OpenStreetMap | {"type":"Feature","properties":{},"geometry":{"type":"LineString","coordinates":[[-109.0773,25.78469],[-109.07787,25.78505]]}}
Línea 230.0 kV | LineString | 230.0 kV |  |  |  | CFE |  |  |  |  | OpenStreetMap | {"type":"Feature","properties":{},"geometry":{"type":"LineString","coordinates":[[-108.90144,25.8179],[-108.90127,25.81779]]}}
Línea 230.0 kV | LineString | 230.0 kV |  |  |  | CFE |  |  |  |  | OpenStreetMap | {"type":"Feature","properties":{},"geometry":{"type":"LineString","coordinates":[[-109.07733,25.78579],[-109.08101,25.78717],[-109.08495,25.78865],[-109.0886,25.79076],[-109.09224,25.79284],[-109.08995,25.7961],[-109.08767,25.79937],[-109.08541,25.80258],[-109.08306,25.80593],[-109.08075,25.8092],[-109.07839,25.81255],[-109.07618,25.81567],[-109.07398,25.81878],[-109.07183,25.82205],[-109.06965,25.82533],[-109.0673,25.82873],[-109.06504,25.83194],[-109.06133,25.83344],[-109.05755,25.83496],[-109.05411,25.83632],[-109.05029,25.83787],[-109.04618,25.83951],[-109.04194,25.8412],[-109.0389,25.84374],[-109.03446,25.8444],[-109.03192,25.84707],[-109.02981,25.85013],[-109.0275,25.85351],[-109.02522,25.85684],[-109.02312,25.8599],[-109.01957,25.85799],[-109.01589,25.85593],[-109.01233,25.85394],[-109.00861,25.85186],[-109.00639,25.85497],[-109.00433,25.85786],[-109.00206,25.86103],[-108.99972,25.86431],[-108.99762,25.86728],[-108.99574,25.86993],[-108.99413,25.87251],[-108.99163,25.87599],[-108.98926,25.87927]]}}
Línea 230.0 kV | LineString | 230.0 kV |  |  |  | CFE |  |  |  |  | OpenStreetMap | {"type":"Feature","properties":{},"geometry":{"type":"LineString","coordinates":[[-108.90105,25.81855],[-108.90086,25.81848]]}}
Línea 230.0 kV | LineString | 230.0 kV |  |  |  | CFE |  |  |  |  | OpenStreetMap | {"type":"Feature","properties":{},"geometry":{"type":"LineString","coordinates":[[-108.75212,26.07546],[-108.75124,26.07529],[-108.75016,26.0736],[-108.74821,26.07046],[-108.75052,26.06665],[-108.75201,26.06415],[-108.75394,26.06099],[-108.75556,26.05827],[-108.75747,26.0551],[-108.75951,26.05171],[-108.76197,26.04762],[-108.76415,26.04404],[-108.76652,26.04006],[-108.76861,26.03657],[-108.77075,26.03305],[-108.77241,26.03027],[-108.77396,26.02772],[-108.77576,26.0247],[-108.77749,26.02181],[-108.77924,26.0189],[-108.78112,26.01576],[-108.78278,26.01299],[-108.78448,26.01023],[-108.78618,26.00737],[-108.78794,26.00459],[-108.78951,26.00181],[-108.79111,25.99904],[-108.79277,25.99626],[-108.79444,25.99348],[-108.79611,25.99066],[-108.7979,25.98773],[-108.79959,25.98492],[-108.80125,25.98212],[-108.80294,25.97931],[-108.80459,25.97656],[-108.80625,25.9738],[-108.80787,25.97111],[-108.80972,25.96801],[-108.8117,25.96474],[-108.81366,25.96146],[-108.81552,25.95837],[-108.81746,25.95514],[-108.81926,25.95208],[-108.82085,25.9495],[-108.82286,25.94748],[-108.82508,25.94522],[-108.82734,25.94295],[-108.82882,25.94035],[-108.83067,25.93718],[-108.83262,25.93381],[-108.83454,25.93069],[-108.83652,25.92729],[-108.83845,25.92392],[-108.8402,25.92092],[-108.84205,25.91773],[-108.84377,25.91475],[-108.8455,25.91175],[-108.84723,25.90879],[-108.84894,25.90579],[-108.85066,25.90281],[-108.8524,25.8998],[-108.85412,25.89685],[-108.85587,25.8938],[-108.85762,25.89079],[-108.8586,25.88784],[-108.85956,25.88498],[-108.86123,25.88211],[-108.86295,25.87914],[-108.86476,25.87603],[-108.86663,25.87288],[-108.86578,25.86988],[-108.86494,25.86681],[-108.86418,25.8642],[-108.86711,25.86301],[-108.87035,25.86171],[-108.87362,25.86047],[-108.87645,25.85939],[-108.87807,25.85796],[-108.87931,25.8558],[-108.88092,25.85299],[-108.88247,25.85028],[-108.8841,25.84747],[-108.8857,25.84466],[-108.88727,25.84193],[-108.88887,25.83913],[-108.89046,25.83632]]}}
Línea 230.0 kV | LineString | 230.0 kV |  |  |  | CFE |  |  |  |  | OpenStreetMap | {"type":"Feature","properties":{},"geometry":{"type":"LineString","coordinates":[[-109.07709,25.78497],[-109.07767,25.78531]]}}
Línea 230.0 kV | LineString | 230.0 kV | 1 |  |  | C.F.E. |  |  |  |  | OpenStreetMap | {"type":"Feature","properties":{},"geometry":{"type":"LineString","coordinates":[[-108.75211,26.07584],[-108.75138,26.07572],[-108.74913,26.07465],[-108.74717,26.07376],[-108.74496,26.07096],[-108.74253,26.06788],[-108.7402,26.06495],[-108.73783,26.06194],[-108.73559,26.05918],[-108.73309,26.05601],[-108.73054,26.05275],[-108.72818,26.04974],[-108.72619,26.04725],[-108.72319,26.04343],[-108.72133,26.04108],[-108.71671,26.03523],[-108.71435,26.03222],[-108.71244,26.02977],[-108.71069,26.02754],[-108.70825,26.02448],[-108.70627,26.02197],[-108.70417,26.01932],[-108.70189,26.01645],[-108.69955,26.01346],[-108.69733,26.01069],[-108.69513,26.0079],[-108.69297,26.00517],[-108.69024,26.00173],[-108.68788,25.99872],[-108.68604,25.99637],[-108.68408,25.99387],[-108.68164,25.99077],[-108.67972,25.98834],[-108.67757,25.98562],[-108.6757,25.98327],[-108.67308,25.97995],[-108.67064,25.97686],[-108.66866,25.97435],[-108.66617,25.97118],[-108.66311,25.9673],[-108.66096,25.96458],[-108.65882,25.96188],[-108.65678,25.95929],[-108.65378,25.95691],[-108.65093,25.95467],[-108.64655,25.95122],[-108.64317,25.94857],[-108.64,25.94607],[-108.63728,25.94393],[-108.63405,25.94139],[-108.6315,25.93938],[-108.62863,25.93713],[-108.62571,25.93483],[-108.62282,25.93255],[-108.61975,25.93013],[-108.61672,25.92775],[-108.61366,25.92533],[-108.61064,25.92295],[-108.60785,25.92076],[-108.60469,25.91827],[-108.60175,25.91596],[-108.59903,25.91382],[-108.59566,25.91116],[-108.59225,25.90848],[-108.58946,25.90629],[-108.58594,25.90352],[-108.58367,25.90173],[-108.58036,25.8991],[-108.57694,25.89642],[-108.57444,25.89445],[-108.56914,25.89026],[-108.56617,25.88794],[-108.56268,25.88517],[-108.55964,25.88278],[-108.55701,25.8807],[-108.55248,25.87713],[-108.54761,25.87335],[-108.54305,25.86974],[-108.53921,25.8667],[-108.5369,25.86488],[-108.53396,25.86258],[-108.53065,25.85996],[-108.52775,25.85765],[-108.5245,25.85512],[-108.52157,25.85281],[-108.51878,25.8504],[-108.51609,25.84827],[-108.51308,25.84588],[-108.51002,25.84344],[-108.5069,25.84101],[-108.50382,25.83858],[-108.5008,25.83619],[-108.4978,25.83383],[-108.49479,25.83144],[-108.49209,25.82932],[-108.48892,25.82682],[-108.48607,25.82458],[-108.48344,25.82251],[-108.48075,25.82035],[-108.47792,25.81814],[-108.47524,25.81606],[-108.47238,25.81385],[-108.469,25.81128],[-108.46591,25.8089],[-108.46308,25.80672],[-108.46079,25.80497],[-108.45811,25.80292],[-108.45629,25.80152],[-108.45318,25.7991],[-108.45014,25.79676],[-108.44735,25.79463],[-108.44459,25.79248],[-108.44146,25.79008],[-108.43842,25.78773],[-108.43532,25.78535],[-108.43218,25.78293],[-108.42915,25.78059],[-108.42603,25.77819],[-108.42317,25.77598],[-108.42006,25.77359],[-108.41693,25.77118],[-108.41382,25.76878],[-108.41088,25.76651],[-108.40794,25.76425],[-108.40499,25.76197],[-108.40188,25.75958],[-108.39891,25.75728],[-108.39601,25.75505],[-108.39301,25.75274],[-108.38996,25.7504],[-108.38687,25.74802],[-108.38383,25.74568],[-108.38071,25.74328],[-108.37754,25.74084],[-108.37452,25.73852],[-108.37179,25.73642],[-108.36906,25.73431],[-108.36626,25.73216],[-108.3632,25.72979],[-108.36001,25.72735],[-108.35695,25.72499],[-108.35375,25.72252],[-108.3517,25.72095],[-108.34867,25.71861],[-108.34593,25.71651],[-108.34287,25.71415],[-108.34025,25.71219],[-108.33759,25.7101],[-108.33468,25.70745],[-108.33186,25.70486],[-108.32902,25.70227],[-108.32621,25.6997],[-108.3234,25.69713],[-108.32061,25.69458],[-108.31796,25.69216],[-108.31561,25.69],[-108.31229,25.68711],[-108.30944,25.68436],[-108.30622,25.68142],[-108.30322,25.67867],[-108.30048,25.67616],[-108.29803,25.67392],[-108.29534,25.67146],[-108.29253,25.66889],[-108.28967,25.66627],[-108.28709,25.66391],[-108.28487,25.66188],[-108.28243,25.65964],[-108.27946,25.65693],[-108.27663,25.65433],[-108.27384,25.65178],[-108.27103,25.64921],[-108.26825,25.64666],[-108.26546,25.6441],[-108.26259,25.64147],[-108.25973,25.63885],[-108.25687,25.63623],[-108.25406,25.63366],[-108.25117,25.631],[-108.24816,25.62843],[-108.24533,25.626],[-108.24246,25.62355],[-108.23967,25.62116],[-108.23696,25.61885],[-108.23453,25.61677],[-108.23222,25.61479],[-108.22947,25.61244],[-108.22642,25.60984],[-108.22408,25.60784],[-108.22149,25.60563],[-108.2191,25.6036],[-108.21652,25.60139],[-108.21343,25.59874],[-108.21045,25.59619],[-108.20748,25.59382],[-108.20447,25.59124],[-108.20159,25.58876],[-108.1987,25.58631],[-108.19576,25.58379],[-108.19272,25.5812],[-108.18993,25.57879],[-108.18701,25.57633],[-108.18426,25.57397],[-108.18132,25.57145],[-108.17823,25.56879],[-108.17487,25.56598],[-108.17204,25.56351],[-108.16921,25.56108],[-108.1666,25.55869],[-108.16311,25.55588],[-108.16027,25.55342],[-108.15728,25.55086],[-108.15438,25.54839],[-108.1512,25.54567],[-108.14844,25.54331],[-108.14505,25.54038],[-108.14226,25.538],[-108.13945,25.53565],[-108.1365,25.5331],[-108.13343,25.53042],[-108.13029,25.52776],[-108.12741,25.52528],[-108.12459,25.52288],[-108.12169,25.52037],[-108.11878,25.5179],[-108.11588,25.51543],[-108.11322,25.51321],[-108.11007,25.51045],[-108.10695,25.50781],[-108.10402,25.5053],[-108.10114,25.50281],[-108.09823,25.50031],[-108.09513,25.49766],[-108.09219,25.49513],[-108.08915,25.49254],[-108.0865,25.49024],[-108.08469,25.48865],[-108.08323,25.48752],[-108.08275,25.48712]]}}
Línea 230.0 kV | LineString | 230.0 kV | 2 |  |  | CFE |  |  |  |  | OpenStreetMap | {"type":"Feature","properties":{},"geometry":{"type":"LineString","coordinates":[[-97.97821,18.84955],[-97.97818,18.85017],[-97.97755,18.85425],[-97.9794,18.85686],[-97.98093,18.85904],[-97.98392,18.86032],[-97.98827,18.86222],[-97.99121,18.86354],[-97.9932,18.86435],[-97.99882,18.86681],[-98.00418,18.86918],[-98.00737,18.87053],[-98.01199,18.87258],[-98.01508,18.87393],[-98.01679,18.87467],[-98.02102,18.87651],[-98.02294,18.87733],[-98.02703,18.87913],[-98.03013,18.88048],[-98.03321,18.8818],[-98.03588,18.88298],[-98.03932,18.88448],[-98.044,18.88738],[-98.04643,18.88938],[-98.04856,18.89112],[-98.05161,18.89363],[-98.05433,18.89589],[-98.05713,18.89819],[-98.05967,18.90028],[-98.06169,18.90196],[-98.06474,18.90447],[-98.06731,18.90658],[-98.07074,18.90941],[-98.07498,18.9129],[-98.07669,18.91431],[-98.07957,18.91667],[-98.0831,18.91958],[-98.08705,18.9228],[-98.08893,18.92434],[-98.09086,18.92593],[-98.09264,18.92737],[-98.09549,18.92977],[-98.09794,18.93179],[-98.10037,18.93379],[-98.1028,18.93578],[-98.10614,18.93853],[-98.10927,18.9411],[-98.11176,18.94317],[-98.11433,18.9453],[-98.11631,18.9469],[-98.12015,18.95006],[-98.12285,18.95224],[-98.12519,18.95418],[-98.12742,18.95607],[-98.12921,18.95753],[-98.13121,18.9592],[-98.13325,18.96083],[-98.13764,18.96445],[-98.13961,18.9661],[-98.14167,18.96786],[-98.14524,18.97076],[-98.14729,18.97244],[-98.15014,18.97474],[-98.15252,18.97667],[-98.15479,18.97859],[-98.15821,18.9814],[-98.16077,18.98348],[-98.16304,18.98539],[-98.16499,18.98701],[-98.16733,18.98889]]}}
Línea 230.0 kV | LineString | 230.0 kV | 1 |  |  | CFE |  |  |  |  | OpenStreetMap | {"type":"Feature","properties":{},"geometry":{"type":"LineString","coordinates":[[-97.95902,18.96414],[-97.95855,18.96415],[-97.95884,18.96225],[-97.9592,18.96068],[-97.96075,18.95756],[-97.9623,18.95446],[-97.96373,18.9516],[-97.96537,18.94829],[-97.96667,18.9456],[-97.96819,18.94272],[-97.96961,18.93971],[-97.97094,18.93712],[-97.97298,18.933],[-97.97508,18.92889],[-97.97691,18.92522],[-97.97828,18.92241],[-97.9792,18.91894],[-97.98,18.91578],[-97.98139,18.91052],[-97.98225,18.90735],[-97.98283,18.90522],[-97.98373,18.90162],[-97.98407,18.8992],[-97.98606,18.89273],[-97.98656,18.89087],[-97.98715,18.88858],[-97.98201,18.88273],[-97.97859,18.87883],[-97.97585,18.87576],[-97.97355,18.87313],[-97.97413,18.8691],[-97.97471,18.86515],[-97.97489,18.86387],[-97.9755,18.85963],[-97.97649,18.85844],[-97.97708,18.85528],[-97.97802,18.85015],[-97.97806,18.84951]]}}
Línea 230.0 kV | LineString | 230.0 kV | 2 |  |  | CFE |  |  |  |  | OpenStreetMap | {"type":"Feature","properties":{},"geometry":{"type":"LineString","coordinates":[[-98.84167,19.54473],[-98.84281,19.5453],[-98.84593,19.54647],[-98.84771,19.54515],[-98.85035,19.54286],[-98.85238,19.54126],[-98.85368,19.53832],[-98.85481,19.5357],[-98.85594,19.53303],[-98.85708,19.53035],[-98.85807,19.52765],[-98.85855,19.52453],[-98.85929,19.52156],[-98.85936,19.51832],[-98.85811,19.51531],[-98.85681,19.51211],[-98.85596,19.51027],[-98.85485,19.50764],[-98.85368,19.50489],[-98.85249,19.50223],[-98.85427,19.49985],[-98.85585,19.49774],[-98.85763,19.49859],[-98.85796,19.49823],[-98.85828,19.49783],[-98.8586,19.49748],[-98.85865,19.49743],[-98.85892,19.49713],[-98.85915,19.49693],[-98.86118,19.4946],[-98.86124,19.49454],[-98.8625,19.49313],[-98.86306,19.49249],[-98.86318,19.49236],[-98.86321,19.49233],[-98.86325,19.49228],[-98.86576,19.49303],[-98.86879,19.49397],[-98.87175,19.49492],[-98.87317,19.49723],[-98.87526,19.49694],[-98.87732,19.49665],[-98.87933,19.49708],[-98.88125,19.49724],[-98.88319,19.49738],[-98.88326,19.49969],[-98.88507,19.50145],[-98.88779,19.50199],[-98.89039,19.50211],[-98.89251,19.50323],[-98.89393,19.50453],[-98.89542,19.50449],[-98.89843,19.50436],[-98.90078,19.50431],[-98.90294,19.50434],[-98.90359,19.50624],[-98.90405,19.50655]]}}
Línea 230.0 kV | LineString | 230.0 kV | 2 |  |  | CFE |  |  |  |  | OpenStreetMap | {"type":"Feature","properties":{},"geometry":{"type":"LineString","coordinates":[[-98.90512,19.50802],[-98.90612,19.5092],[-98.9079,19.51129],[-98.90977,19.51344],[-98.91202,19.51717],[-98.91405,19.52069],[-98.91618,19.52424],[-98.91834,19.52782],[-98.92058,19.53156],[-98.92282,19.53531],[-98.92499,19.53892],[-98.92722,19.54264],[-98.92939,19.54626],[-98.93155,19.54986],[-98.93381,19.55362],[-98.93581,19.55697],[-98.93804,19.56069],[-98.9402,19.56429],[-98.94245,19.56804],[-98.94448,19.57142],[-98.9467,19.57513],[-98.94888,19.57876],[-98.95111,19.58247],[-98.95336,19.58622],[-98.95555,19.58987],[-98.9578,19.59363],[-98.96006,19.5974],[-98.96231,19.60115],[-98.96321,19.60265],[-98.96454,19.60487],[-98.96676,19.60856],[-98.96865,19.61171],[-98.97037,19.61459],[-98.97206,19.61743],[-98.97398,19.6207],[-98.97612,19.62107]]}}
Línea 230.0 kV | LineString | 230.0 kV | 2 |  |  | CFE |  |  |  |  | OpenStreetMap | {"type":"Feature","properties":{},"geometry":{"type":"LineString","coordinates":[[-98.84149,19.54505],[-98.84216,19.54526],[-98.84586,19.54661],[-98.84889,19.54777],[-98.85058,19.5479],[-98.85341,19.54678],[-98.85679,19.5455],[-98.86005,19.54415],[-98.86299,19.54291],[-98.86584,19.54179],[-98.86866,19.53914],[-98.87096,19.53689],[-98.87382,19.53433],[-98.87662,19.53175],[-98.87939,19.52939],[-98.88218,19.5269],[-98.88287,19.52632],[-98.88499,19.5245],[-98.88774,19.52187],[-98.88788,19.52174],[-98.88817,19.52147],[-98.88883,19.52084],[-98.88885,19.52082],[-98.88888,19.52079],[-98.89051,19.51921],[-98.89073,19.51899],[-98.89294,19.51681],[-98.8943,19.51552],[-98.89553,19.5143],[-98.89814,19.51175],[-98.90077,19.50918],[-98.90224,19.50778],[-98.90512,19.50802]]}}
Línea 230.0 kV | LineString | 230.0 kV |  |  |  | CFE |  |  |  |  | OpenStreetMap | {"type":"Feature","properties":{},"geometry":{"type":"LineString","coordinates":[[-98.86813,19.66348],[-98.86876,19.6632],[-98.86829,19.66209],[-98.86844,19.6616]]}}
Línea 230.0 kV | LineString | 230.0 kV | 2 |  |  | CFE |  |  |  |  | OpenStreetMap | {"type":"Feature","properties":{},"geometry":{"type":"LineString","coordinates":[[-99.15384,19.63902],[-99.15219,19.63918],[-99.15059,19.63929],[-99.14738,19.63947],[-99.14356,19.63975],[-99.1392,19.64003],[-99.13486,19.64042],[-99.13028,19.64072],[-99.12798,19.64092],[-99.12588,19.64109],[-99.12151,19.6414],[-99.11723,19.64172],[-99.11326,19.64201],[-99.10896,19.64231],[-99.10469,19.64263],[-99.10088,19.6429],[-99.09673,19.64319],[-99.09224,19.64239],[-99.08766,19.64157],[-99.08343,19.64082],[-99.08027,19.64026],[-99.07729,19.64008],[-99.07388,19.63987],[-99.06936,19.63919],[-99.06491,19.63853],[-99.06066,19.63789],[-99.057,19.63734],[-99.05352,19.63682],[-99.04999,19.63629],[-99.04845,19.63606],[-99.04534,19.6356],[-99.0432,19.63528],[-99.0409,19.63494],[-99.03941,19.63471],[-99.03636,19.63426],[-99.03428,19.63395],[-99.03213,19.63363],[-99.02988,19.63329],[-99.02758,19.63294],[-99.02538,19.6326],[-99.02311,19.63227],[-99.0209,19.63194],[-99.01864,19.63159],[-99.01653,19.63129],[-99.01435,19.63096],[-99.01247,19.63078]]}}
Línea 230.0 kV | LineString | 230.0 kV | 2 |  |  | CFE |  |  |  |  | OpenStreetMap | {"type":"Feature","properties":{},"geometry":{"type":"LineString","coordinates":[[-99.06206,19.36498],[-99.06481,19.36481],[-99.06705,19.36452],[-99.07053,19.36639],[-99.07411,19.36833],[-99.07772,19.37031],[-99.08049,19.37233],[-99.08322,19.37432],[-99.08587,19.37621],[-99.08859,19.37811],[-99.09168,19.38033]]}}
Línea 230.0 kV | LineString | 230.0 kV | 2 |  |  | CFE |  |  |  |  | OpenStreetMap | {"type":"Feature","properties":{},"geometry":{"type":"LineString","coordinates":[[-99.0621,19.36456],[-99.06482,19.36461],[-99.06714,19.3643],[-99.06985,19.36575],[-99.0724,19.36713],[-99.07516,19.36866],[-99.07784,19.37015],[-99.0805,19.37206],[-99.08314,19.37397],[-99.08597,19.37599],[-99.08873,19.37793],[-99.09156,19.37995],[-99.09253,19.38038]]}}
Línea 230.0 kV | LineString | 230.0 kV |  |  |  | CFE |  |  |  |  | OpenStreetMap | {"type":"Feature","properties":{},"geometry":{"type":"LineString","coordinates":[[-98.99828,18.8498],[-98.99871,18.84981],[-99.00078,18.85014],[-99.00465,18.85089],[-99.00822,18.85164],[-99.01271,18.8525],[-99.01837,18.85358],[-99.02129,18.85417],[-99.02539,18.85432],[-99.03235,18.85455],[-99.0378,18.85479],[-99.04096,18.85488],[-99.04508,18.85509],[-99.04838,18.8552],[-99.05136,18.85529],[-99.05543,18.85546],[-99.05958,18.85564],[-99.06328,18.85578],[-99.06713,18.85591],[-99.07177,18.85672],[-99.07394,18.85713],[-99.07634,18.85749],[-99.07861,18.85795],[-99.0819,18.85754],[-99.08501,18.85712],[-99.08799,18.85675],[-99.09105,18.8564],[-99.09421,18.8579],[-99.09764,18.8595],[-99.10071,18.86014],[-99.10313,18.86004],[-99.10557,18.85994],[-99.10947,18.85934],[-99.11188,18.85885],[-99.11299,18.85869],[-99.12267,18.85689],[-99.12445,18.85654],[-99.12597,18.85625],[-99.12932,18.85346],[-99.13299,18.85027],[-99.13472,18.84876],[-99.1368,18.84682],[-99.13984,18.84401],[-99.14245,18.84157],[-99.14374,18.84017],[-99.14608,18.83767],[-99.14838,18.83513],[-99.15013,18.8334],[-99.15284,18.83012],[-99.1575,18.82497],[-99.16178,18.82459],[-99.16857,18.82396]]}}
Línea 230.0 kV | LineString | 230.0 kV |  |  |  | CFE |  |  |  |  | OpenStreetMap | {"type":"Feature","properties":{},"geometry":{"type":"LineString","coordinates":[[-99.18019,18.79922],[-99.18002,18.79981],[-99.17974,18.80032],[-99.17774,18.80408],[-99.17617,18.80697],[-99.17585,18.80756],[-99.17566,18.8079],[-99.17396,18.81103],[-99.17097,18.81653],[-99.1699,18.8199],[-99.16965,18.82069],[-99.16863,18.82377],[-99.16857,18.82396]]}}
Línea 230.0 kV | LineString | 230.0 kV |  |  |  | CFE |  |  |  |  | OpenStreetMap | {"type":"Feature","properties":{},"geometry":{"type":"LineString","coordinates":[[-98.99051,18.86887],[-98.99398,18.86782],[-98.99742,18.86678],[-99.00047,18.86591],[-99.00304,18.86512],[-99.00608,18.86421],[-99.01008,18.863],[-99.01477,18.86159],[-99.02049,18.85988],[-99.02441,18.8587],[-99.02673,18.85883],[-99.03359,18.85919],[-99.03752,18.8594],[-99.04116,18.85958],[-99.04476,18.85977],[-99.0482,18.85994],[-99.05196,18.86014],[-99.05823,18.86047],[-99.06074,18.86061],[-99.06656,18.86091],[-99.06887,18.86103],[-99.07512,18.86138],[-99.07757,18.86147],[-99.08061,18.86163],[-99.08442,18.86183],[-99.08759,18.86199],[-99.09131,18.86219],[-99.09482,18.86239],[-99.09541,18.86241],[-99.096,18.86218],[-99.09735,18.8617],[-99.09809,18.86178],[-99.09903,18.86187],[-99.10007,18.86181],[-99.10058,18.86267],[-99.10253,18.86271],[-99.10676,18.86294],[-99.1136,18.86329],[-99.11927,18.86358],[-99.12834,18.85727],[-99.13085,18.85554],[-99.13341,18.85362],[-99.13679,18.85149],[-99.1405,18.84915],[-99.14328,18.84736],[-99.14686,18.84518],[-99.14811,18.84447],[-99.14961,18.84345],[-99.15458,18.84152],[-99.161,18.83902],[-99.16478,18.83756],[-99.16831,18.83613],[-99.17112,18.83508],[-99.17396,18.83394],[-99.17722,18.83271],[-99.18032,18.83152],[-99.18339,18.83164],[-99.18577,18.83175],[-99.18635,18.83177],[-99.18848,18.83187],[-99.19145,18.83202],[-99.19367,18.83414],[-99.19555,18.83607],[-99.19782,18.83828],[-99.20076,18.84114],[-99.20363,18.8439],[-99.20363,18.84499]]}}
Línea 230.0 kV | LineString | 230.0 kV | 1 |  |  | CFE |  |  |  |  | OpenStreetMap | {"type":"Feature","properties":{},"geometry":{"type":"LineString","coordinates":[[-97.26673,19.78522],[-97.26645,19.78495],[-97.2652,19.78412],[-97.26518,19.78412],[-97.26355,19.78432],[-97.2611,19.78469],[-97.25839,19.78506],[-97.25589,19.78544],[-97.25416,19.78574],[-97.25145,19.78622],[-97.24887,19.78662],[-97.24819,19.78352],[-97.24769,19.78079],[-97.24479,19.77962],[-97.24244,19.77868],[-97.23934,19.77746],[-97.23612,19.77612],[-97.22974,19.77369],[-97.22742,19.7727],[-97.22198,19.77053],[-97.21831,19.76908],[-97.21318,19.76701],[-97.21146,19.76632],[-97.20857,19.76515],[-97.20535,19.76389],[-97.20039,19.76187],[-97.19986,19.76027],[-97.19934,19.75858],[-97.19827,19.75512],[-97.19776,19.75346],[-97.19694,19.75076],[-97.19582,19.74715],[-97.19468,19.74343],[-97.19321,19.73865],[-97.19258,19.73664],[-97.19306,19.72917],[-97.19323,19.72645],[-97.19342,19.72372],[-97.19353,19.72171],[-97.1937,19.71908],[-97.19417,19.71169],[-97.19443,19.70763],[-97.19485,19.70131],[-97.19497,19.69923],[-97.19435,19.69717],[-97.1935,19.69423],[-97.1922,19.6898],[-97.19034,19.68352],[-97.18954,19.68084],[-97.18874,19.67813],[-97.18635,19.67619],[-97.1843,19.67453],[-97.18204,19.67271],[-97.17889,19.67015],[-97.17638,19.66809],[-97.1727,19.66506],[-97.16978,19.66273],[-97.16316,19.65732],[-97.16098,19.65556],[-97.15859,19.65362],[-97.15634,19.65182],[-97.15462,19.65042],[-97.15215,19.64832],[-97.14389,19.64869],[-97.14061,19.64885],[-97.1371,19.64932],[-97.13211,19.64967],[-97.1289,19.64986],[-97.12538,19.65011],[-97.1224,19.65027],[-97.11901,19.65047],[-97.11572,19.65075],[-97.11257,19.65096],[-97.10953,19.65071],[-97.10751,19.65126],[-97.10461,19.65146],[-97.10263,19.65158],[-97.09935,19.65178],[-97.09664,19.65196],[-97.09199,19.65221],[-97.08958,19.65232],[-97.08711,19.65215],[-97.08418,19.65198],[-97.08046,19.65163],[-97.07674,19.65142],[-97.07427,19.65121],[-97.07224,19.65105],[-97.06674,19.65068],[-97.06385,19.65046],[-97.06092,19.65026],[-97.05898,19.6501],[-97.05537,19.64983],[-97.05194,19.64957],[-97.04757,19.64926],[-97.04528,19.6491],[-97.04155,19.64819],[-97.03501,19.64639],[-97.03313,19.64597],[-97.03114,19.64657],[-97.02718,19.64778],[-97.0234,19.64756],[-97.02111,19.6473],[-97.01688,19.64697],[-97.01229,19.64664],[-97.00839,19.64639],[-97.00566,19.64618],[-97.00206,19.64589],[-96.99944,19.64568],[-96.99723,19.64554],[-96.99552,19.64404],[-96.99326,19.64204],[-96.99186,19.64081],[-96.98935,19.63861],[-96.98709,19.63663],[-96.98493,19.63472],[-96.98017,19.63262],[-96.97659,19.63249],[-96.97191,19.63236],[-96.96561,19.63223],[-96.96305,19.63218],[-96.95976,19.63207],[-96.95397,19.63199],[-96.95198,19.62774],[-96.94888,19.62117],[-96.94685,19.61964],[-96.93621,19.61175],[-96.93227,19.60873],[-96.92772,19.60549],[-96.92529,19.60359],[-96.91988,19.5996],[-96.91583,19.59661],[-96.91417,19.59476],[-96.91078,19.59071],[-96.90753,19.58695],[-96.90422,19.58306],[-96.89987,19.578],[-96.89774,19.57552],[-96.89411,19.57129],[-96.89275,19.56967],[-96.89269,19.56624]]}}
Línea 230.0 kV | LineString | 230.0 kV |  |  |  | CFE |  |  |  |  | OpenStreetMap | {"type":"Feature","properties":{},"geometry":{"type":"LineString","coordinates":[[-97.40663,20.01462],[-97.40773,20.01413],[-97.40802,20.01398],[-97.41079,20.01221],[-97.41253,20.01074],[-97.41483,20.00887],[-97.42035,20.00469],[-97.4242,19.99539],[-97.42576,19.98822],[-97.42306,19.98239],[-97.42164,19.97651],[-97.42685,19.97111],[-97.43154,19.96607],[-97.43841,19.95894],[-97.43975,19.95594],[-97.44124,19.95306],[-97.44246,19.95076],[-97.4467,19.94273],[-97.4473,19.94162],[-97.4535,19.9309],[-97.46035,19.92249],[-97.46071,19.92083],[-97.46112,19.91862],[-97.46283,19.91627],[-97.46441,19.91361],[-97.46625,19.91057],[-97.46795,19.90771],[-97.47036,19.90283],[-97.47601,19.89413],[-97.47784,19.89135],[-97.47904,19.88827],[-97.48023,19.88531],[-97.48178,19.88194],[-97.48357,19.87783],[-97.48413,19.87503],[-97.48573,19.86862],[-97.48774,19.86038],[-97.4887,19.85665],[-97.48942,19.85356],[-97.49031,19.85046],[-97.49155,19.84701],[-97.49202,19.84565],[-97.49241,19.8445],[-97.49283,19.84327],[-97.49288,19.84314],[-97.49327,19.84199],[-97.49354,19.84123],[-97.49367,19.84083],[-97.49369,19.84078],[-97.49389,19.84021],[-97.49423,19.83921],[-97.49516,19.83683],[-97.49614,19.83399],[-97.49744,19.83043]]}}
Línea 230.0 kV | LineString | 230.0 kV | 1 |  |  | CFE |  |  |  |  | OpenStreetMap | {"type":"Feature","properties":{},"geometry":{"type":"LineString","coordinates":[[-97.26687,19.78511],[-97.2666,19.78483],[-97.26575,19.78391],[-97.26474,19.78179],[-97.26403,19.77918],[-97.26346,19.7771],[-97.26292,19.77507],[-97.26183,19.77103],[-97.26096,19.7678],[-97.26008,19.76456],[-97.25927,19.76152],[-97.25822,19.75762],[-97.25767,19.75561],[-97.25704,19.75325],[-97.25563,19.74806],[-97.2549,19.74426],[-97.25419,19.74051],[-97.25317,19.73508],[-97.25224,19.7302],[-97.25172,19.72744],[-97.25121,19.72478],[-97.2481,19.7215],[-97.24425,19.71743],[-97.23859,19.71148],[-97.23224,19.70277],[-97.22593,19.69701],[-97.22022,19.69186],[-97.21678,19.68874],[-97.2143,19.68647],[-97.21241,19.68482],[-97.21015,19.68284],[-97.20791,19.68091],[-97.20494,19.67832],[-97.20246,19.67613],[-97.19966,19.67371],[-97.19775,19.67204],[-97.19403,19.6688],[-97.19228,19.66728],[-97.18976,19.66507],[-97.18717,19.6628],[-97.18504,19.66101],[-97.18251,19.65879],[-97.18,19.65661],[-97.17705,19.65402],[-97.17529,19.6525],[-97.17318,19.65066],[-97.17116,19.64888],[-97.16809,19.64618],[-97.16583,19.64426],[-97.16289,19.64165],[-97.16003,19.63918],[-97.15735,19.63681],[-97.15597,19.63562],[-97.15251,19.63517],[-97.15035,19.63489],[-97.14731,19.6345],[-97.14589,19.63431],[-97.14292,19.63421],[-97.14083,19.63411],[-97.13801,19.63399],[-97.13178,19.63377],[-97.12885,19.63365],[-97.126,19.63352],[-97.12292,19.6334],[-97.11697,19.63429],[-97.11332,19.63488],[-97.11022,19.63371],[-97.10526,19.63195],[-97.10139,19.63061],[-97.09746,19.62926],[-97.09377,19.62803],[-97.08986,19.62668],[-97.08672,19.62563],[-97.0855,19.62572],[-97.08198,19.62608],[-97.07739,19.62654],[-97.07424,19.62686],[-97.07116,19.62715],[-97.06881,19.62736],[-97.06529,19.62773],[-97.06221,19.62795],[-97.05948,19.62826],[-97.05652,19.62854],[-97.05196,19.629],[-97.04986,19.62919],[-97.04592,19.6296],[-97.03975,19.63017],[-97.03429,19.63075],[-97.03042,19.63115],[-97.026,19.63153],[-97.02328,19.63178],[-97.02115,19.63206],[-97.01904,19.63225],[-97.01517,19.63266],[-97.01151,19.63298],[-97.00911,19.6332],[-97.00425,19.63369],[-97.00061,19.63401],[-96.99623,19.63444],[-96.99321,19.63448],[-96.99044,19.63451],[-96.98712,19.63451],[-96.98585,19.63456],[-96.98395,19.63273],[-96.98169,19.63058],[-96.97861,19.6278],[-96.97385,19.62344],[-96.9719,19.62156],[-96.9691,19.61905],[-96.96514,19.61536],[-96.96163,19.61209],[-96.95597,19.60841],[-96.94676,19.60253],[-96.94287,19.6],[-96.94043,19.59841],[-96.938,19.59684],[-96.93628,19.59572],[-96.93244,19.59324],[-96.9281,19.59035],[-96.92534,19.58859],[-96.92238,19.58673],[-96.91742,19.58352],[-96.91448,19.58158],[-96.91181,19.5799],[-96.90894,19.57806],[-96.9055,19.57571],[-96.89994,19.57226],[-96.89667,19.57016],[-96.8939,19.56832],[-96.89269,19.56624]]}}
Línea 230.0 kV | LineString | 230.0 kV | 4 |  |  | CFE |  |  |  |  | OpenStreetMap | {"type":"Feature","properties":{},"geometry":{"type":"LineString","coordinates":[[-98.87492,19.65939],[-98.87269,19.66014],[-98.87054,19.66087],[-98.86844,19.6616]]}}
Línea 230.0 kV | LineString | 230.0 kV | 1 |  |  | CFE |  |  |  |  | OpenStreetMap | {"type":"Feature","properties":{},"geometry":{"type":"LineString","coordinates":[[-98.97504,19.62025],[-98.97495,19.62116],[-98.97381,19.62268],[-98.97313,19.6257],[-98.9724,19.62886],[-98.97181,19.63134],[-98.97122,19.6338],[-98.97122,19.63398],[-98.97121,19.63417]]}}
Línea 230.0 kV | LineString | 230.0 kV | 1 |  |  | CFE |  |  |  |  | OpenStreetMap | {"type":"Feature","properties":{},"geometry":{"type":"LineString","coordinates":[[-98.97474,19.6202],[-98.97475,19.62115],[-98.97363,19.62261],[-98.97305,19.62529],[-98.97222,19.62861],[-98.97165,19.63112],[-98.97105,19.63374],[-98.97097,19.63395],[-98.97091,19.63412]]}}
Línea 230.0 kV | LineString | 230.0 kV | 2 |  |  | CFE |  |  |  |  | OpenStreetMap | {"type":"Feature","properties":{},"geometry":{"type":"LineString","coordinates":[[-98.95305,19.30297],[-98.95333,19.30275],[-98.95531,19.30456],[-98.9577,19.30671],[-98.95679,19.31061],[-98.95625,19.31434],[-98.95571,19.31811],[-98.95516,19.32161],[-98.95464,19.32529],[-98.95411,19.32884],[-98.95272,19.33215],[-98.95165,19.33386]]}}
Línea 230.0 kV | LineString | 230.0 kV | 2 |  |  | CFE |  |  |  |  | OpenStreetMap | {"type":"Feature","properties":{},"geometry":{"type":"LineString","coordinates":[[-98.86794,19.66314],[-98.86835,19.66294],[-98.86778,19.6619],[-98.86614,19.66248],[-98.8644,19.66315],[-98.86396,19.66332],[-98.86274,19.66321],[-98.86208,19.66345],[-98.86137,19.66369],[-98.8578,19.66493],[-98.85476,19.66666],[-98.85161,19.66843],[-98.84847,19.67023],[-98.84535,19.67198],[-98.8425,19.67358],[-98.8396,19.67522],[-98.83663,19.67696],[-98.83351,19.6787],[-98.83049,19.68043],[-98.82779,19.68192],[-98.82493,19.68354],[-98.82189,19.68526],[-98.81886,19.68698],[-98.81778,19.68759],[-98.8166,19.68826],[-98.81585,19.6887],[-98.81283,19.6904],[-98.80977,19.69212],[-98.80659,19.69392],[-98.80367,19.6956],[-98.80049,19.69701],[-98.79725,19.69846],[-98.79388,19.69987],[-98.79058,19.70148],[-98.78737,19.70291],[-98.78411,19.70426],[-98.78082,19.70568],[-98.7777,19.70711],[-98.77441,19.70852],[-98.77167,19.70979],[-98.76803,19.71137],[-98.76487,19.71281],[-98.76171,19.7142],[-98.75842,19.71567],[-98.75793,19.71589],[-98.7552,19.71711],[-98.75191,19.71856],[-98.75011,19.71934],[-98.74858,19.72],[-98.74531,19.7215],[-98.7419,19.72302],[-98.73853,19.72444],[-98.7354,19.72585],[-98.73223,19.72729],[-98.72903,19.72872],[-98.72602,19.73005],[-98.72263,19.73122],[-98.71913,19.73214],[-98.71587,19.73305],[-98.71206,19.73405],[-98.70889,19.73496],[-98.70541,19.73593],[-98.70212,19.73686],[-98.69929,19.73763],[-98.69502,19.7388],[-98.69149,19.73982],[-98.68809,19.74076],[-98.68454,19.74174],[-98.68119,19.74265],[-98.67758,19.74362],[-98.67717,19.74407],[-98.67737,19.74448]]}}
Línea 230.0 kV | LineString | 230.0 kV | 1 |  |  | CFE |  |  |  |  | OpenStreetMap | {"type":"Feature","properties":{},"geometry":{"type":"LineString","coordinates":[[-97.99572,20.21258],[-97.99734,20.21206]]}}
Línea 230.0 kV | LineString | 230.0 kV | 2 |  |  | CFE |  |  |  |  | OpenStreetMap | {"type":"Feature","properties":{},"geometry":{"type":"LineString","coordinates":[[-98.58624,19.76881],[-98.58351,19.7696],[-98.58028,19.77049],[-98.57699,19.77138],[-98.57343,19.77235],[-98.57307,19.77246],[-98.57282,19.77253],[-98.56998,19.77332],[-98.56664,19.77422],[-98.56344,19.77508],[-98.56046,19.77591],[-98.5567,19.77694],[-98.55361,19.77777],[-98.551,19.77942],[-98.54823,19.78115],[-98.54546,19.78283],[-98.54255,19.7846],[-98.53964,19.78635],[-98.53632,19.78835],[-98.53334,19.79022],[-98.53068,19.79182],[-98.52711,19.79402],[-98.52402,19.7959],[-98.52167,19.79728],[-98.51895,19.799],[-98.51587,19.80084],[-98.51251,19.80292],[-98.50905,19.80503],[-98.50509,19.80739],[-98.50232,19.80912],[-98.49922,19.81103],[-98.49635,19.81275],[-98.49327,19.81454],[-98.49055,19.81625],[-98.48759,19.81808],[-98.48473,19.8198],[-98.48182,19.82162],[-98.47869,19.82347],[-98.4758,19.82526],[-98.47276,19.82706],[-98.47001,19.82876],[-98.46713,19.83052],[-98.46431,19.83225],[-98.46105,19.83423],[-98.4581,19.83601],[-98.45506,19.83786],[-98.45283,19.83925],[-98.45191,19.83982],[-98.44875,19.84175],[-98.44583,19.84354],[-98.44319,19.84515],[-98.44012,19.84702],[-98.43708,19.84886],[-98.43408,19.85071],[-98.43112,19.85248],[-98.42821,19.85428],[-98.42523,19.85604],[-98.42231,19.85787],[-98.41936,19.85964],[-98.41647,19.86144],[-98.41335,19.86332],[-98.41045,19.8651],[-98.40756,19.86686],[-98.4046,19.86865],[-98.40376,19.86917],[-98.40172,19.87043],[-98.39958,19.87171],[-98.39915,19.87197],[-98.39864,19.87227],[-98.39621,19.87426],[-98.39392,19.87692],[-98.39161,19.87956],[-98.38927,19.88211],[-98.38705,19.88475],[-98.38479,19.88728],[-98.38229,19.89012],[-98.37995,19.8928],[-98.37798,19.89512],[-98.37576,19.89757],[-98.37351,19.90004],[-98.37125,19.90267],[-98.36875,19.90544],[-98.36646,19.90818],[-98.3641,19.91084],[-98.36197,19.91329],[-98.35922,19.9164],[-98.35729,19.91855],[-98.35497,19.92124],[-98.35291,19.9236],[-98.3506,19.92626],[-98.34837,19.92877],[-98.34661,19.93078],[-98.34404,19.93369],[-98.34178,19.93635],[-98.33948,19.93898],[-98.33692,19.94176],[-98.33501,19.9439],[-98.33271,19.94651],[-98.33067,19.94887],[-98.32852,19.95131],[-98.3264,19.95373],[-98.32445,19.95601],[-98.32244,19.95829],[-98.32007,19.96091],[-98.31755,19.96376],[-98.3153,19.96634],[-98.31319,19.96876],[-98.31108,19.97114],[-98.30896,19.97356],[-98.30701,19.9758],[-98.30477,19.97801],[-98.30207,19.97951]]}}
Línea 230.0 kV | LineString | 230.0 kV | 4 |  |  | CFE |  |  |  |  | OpenStreetMap | {"type":"Feature","properties":{},"geometry":{"type":"LineString","coordinates":[[-98.30356,19.98304],[-98.30582,19.98467],[-98.30805,19.98628],[-98.31033,19.98794],[-98.31256,19.98957],[-98.31454,19.99099],[-98.31682,19.99261],[-98.31868,19.99399],[-98.32073,19.99546],[-98.32123,19.99586],[-98.3218,19.99627],[-98.32219,19.99654],[-98.32293,19.99705],[-98.32513,19.99866],[-98.32715,20.00016],[-98.32944,20.00185],[-98.33168,20.00351],[-98.33377,20.00505],[-98.33595,20.00667],[-98.33813,20.00827],[-98.34025,20.00984],[-98.34183,20.011],[-98.34376,20.0124],[-98.34543,20.01362],[-98.3468,20.01461],[-98.34864,20.01596],[-98.3509,20.01761],[-98.35317,20.01915],[-98.35488,20.01977],[-98.35744,20.02046],[-98.3602,20.0212],[-98.36277,20.0219],[-98.36548,20.02264],[-98.36787,20.02328],[-98.37024,20.02393],[-98.37297,20.02466],[-98.37565,20.02538],[-98.37822,20.02607],[-98.38097,20.02681],[-98.38373,20.02756],[-98.38594,20.02817],[-98.38846,20.02883],[-98.39113,20.02956],[-98.39352,20.0302],[-98.39602,20.03088],[-98.39834,20.03151],[-98.40081,20.03218],[-98.40322,20.03283],[-98.40573,20.03352],[-98.40793,20.0341],[-98.4101,20.03469]]}}
Línea 230.0 kV | LineString | 230.0 kV | 2 |  |  | CFE |  |  |  |  | OpenStreetMap | {"type":"Feature","properties":{},"geometry":{"type":"LineString","coordinates":[[-99.12724,19.26889],[-99.12803,19.26842],[-99.12923,19.26752],[-99.13251,19.26693],[-99.13544,19.26643],[-99.13895,19.26576],[-99.14253,19.26511],[-99.1426,19.26359]]}}
Línea 230.0 kV | LineString | 230.0 kV | 2 |  |  | CFE |  |  |  |  | OpenStreetMap | {"type":"Feature","properties":{},"geometry":{"type":"LineString","coordinates":[[-98.95576,19.34552],[-98.95567,19.34527],[-98.95652,19.34416],[-98.95558,19.34214],[-98.95465,19.33998],[-98.95313,19.33658],[-98.95165,19.33386]]}}
Línea 230.0 kV | LineString | 230.0 kV |  |  |  | CFE |  |  |  |  | OpenStreetMap | {"type":"Feature","properties":{},"geometry":{"type":"LineString","coordinates":[[-99.30788,20.01815],[-99.30811,20.01734],[-99.3093,20.01428],[-99.30905,20.01126],[-99.30889,20.00945],[-99.30861,20.00635],[-99.30836,20.00356],[-99.30801,19.99947],[-99.30774,19.99655],[-99.30735,19.99218],[-99.30708,19.98926],[-99.30688,19.98689],[-99.30665,19.98424],[-99.30632,19.98058],[-99.30595,19.97631],[-99.30566,19.97308],[-99.30535,19.96875],[-99.30228,19.96436],[-99.30168,19.96288]]}}
Línea 230.0 kV | LineString | 230.0 kV | 1 |  |  | CFE |  |  |  |  | OpenStreetMap | {"type":"Feature","properties":{},"geometry":{"type":"LineString","coordinates":[[-97.50127,20.50876],[-97.50123,20.50851],[-97.50075,20.50523],[-97.49853,20.5033],[-97.49621,20.5013],[-97.49326,20.49871],[-97.49025,20.49614],[-97.48744,20.4936],[-97.4841,20.49072],[-97.48091,20.4879],[-97.47775,20.48519],[-97.47551,20.48151],[-97.47279,20.47992],[-97.46905,20.4777],[-97.46523,20.4755],[-97.46101,20.47287],[-97.45815,20.47123],[-97.45534,20.46978],[-97.45224,20.46761],[-97.44873,20.46565],[-97.44574,20.46389],[-97.44217,20.46172],[-97.43898,20.45987],[-97.43383,20.45675],[-97.4313,20.45534],[-97.428,20.45334],[-97.42411,20.45103],[-97.42009,20.4486],[-97.41632,20.44566],[-97.41376,20.44483],[-97.40995,20.44257],[-97.40416,20.43907],[-97.40112,20.43726],[-97.39693,20.43476],[-97.39453,20.43332],[-97.38927,20.43019],[-97.38559,20.42797],[-97.38207,20.42587],[-97.37867,20.42382],[-97.37506,20.42165],[-97.37113,20.4193],[-97.36704,20.41684],[-97.36312,20.4145],[-97.35909,20.41208],[-97.35503,20.40962],[-97.35239,20.40801],[-97.34974,20.40525],[-97.34741,20.40223],[-97.34507,20.39929],[-97.343,20.39666],[-97.34127,20.39444],[-97.34028,20.39098],[-97.33911,20.38695],[-97.33794,20.38298],[-97.33681,20.37904],[-97.33569,20.37518],[-97.33451,20.3711],[-97.33321,20.36656],[-97.33211,20.36277],[-97.331,20.35895],[-97.32874,20.35109],[-97.32772,20.34756],[-97.32678,20.34429],[-97.32586,20.34107],[-97.32498,20.33804],[-97.32404,20.33479],[-97.32313,20.33168],[-97.32222,20.32854],[-97.3216,20.3262],[-97.32347,20.3209],[-97.32443,20.3182],[-97.32584,20.31427],[-97.32725,20.31032],[-97.3287,20.30632],[-97.33008,20.30244],[-97.33156,20.29833],[-97.33507,20.29612],[-97.33878,20.29377],[-97.34229,20.29152],[-97.34618,20.28907],[-97.34944,20.28698],[-97.35267,20.28492],[-97.35624,20.28266],[-97.36031,20.2801],[-97.36397,20.27777],[-97.36842,20.27496],[-97.37351,20.27168],[-97.37462,20.26847],[-97.37642,20.26338],[-97.37765,20.2599],[-97.37872,20.25682],[-97.37914,20.25553],[-97.38085,20.25072],[-97.38234,20.24651],[-97.38427,20.24089],[-97.38576,20.23639],[-97.38828,20.23219],[-97.39131,20.22682],[-97.39323,20.22357],[-97.39484,20.22079],[-97.39806,20.21517],[-97.40011,20.21166],[-97.40343,20.20581],[-97.40566,20.20197],[-97.40782,20.19832],[-97.40968,20.19509],[-97.41227,20.19047],[-97.4115,20.18531],[-97.41097,20.18154],[-97.41036,20.17773],[-97.40961,20.17278],[-97.40881,20.16751],[-97.4083,20.16456],[-97.40813,20.16229],[-97.4078,20.15783],[-97.40755,20.15392],[-97.40728,20.15004],[-97.40686,20.14584],[-97.40656,20.14114],[-97.40606,20.13503],[-97.40585,20.13174],[-97.40554,20.12878],[-97.40531,20.12559],[-97.40516,20.12322],[-97.40487,20.1196],[-97.40459,20.11613],[-97.40432,20.11273],[-97.40415,20.11036],[-97.40383,20.10647],[-97.40346,20.10204],[-97.40326,20.09827],[-97.40299,20.09543],[-97.40279,20.09211],[-97.40226,20.08483],[-97.40188,20.08068],[-97.40166,20.0777],[-97.40167,20.07415],[-97.40179,20.06814],[-97.40191,20.06348],[-97.40194,20.06111],[-97.40193,20.0598],[-97.4019,20.05648],[-97.40193,20.05297],[-97.40201,20.04866],[-97.40209,20.0458],[-97.40212,20.04142],[-97.40215,20.03613],[-97.40241,20.0298],[-97.40245,20.02434],[-97.40352,20.01993],[-97.4063,20.01596],[-97.40671,20.01565]]}}
Línea 230.0 kV | LineString | 230.0 kV | 4 |  |  | CFE |  |  |  |  | OpenStreetMap | {"type":"Feature","properties":{},"geometry":{"type":"LineString","coordinates":[[-99.18822,19.68394],[-99.18826,19.68588],[-99.18828,19.68791],[-99.1902,19.68788],[-99.19195,19.68784],[-99.19372,19.68783],[-99.19546,19.68785],[-99.1975,19.68784],[-99.19839,19.68879],[-99.19971,19.69021],[-99.20096,19.69158],[-99.20222,19.69291],[-99.20348,19.69423],[-99.2047,19.69555],[-99.20522,19.69612],[-99.20749,19.6986],[-99.20884,19.69991],[-99.21152,19.7],[-99.21138,19.70226],[-99.21119,19.70465],[-99.21094,19.70701],[-99.2107,19.7093],[-99.2105,19.71157],[-99.21023,19.71456],[-99.21021,19.71479],[-99.20998,19.71724],[-99.21045,19.72021],[-99.21094,19.72313],[-99.21143,19.72608],[-99.21188,19.72883],[-99.21226,19.73156],[-99.21279,19.73453],[-99.21314,19.73688],[-99.21369,19.7399],[-99.21415,19.74286],[-99.21458,19.7457],[-99.2151,19.74853],[-99.21564,19.75147],[-99.21609,19.75416],[-99.2165,19.75674],[-99.21691,19.75913],[-99.21733,19.76141]]}}
Línea 230.0 kV | LineString | 230.0 kV | 2 |  |  | CFE |  |  |  |  | OpenStreetMap | {"type":"Feature","properties":{},"geometry":{"type":"LineString","coordinates":[[-98.95619,19.34487],[-98.95678,19.34463],[-98.95801,19.34736],[-98.95858,19.34868],[-98.95965,19.35019],[-98.95984,19.3528],[-98.9596,19.3551],[-98.96013,19.35729],[-98.96025,19.35912],[-98.96349,19.35943],[-98.96721,19.36082]]}}
Línea 230.0 kV | LineString | 230.0 kV | 3 |  |  | CFE |  |  |  |  | OpenStreetMap | {"type":"Feature","properties":{},"geometry":{"type":"LineString","coordinates":[[-99.2748,20.06003],[-99.2747,20.06121],[-99.27557,20.06135],[-99.27649,20.06123],[-99.27782,20.06102],[-99.27895,20.06075],[-99.27978,20.06021],[-99.28058,20.05967],[-99.28188,20.05918],[-99.28343,20.05862],[-99.28482,20.05859],[-99.28627,20.05853],[-99.28711,20.05852],[-99.2883,20.05849],[-99.28935,20.05846],[-99.29044,20.05826],[-99.29066,20.05671],[-99.29086,20.05518],[-99.29108,20.05362]]}}
Línea 230.0 kV | LineString | 230.0 kV | 1 |  |  | CFE |  |  |  |  | OpenStreetMap | {"type":"Feature","properties":{},"geometry":{"type":"LineString","coordinates":[[-97.50352,20.50839],[-97.5037,20.50856]]}}
Línea 230.0 kV | LineString | 230.0 kV |  |  |  | CFE |  |  |  |  | OpenStreetMap | {"type":"Feature","properties":{},"geometry":{"type":"LineString","coordinates":[[-99.27887,20.06453],[-99.27842,20.06435],[-99.27539,20.06318],[-99.27252,20.06202],[-99.26937,20.0607],[-99.26546,20.05914],[-99.26129,20.0575],[-99.25793,20.05616],[-99.25453,20.05479],[-99.25087,20.05336],[-99.24718,20.05179],[-99.243,20.05018],[-99.23891,20.04858],[-99.23508,20.04704],[-99.23137,20.04557],[-99.22697,20.04378],[-99.22269,20.0421],[-99.21966,20.0409],[-99.21632,20.03957],[-99.21273,20.03813],[-99.20909,20.03671],[-99.20577,20.03534],[-99.20199,20.03384],[-99.19818,20.03233],[-99.1945,20.03084],[-99.19088,20.02942],[-99.18733,20.02795],[-99.18349,20.02648],[-99.1806,20.02526],[-99.17741,20.02403],[-99.17422,20.02279],[-99.17041,20.0212],[-99.1698,20.02096]]}}
Línea 230.0 kV | LineString | 230.0 kV | 1 |  |  | CFE |  |  |  |  | OpenStreetMap | {"type":"Feature","properties":{},"geometry":{"type":"LineString","coordinates":[[-99.10149,19.95692],[-99.10112,19.95723],[-99.10079,19.95717],[-99.10047,19.95681],[-99.1007,19.95495],[-99.1029,19.95311],[-99.10626,19.95202],[-99.11012,19.95077],[-99.11381,19.94957],[-99.11763,19.94831],[-99.12149,19.94706],[-99.12475,19.94596],[-99.12838,19.9448],[-99.13234,19.94351],[-99.13602,19.94232],[-99.14007,19.94102],[-99.14167,19.9405],[-99.14438,19.93962],[-99.14813,19.93839],[-99.15208,19.93711],[-99.15582,19.93521],[-99.15927,19.93349],[-99.16322,19.93152],[-99.16743,19.92944],[-99.17157,19.9275],[-99.17443,19.92585],[-99.17842,19.92391],[-99.18148,19.92241],[-99.18511,19.92059],[-99.19057,19.91783],[-99.19474,19.91576],[-99.19947,19.91339],[-99.20376,19.91125],[-99.20821,19.90902],[-99.21388,19.90621],[-99.21995,19.90317],[-99.22171,19.90227],[-99.22414,19.90107],[-99.22935,19.89843],[-99.23357,19.89632],[-99.23728,19.89447],[-99.24228,19.89197],[-99.24583,19.89018],[-99.24827,19.88896],[-99.25216,19.88702],[-99.25592,19.88514],[-99.25905,19.88355],[-99.26138,19.8824],[-99.26159,19.8823]]}}
Línea 230.0 kV | LineString | 230.0 kV | 1 |  |  | CFE |  |  |  |  | OpenStreetMap | {"type":"Feature","properties":{},"geometry":{"type":"LineString","coordinates":[[-97.4926,20.52551],[-97.4939,20.52504],[-97.49535,20.52198],[-97.49682,20.5187],[-97.49828,20.5155],[-97.49966,20.51226],[-97.50116,20.509],[-97.50127,20.50876]]}}
Línea 230.0 kV | LineString | 230.0 kV | 2 |  |  | CFE |  |  |  |  | OpenStreetMap | {"type":"Feature","properties":{},"geometry":{"type":"LineString","coordinates":[[-98.95165,19.33386],[-98.95048,19.33276],[-98.94836,19.33406],[-98.94602,19.33559],[-98.94366,19.33715],[-98.94125,19.33701],[-98.93838,19.33692],[-98.93597,19.33677],[-98.93419,19.33666],[-98.93176,19.33514],[-98.92932,19.33362],[-98.92735,19.33239],[-98.92539,19.33109],[-98.92325,19.32975],[-98.9208,19.3281]]}}
Línea 230.0 kV | LineString | 230.0 kV | 2 |  |  | CFE |  |  |  |  | OpenStreetMap | {"type":"Feature","properties":{},"geometry":{"type":"LineString","coordinates":[[-99.17327,20.01276],[-99.17264,20.01275],[-99.17103,20.01374],[-99.16942,20.01473],[-99.16955,20.0168],[-99.16968,20.01888],[-99.16972,20.0194],[-99.16976,20.02003],[-99.16978,20.02059],[-99.1698,20.02096]]}}
Línea 230.0 kV | LineString | 230.0 kV |  |  |  | CFE |  |  |  |  | OpenStreetMap | {"type":"Feature","properties":{},"geometry":{"type":"LineString","coordinates":[[-99.10195,19.95739],[-99.10143,19.95781]]}}
Línea 230.0 kV | LineString | 230.0 kV | 1 |  |  | CFE |  |  |  |  | OpenStreetMap | {"type":"Feature","properties":{},"geometry":{"type":"LineString","coordinates":[[-98.93694,19.74245],[-98.93725,19.743],[-98.93772,19.74382],[-98.93897,19.746],[-98.94072,19.7491],[-98.94256,19.75224],[-98.94435,19.75547],[-98.94634,19.7589],[-98.94804,19.76193],[-98.95024,19.76578],[-98.95218,19.7691],[-98.95409,19.77249],[-98.9543,19.77286],[-98.95655,19.77684],[-98.95767,19.77878],[-98.95951,19.782],[-98.96168,19.7858],[-98.96314,19.78841],[-98.96498,19.79165],[-98.96682,19.79483],[-98.9688,19.79831],[-98.97079,19.80174],[-98.97311,19.80464],[-98.97556,19.80761],[-98.97795,19.81056],[-98.98051,19.8137],[-98.98332,19.8172],[-98.98566,19.8201],[-98.98811,19.8231],[-98.98907,19.8242],[-98.98932,19.82454]]}}
Línea 230.0 kV | LineString | 230.0 kV | 1 |  |  | CFE |  |  |  |  | OpenStreetMap | {"type":"Feature","properties":{},"geometry":{"type":"LineString","coordinates":[[-98.84117,19.54566],[-98.84172,19.54593],[-98.84299,19.54585],[-98.84545,19.54717],[-98.84809,19.54861],[-98.85114,19.55028],[-98.85376,19.55174],[-98.8564,19.55317],[-98.85906,19.55465],[-98.86212,19.55634],[-98.86459,19.5577],[-98.86639,19.55917],[-98.8697,19.56195],[-98.873,19.56467],[-98.8755,19.56677],[-98.87782,19.56867],[-98.87832,19.56909],[-98.87997,19.57046],[-98.88191,19.57211],[-98.88335,19.5753],[-98.88477,19.57845],[-98.8864,19.58201],[-98.88829,19.58565],[-98.88934,19.58855],[-98.89088,19.59196],[-98.89241,19.59536],[-98.89389,19.59872],[-98.89548,19.60217],[-98.89702,19.60555],[-98.89855,19.60899],[-98.89987,19.61191],[-98.90136,19.61522],[-98.90462,19.61705],[-98.90746,19.61866],[-98.91074,19.62049],[-98.91405,19.62236],[-98.91733,19.62418],[-98.92061,19.62603],[-98.92397,19.62792],[-98.92756,19.62992],[-98.93066,19.63165],[-98.9344,19.63061],[-98.93817,19.62955],[-98.94191,19.62855],[-98.94528,19.62753],[-98.95198,19.62567],[-98.9535,19.62529],[-98.95594,19.62652],[-98.95891,19.62795],[-98.96065,19.62883],[-98.96109,19.62905],[-98.9619,19.62946],[-98.9648,19.6309],[-98.96794,19.63243],[-98.97097,19.63395],[-98.97108,19.634]]}}
Línea 230.0 kV | LineString | 230.0 kV | 2 |  |  | CFE |  |  |  |  | OpenStreetMap | {"type":"Feature","properties":{},"geometry":{"type":"LineString","coordinates":[[-99.18781,19.63612],[-99.18853,19.63606],[-99.19127,19.63592],[-99.19516,19.63573],[-99.19946,19.63542],[-99.20387,19.63511],[-99.20735,19.63453],[-99.21041,19.63218],[-99.21373,19.62965],[-99.21569,19.62794],[-99.21784,19.62595]]}}
Línea 230.0 kV | LineString | 230.0 kV |  |  |  | CFE |  |  |  |  | OpenStreetMap | {"type":"Feature","properties":{},"geometry":{"type":"LineString","coordinates":[[-98.59253,19.7671],[-98.5924,19.76663]]}}
Línea 230.0 kV | LineString | 230.0 kV | 2 |  |  | CFE |  |  |  |  | OpenStreetMap | {"type":"Feature","properties":{},"geometry":{"type":"LineString","coordinates":[[-98.58624,19.76881],[-98.58683,19.76581],[-98.58732,19.76226],[-98.58778,19.75856],[-98.58779,19.7585],[-98.58825,19.75494],[-98.5888,19.75145],[-98.58897,19.74991],[-98.58914,19.74833],[-98.59027,19.74807],[-98.59145,19.74774],[-98.59103,19.74695],[-98.58988,19.74633],[-98.58875,19.74574],[-98.58761,19.74513],[-98.58865,19.74369],[-98.58969,19.74224],[-98.59074,19.7408],[-98.59178,19.73934],[-98.59283,19.7379],[-98.59253,19.73631],[-98.59212,19.73562],[-98.5917,19.73494],[-98.59054,19.73511],[-98.58938,19.73529],[-98.589,19.73489]]}}
Línea 230.0 kV | LineString | 230.0 kV | 2 |  |  | CFE |  |  |  |  | OpenStreetMap | {"type":"Feature","properties":{},"geometry":{"type":"LineString","coordinates":[[-95.06005,17.76153],[-95.06028,17.76183],[-95.06368,17.76267],[-95.06567,17.76131],[-95.0674,17.76011],[-95.06958,17.75738],[-95.07231,17.75398],[-95.07448,17.7513],[-95.07648,17.74884],[-95.07816,17.74668],[-95.08049,17.74375],[-95.08251,17.74126],[-95.08434,17.73897],[-95.08593,17.73702],[-95.08808,17.7343],[-95.08853,17.73125],[-95.08922,17.72712],[-95.08971,17.72387],[-95.09027,17.72008],[-95.09114,17.71485],[-95.09152,17.71204],[-95.09219,17.70828],[-95.09271,17.705],[-95.09327,17.70135],[-95.09372,17.6984],[-95.09437,17.69416],[-95.09487,17.69088],[-95.09541,17.68739],[-95.09599,17.68382],[-95.09653,17.68054],[-95.09696,17.6779],[-95.0974,17.67366],[-95.09784,17.67008],[-95.0984,17.66509],[-95.09913,17.66151],[-95.10015,17.6565],[-95.10076,17.65373],[-95.10126,17.65022],[-95.10189,17.64616],[-95.10231,17.6437],[-95.10285,17.64039],[-95.10321,17.63786],[-95.10382,17.63411],[-95.10462,17.62915],[-95.10519,17.62531],[-95.10566,17.62251],[-95.10628,17.61836],[-95.10682,17.61502],[-95.10749,17.61089],[-95.10803,17.6073],[-95.10858,17.60398],[-95.10926,17.59987],[-95.10989,17.59561],[-95.11049,17.59175],[-95.11098,17.58865],[-95.11163,17.58478],[-95.11222,17.58096],[-95.11275,17.57753],[-95.1133,17.57416],[-95.11381,17.57067],[-95.1145,17.56643],[-95.1151,17.56262],[-95.11463,17.55892],[-95.11392,17.55538],[-95.11333,17.55238],[-95.11251,17.54834],[-95.1115,17.54326],[-95.11062,17.53899],[-95.10967,17.53394],[-95.10895,17.53047],[-95.10779,17.52469],[-95.10722,17.52154],[-95.10664,17.51877],[-95.1059,17.51498],[-95.1051,17.51124],[-95.10458,17.50849],[-95.10371,17.50413],[-95.10317,17.50151],[-95.10257,17.49826],[-95.10181,17.49465],[-95.10106,17.49091],[-95.10033,17.48726],[-95.09966,17.48383],[-95.09924,17.4815],[-95.09839,17.47729],[-95.09775,17.47389],[-95.09702,17.47048],[-95.09643,17.46732],[-95.09563,17.46351],[-95.09491,17.4601],[-95.09436,17.45722],[-95.09383,17.45444],[-95.09301,17.45056],[-95.09237,17.44705],[-95.09174,17.44383],[-95.09113,17.44081],[-95.09061,17.43819],[-95.08987,17.43447],[-95.08918,17.43096],[-95.08848,17.42718],[-95.08773,17.42369],[-95.08705,17.42023],[-95.08616,17.41552],[-95.08556,17.41276],[-95.08475,17.40854],[-95.08367,17.40325],[-95.08284,17.39918],[-95.08212,17.39557],[-95.08162,17.39272],[-95.08071,17.38817],[-95.07993,17.38431],[-95.07927,17.38086],[-95.07861,17.37754],[-95.0781,17.37476],[-95.07713,17.37024],[-95.07653,17.36689],[-95.07603,17.36463],[-95.0754,17.36147],[-95.07493,17.35901],[-95.07437,17.35619],[-95.07318,17.35019],[-95.07268,17.34754],[-95.07181,17.34333],[-95.07092,17.33874],[-95.07021,17.33509],[-95.06933,17.33074],[-95.06863,17.32728],[-95.06788,17.32351],[-95.06688,17.31823],[-95.06634,17.31545],[-95.06562,17.31201],[-95.06504,17.30918],[-95.06418,17.30464],[-95.06325,17.30013],[-95.06268,17.29716],[-95.0631,17.29306],[-95.0634,17.28973],[-95.06389,17.28506],[-95.06438,17.28049],[-95.06486,17.27631],[-95.06532,17.27185],[-95.06571,17.2685],[-95.06607,17.26478],[-95.06641,17.26158],[-95.06679,17.25774],[-95.06725,17.25367],[-95.06764,17.25028],[-95.06793,17.24698],[-95.06825,17.24374],[-95.06864,17.2403],[-95.06916,17.23554],[-95.0695,17.23212],[-95.06987,17.22866],[-95.07024,17.22486],[-95.07077,17.22008],[-95.07109,17.2169],[-95.07154,17.21301],[-95.07187,17.20961],[-95.07228,17.20585],[-95.07279,17.20121],[-95.07309,17.19836],[-95.07342,17.19504],[-95.07388,17.19071],[-95.0743,17.18637],[-95.07468,17.18329],[-95.07505,17.17944],[-95.07537,17.17635],[-95.07577,17.17254],[-95.07626,17.16813],[-95.07664,17.16442],[-95.07704,17.16078],[-95.07748,17.15624],[-95.07784,17.15282],[-95.07824,17.14909],[-95.07845,17.14689],[-95.07883,17.14351],[-95.07917,17.14038],[-95.07944,17.13746],[-95.07805,17.13366],[-95.07687,17.13034],[-95.07551,17.12663],[-95.07463,17.12429],[-95.07332,17.12057],[-95.07128,17.11506],[-95.06989,17.11122],[-95.06835,17.10709],[-95.06705,17.10349],[-95.06562,17.09953],[-95.06459,17.09673],[-95.06357,17.0939],[-95.06207,17.08976],[-95.0607,17.08593],[-95.05947,17.08261],[-95.05816,17.07903],[-95.05687,17.0755],[-95.05568,17.07229],[-95.05448,17.06891],[-95.05312,17.06525],[-95.05208,17.06239],[-95.051,17.0594],[-95.04947,17.0552],[-95.04822,17.05181],[-95.04698,17.04846],[-95.04523,17.04355],[-95.04379,17.04006],[-95.04287,17.0376],[-95.04186,17.03444],[-95.04098,17.03195],[-95.04029,17.03002],[-95.0391,17.02912],[-95.0356,17.02642],[-95.0327,17.02435],[-95.03011,17.02244],[-95.02731,17.0204],[-95.02513,17.0188],[-95.02399,17.01792],[-95.02058,17.01551],[-95.01838,17.01384],[-95.01802,17.01363],[-95.01769,17.01344]]}}
Línea 230.0 kV | LineString | 230.0 kV |  |  |  | CFE |  |  |  |  | OpenStreetMap | {"type":"Feature","properties":{},"geometry":{"type":"LineString","coordinates":[[-95.05974,17.76201],[-95.06006,17.7622],[-95.06325,17.7623],[-95.06561,17.76087],[-95.06767,17.75826],[-95.07043,17.75464],[-95.0728,17.75142],[-95.0755,17.748],[-95.0782,17.74442],[-95.08067,17.74124],[-95.08284,17.73837],[-95.0849,17.73567],[-95.0875,17.73224],[-95.08757,17.72993],[-95.08773,17.72663],[-95.08788,17.72223],[-95.08807,17.71787],[-95.08826,17.71306],[-95.08834,17.70952],[-95.08853,17.70585],[-95.08829,17.70368],[-95.08786,17.70025],[-95.08753,17.69686],[-95.08698,17.69196],[-95.08653,17.688],[-95.08615,17.68425],[-95.08572,17.68041],[-95.08542,17.67779],[-95.08494,17.6738],[-95.08462,17.67029],[-95.08414,17.66643],[-95.08371,17.6622],[-95.08384,17.65945],[-95.08396,17.65719],[-95.08405,17.65511],[-95.08419,17.65235],[-95.08435,17.64991],[-95.08447,17.64724],[-95.08471,17.6432],[-95.08484,17.63957],[-95.08503,17.63616],[-95.08526,17.6317],[-95.08546,17.62802],[-95.08563,17.62477],[-95.08579,17.62179],[-95.08597,17.61842],[-95.08614,17.61521],[-95.08632,17.61172],[-95.08648,17.60892],[-95.0866,17.60635],[-95.08682,17.60232],[-95.08701,17.59879],[-95.08716,17.59608],[-95.08732,17.59293],[-95.08753,17.58932],[-95.08768,17.58612],[-95.08785,17.58324],[-95.08804,17.57978],[-95.08817,17.57703],[-95.08841,17.57252],[-95.08871,17.56712],[-95.08887,17.56401],[-95.08903,17.56112],[-95.08921,17.55757],[-95.08943,17.55343],[-95.08967,17.5488],[-95.08986,17.54545],[-95.09001,17.54253],[-95.09021,17.53878],[-95.09042,17.53482],[-95.09064,17.53066],[-95.09082,17.52721],[-95.09099,17.52428],[-95.09112,17.52136],[-95.09123,17.51961],[-95.09145,17.51551],[-95.09166,17.51156],[-95.09188,17.50747],[-95.09211,17.50321],[-95.0923,17.49941],[-95.09247,17.49633],[-95.09268,17.49221],[-95.09287,17.48896],[-95.09302,17.48601],[-95.09321,17.48255],[-95.09236,17.47884],[-95.09173,17.47603],[-95.09046,17.47029],[-95.08942,17.46563],[-95.08858,17.46192],[-95.08796,17.45918],[-95.08707,17.45524],[-95.08637,17.45209],[-95.08572,17.44916],[-95.08497,17.44584],[-95.08399,17.44149],[-95.08318,17.4379],[-95.08241,17.43445],[-95.08156,17.43066],[-95.08091,17.42777],[-95.0802,17.4246],[-95.07935,17.42081],[-95.07863,17.41757],[-95.07792,17.4144],[-95.07704,17.41053],[-95.07632,17.40726],[-95.07554,17.40378],[-95.07477,17.40028],[-95.07405,17.39718],[-95.07349,17.3947],[-95.0728,17.39156],[-95.0722,17.38888],[-95.07133,17.38501],[-95.0708,17.38266],[-95.06987,17.37854],[-95.06875,17.37354],[-95.0678,17.36928],[-95.06671,17.36442],[-95.0658,17.36037],[-95.0651,17.35723],[-95.06397,17.35222],[-95.06295,17.34768],[-95.06204,17.34361],[-95.0613,17.34027],[-95.06041,17.33636],[-95.05974,17.33334],[-95.05905,17.33021],[-95.05822,17.32657],[-95.05804,17.32353],[-95.05779,17.31913],[-95.05766,17.31637],[-95.05733,17.31184],[-95.05711,17.30807],[-95.05749,17.30479],[-95.05788,17.30123],[-95.05822,17.2982],[-95.05865,17.29447],[-95.05911,17.2903],[-95.05946,17.28725],[-95.05986,17.28356],[-95.06012,17.28124],[-95.06054,17.27753],[-95.06112,17.27244],[-95.0614,17.26989],[-95.06168,17.26748],[-95.0621,17.26361],[-95.06262,17.25912],[-95.0632,17.25384],[-95.06366,17.24972],[-95.06401,17.24667],[-95.0644,17.24322],[-95.06475,17.24004],[-95.06518,17.23618],[-95.0656,17.23251],[-95.06598,17.22924],[-95.06641,17.22535],[-95.06684,17.22135],[-95.06726,17.21781],[-95.06769,17.21396],[-95.06812,17.21009],[-95.06858,17.20618],[-95.06904,17.20206],[-95.06938,17.19891],[-95.06988,17.19441],[-95.07032,17.19051],[-95.07079,17.18632],[-95.0713,17.18184],[-95.07187,17.17681],[-95.07225,17.17355],[-95.0727,17.16942],[-95.07323,17.16483],[-95.07365,17.1611],[-95.07399,17.15799],[-95.07435,17.15497],[-95.07492,17.14978],[-95.0753,17.14638],[-95.07582,17.14182],[-95.07616,17.13883],[-95.07464,17.13605],[-95.0735,17.13396],[-95.07129,17.12992],[-95.06829,17.1267],[-95.06693,17.12523],[-95.06373,17.12176],[-95.06011,17.11785],[-95.05688,17.11437],[-95.05433,17.1116],[-95.05182,17.1089],[-95.04957,17.10647],[-95.04647,17.10311],[-95.0433,17.09969],[-95.04116,17.09739],[-95.03851,17.09451],[-95.03424,17.0899],[-95.03119,17.0866],[-95.02824,17.08341],[-95.02469,17.07959],[-95.02188,17.07656],[-95.01969,17.07417],[-95.01675,17.07098],[-95.01359,17.06757],[-95.01087,17.06467],[-95.00877,17.06237],[-95.00673,17.06018],[-95.00371,17.05681],[-95.00186,17.05492],[-94.99914,17.05199],[-94.9976,17.05027],[-94.99746,17.04664],[-94.99737,17.04456],[-94.9972,17.04116],[-94.99707,17.03797],[-94.99693,17.03467],[-94.99677,17.03111],[-94.99661,17.02737],[-94.99645,17.02377],[-94.9963,17.02073],[-94.99613,17.01731],[-94.99599,17.01324],[-94.9958,17.00931],[-94.99568,17.00631],[-94.99548,17.00214],[-94.99532,16.99875],[-94.99523,16.99588],[-94.9951,16.99279],[-94.99487,16.98844],[-94.99493,16.98687],[-94.99516,16.98251],[-94.99529,16.97969],[-94.9955,16.9759],[-94.99565,16.97135],[-94.99595,16.96661],[-94.9961,16.96319],[-94.9963,16.9591],[-94.99647,16.95626],[-94.99669,16.9514],[-94.99671,16.94946],[-94.99695,16.9456],[-94.99715,16.93812],[-94.99755,16.93321],[-94.99782,16.92815],[-94.99799,16.92394],[-94.99822,16.92028],[-94.99854,16.91291],[-94.99861,16.90996],[-94.99887,16.90586],[-94.99913,16.90471],[-94.99982,16.90158],[-95.00079,16.89727],[-95.0015,16.89415],[-95.00256,16.88959],[-95.0035,16.8854],[-95.00439,16.88162],[-95.00521,16.87794],[-95.00603,16.87425],[-95.00737,16.86835],[-95.0082,16.8646],[-95.00916,16.86041],[-95.01029,16.85563],[-95.01155,16.84994],[-95.01247,16.84582],[-95.01312,16.84297],[-95.01359,16.84086],[-95.01405,16.83886],[-95.01532,16.83317],[-95.01585,16.83076],[-95.01671,16.82697],[-95.01801,16.82121],[-95.01911,16.81634],[-95.0182,16.81372],[-95.01581,16.80736],[-95.01484,16.80475],[-95.0138,16.80161],[-95.01303,16.79925],[-95.01185,16.79564],[-95.01012,16.79131],[-95.0085,16.78697],[-95.00698,16.78245],[-95.00489,16.77705],[-95.00339,16.77257],[-95.00245,16.7701],[-95.00163,16.7678],[-95.00043,16.76418],[-94.99845,16.75887],[-94.99744,16.75606],[-94.99642,16.7532],[-94.99496,16.74929],[-94.99427,16.74736],[-94.99331,16.74469],[-94.99091,16.74193],[-94.98882,16.73954],[-94.98669,16.73712],[-94.98469,16.73475],[-94.98237,16.73212],[-94.97985,16.72923],[-94.97772,16.72681],[-94.97565,16.72445],[-94.97353,16.72201],[-94.97142,16.71956],[-94.96932,16.71712],[-94.96733,16.71484],[-94.96522,16.71242],[-94.96286,16.70977],[-94.96088,16.70752],[-94.95912,16.7055],[-94.95918,16.70222],[-94.95928,16.69853],[-94.95938,16.6948],[-94.95945,16.69098],[-94.9596,16.68591],[-94.95966,16.68284],[-94.95973,16.67833],[-94.95986,16.67473],[-94.95996,16.6697],[-94.9601,16.66361],[-94.96015,16.66084],[-94.96021,16.65918],[-94.96044,16.64831],[-94.9605,16.64713],[-94.96054,16.64555],[-94.96065,16.64023],[-94.96079,16.63287],[-94.96086,16.63039],[-94.96102,16.62408],[-94.96104,16.62232],[-94.96105,16.62093],[-94.9612,16.61536],[-94.96122,16.61259],[-94.96127,16.61025],[-94.96138,16.60543],[-94.96142,16.60299],[-94.96234,16.60057],[-94.96337,16.59785],[-94.96445,16.59499],[-94.96547,16.59231],[-94.96654,16.58949],[-94.9676,16.58667],[-94.96864,16.58394],[-94.96973,16.58105],[-94.97082,16.57818],[-94.97188,16.57537],[-94.97294,16.57256],[-94.97397,16.56984],[-94.97495,16.56726],[-94.976,16.56449],[-94.97704,16.56168],[-94.9781,16.55887],[-94.97725,16.55712],[-94.9763,16.55519],[-94.97483,16.55215],[-94.97356,16.54954],[-94.97229,16.54688],[-94.971,16.54422],[-94.96969,16.54152],[-94.96847,16.53899],[-94.9672,16.53637],[-94.96582,16.53352],[-94.96454,16.53082],[-94.96304,16.52775],[-94.96207,16.52574],[-94.96312,16.52343],[-94.96429,16.52076],[-94.96513,16.5189],[-94.96532,16.51866],[-94.96573,16.51851]]}}
Línea 230.0 kV | LineString | 230.0 kV | 2 |  |  | CFE |  |  |  |  | OpenStreetMap | {"type":"Feature","properties":{},"geometry":{"type":"LineString","coordinates":[[-109.81705,23.02136],[-109.81615,23.02362],[-109.81562,23.02495],[-109.81238,23.02615],[-109.81005,23.02701],[-109.80735,23.02802],[-109.8032,23.02958],[-109.79976,23.03087],[-109.79787,23.03155],[-109.79497,23.03268],[-109.7931,23.03336],[-109.79022,23.03445],[-109.78701,23.03563],[-109.78386,23.03678],[-109.77927,23.03856],[-109.77492,23.04018],[-109.77109,23.03899],[-109.76822,23.0381],[-109.76628,23.0395],[-109.7647,23.04073],[-109.7627,23.04203],[-109.75982,23.04412],[-109.75724,23.04592],[-109.75408,23.04819],[-109.75058,23.05068],[-109.74733,23.053],[-109.74367,23.05558],[-109.74103,23.05746],[-109.73865,23.05886],[-109.73622,23.06031],[-109.73635,23.06284],[-109.73653,23.06726],[-109.73667,23.07041],[-109.73677,23.07284],[-109.73693,23.07642],[-109.73697,23.07738],[-109.73708,23.07992],[-109.73717,23.08232],[-109.73738,23.08669],[-109.73746,23.08849],[-109.73761,23.09341],[-109.73789,23.09844],[-109.73805,23.10199],[-109.73822,23.10613],[-109.7384,23.11041],[-109.73859,23.11448],[-109.73873,23.11791],[-109.73891,23.12142],[-109.73907,23.12507],[-109.73922,23.12868],[-109.73937,23.13225],[-109.73952,23.13569],[-109.73966,23.13892],[-109.73982,23.14248],[-109.73997,23.14607],[-109.74013,23.14967],[-109.74026,23.15274],[-109.74089,23.1552],[-109.74157,23.15784],[-109.74232,23.1606],[-109.74312,23.16358],[-109.74422,23.16786],[-109.74516,23.1714],[-109.74615,23.1751],[-109.74716,23.17908],[-109.74833,23.18347],[-109.74922,23.18698],[-109.75006,23.19017],[-109.75103,23.19378],[-109.75204,23.19767],[-109.75307,23.20182],[-109.75413,23.2057],[-109.75511,23.20948],[-109.75606,23.21313],[-109.75704,23.21685],[-109.75802,23.22049],[-109.75897,23.22418],[-109.75985,23.22733],[-109.7602,23.2288],[-109.76131,23.23301],[-109.76244,23.2373],[-109.76348,23.24114],[-109.76431,23.2444],[-109.76524,23.24796],[-109.76627,23.25194],[-109.76717,23.25527],[-109.76807,23.2587],[-109.76917,23.26292],[-109.77007,23.26641],[-109.77091,23.26951],[-109.77181,23.27293],[-109.77246,23.27558],[-109.77274,23.27668],[-109.77324,23.27841],[-109.77396,23.28123],[-109.77468,23.28395],[-109.77567,23.28771],[-109.77661,23.29129],[-109.77742,23.29437],[-109.77806,23.29683],[-109.77897,23.30028],[-109.78011,23.30463],[-109.78118,23.30873],[-109.78197,23.31171],[-109.78265,23.31551],[-109.78329,23.31915],[-109.78405,23.32142],[-109.78516,23.32471],[-109.7861,23.32751],[-109.78656,23.32928],[-109.78736,23.3323],[-109.78825,23.33561],[-109.78897,23.33837],[-109.7897,23.34113],[-109.79042,23.34388],[-109.79133,23.34737],[-109.79223,23.35078],[-109.79297,23.35364],[-109.79416,23.3582],[-109.79499,23.36137],[-109.79623,23.36597],[-109.79341,23.36915],[-109.79081,23.37209],[-109.78816,23.37504],[-109.78545,23.37809],[-109.78261,23.38121],[-109.7796,23.38459],[-109.77655,23.388],[-109.77429,23.39066],[-109.77222,23.39291],[-109.76978,23.39566],[-109.76729,23.39845],[-109.76468,23.4014],[-109.76102,23.40551],[-109.75794,23.40897],[-109.7559,23.41123],[-109.75338,23.41406],[-109.75051,23.41733],[-109.74804,23.42009],[-109.74617,23.42219],[-109.74311,23.42562],[-109.74065,23.42836],[-109.73767,23.43171],[-109.73495,23.43475],[-109.73309,23.43679],[-109.7312,23.439],[-109.72708,23.44355],[-109.72534,23.44552],[-109.72327,23.44782],[-109.72125,23.45009],[-109.71878,23.45286],[-109.71497,23.45714],[-109.71189,23.46059],[-109.70822,23.46464],[-109.7053,23.4679],[-109.70306,23.47041],[-109.70138,23.47227],[-109.70119,23.47253],[-109.69955,23.47508]]}}
Línea 230.0 kV | LineString | 230.0 kV |  |  |  | Comisión Federal de Electricidad |  |  |  |  | OpenStreetMap | {"type":"Feature","properties":{},"geometry":{"type":"LineString","coordinates":[[-109.37468,27.06459],[-109.37425,27.0614],[-109.37383,27.05827],[-109.37393,27.05514],[-109.3741,27.05054],[-109.37425,27.04644],[-109.37439,27.04208],[-109.37454,27.03793],[-109.37468,27.03341],[-109.37479,27.03043],[-109.3749,27.02734],[-109.37498,27.02466],[-109.37507,27.01917],[-109.37513,27.01561],[-109.37519,27.01165],[-109.37523,27.00854],[-109.37528,27.0055],[-109.37533,27.00225],[-109.37538,26.99901],[-109.37543,26.99622],[-109.37549,26.99263],[-109.37553,26.9898],[-109.37557,26.98653],[-109.37563,26.98332],[-109.37567,26.98016],[-109.37572,26.9771],[-109.37577,26.97376],[-109.37581,26.9705],[-109.37587,26.96638],[-109.37592,26.96292],[-109.37598,26.95976],[-109.37602,26.95624],[-109.37607,26.95326],[-109.37613,26.95008],[-109.37616,26.94676],[-109.37623,26.94233],[-109.37628,26.93891],[-109.37634,26.93573],[-109.37639,26.93258],[-109.37644,26.9294],[-109.37648,26.92625],[-109.37654,26.9231],[-109.37658,26.91988],[-109.37662,26.91668],[-109.37668,26.91333],[-109.37672,26.91019],[-109.37679,26.90656],[-109.37683,26.90291],[-109.37689,26.8997],[-109.37694,26.89637],[-109.37698,26.89312],[-109.37704,26.88969],[-109.3771,26.88593],[-109.37715,26.88238],[-109.3772,26.87885],[-109.37724,26.87567],[-109.37595,26.87326],[-109.37428,26.87018],[-109.37252,26.86692],[-109.37088,26.86388],[-109.36911,26.86059],[-109.36757,26.85775],[-109.366,26.85483],[-109.36441,26.85191],[-109.36261,26.84856],[-109.36094,26.84549],[-109.35897,26.84204],[-109.35722,26.83899],[-109.35553,26.83604],[-109.3539,26.83322],[-109.35233,26.83029],[-109.35086,26.82736],[-109.34936,26.82439],[-109.34788,26.82148],[-109.3464,26.81852],[-109.34481,26.81558],[-109.34324,26.81266],[-109.34162,26.80966],[-109.34013,26.80691],[-109.3386,26.80405],[-109.33693,26.80096],[-109.33509,26.79753],[-109.33346,26.79454],[-109.3322,26.79219],[-109.33039,26.79012],[-109.32817,26.78757],[-109.32602,26.78511],[-109.32374,26.78252],[-109.32151,26.77996],[-109.31908,26.77719],[-109.31525,26.77285],[-109.31336,26.77068],[-109.30946,26.7662],[-109.30722,26.76364],[-109.30527,26.7614],[-109.30306,26.75888],[-109.30076,26.75625],[-109.29858,26.75377],[-109.29629,26.75115],[-109.29406,26.74857],[-109.29182,26.74601],[-109.28958,26.74347],[-109.28711,26.74075],[-109.28468,26.73789],[-109.28213,26.73492],[-109.27945,26.73182],[-109.27696,26.72899],[-109.27466,26.72636],[-109.2722,26.72352],[-109.26993,26.72093],[-109.26789,26.71858],[-109.26563,26.71601],[-109.26345,26.71349],[-109.26154,26.71132],[-109.25948,26.70897],[-109.25781,26.70705],[-109.2555,26.70442],[-109.25353,26.70214],[-109.25086,26.69908],[-109.24843,26.69632],[-109.24644,26.69404],[-109.24422,26.6915],[-109.24217,26.68915],[-109.23963,26.68623],[-109.23727,26.68354],[-109.23478,26.68069],[-109.23277,26.67838],[-109.23021,26.67544],[-109.22784,26.67273],[-109.22523,26.66976],[-109.22306,26.66726],[-109.22098,26.66487],[-109.21861,26.66216],[-109.21642,26.65965],[-109.21406,26.65697],[-109.21167,26.6542],[-109.20965,26.65188],[-109.20726,26.64915],[-109.20479,26.64631],[-109.20341,26.64473],[-109.20255,26.64375],[-109.20051,26.64141],[-109.19839,26.63898],[-109.19609,26.63635],[-109.19373,26.63366],[-109.19107,26.63061],[-109.1882,26.62729],[-109.18581,26.62455],[-109.18378,26.6222],[-109.18136,26.61945],[-109.1789,26.61659],[-109.17658,26.61396],[-109.17435,26.6114],[-109.17213,26.60886],[-109.16997,26.60637],[-109.16705,26.60303],[-109.16381,26.59942],[-109.16107,26.59628],[-109.15848,26.59331],[-109.15614,26.5906],[-109.15385,26.58797],[-109.15175,26.58557],[-109.14963,26.58315],[-109.14785,26.58107],[-109.14592,26.57889],[-109.14387,26.57653],[-109.14201,26.57439],[-109.14024,26.57232],[-109.13822,26.56997],[-109.13619,26.5676],[-109.13385,26.5649],[-109.13184,26.56252],[-109.13016,26.56059],[-109.12837,26.55849],[-109.12619,26.55595],[-109.12433,26.55381],[-109.1221,26.55124],[-109.11991,26.54866],[-109.11771,26.54608],[-109.11544,26.54344],[-109.11328,26.5409],[-109.11102,26.5383],[-109.10888,26.5358],[-109.10648,26.533],[-109.1041,26.53022],[-109.10189,26.52766],[-109.09953,26.52491],[-109.09764,26.52273],[-109.0952,26.51986],[-109.09293,26.51722],[-109.09091,26.51487],[-109.08876,26.51235],[-109.08656,26.50979],[-109.08484,26.50778],[-109.08295,26.50555],[-109.08078,26.50306],[-109.07858,26.50048],[-109.07613,26.49762],[-109.07372,26.4948],[-109.0716,26.49234],[-109.06928,26.48963],[-109.06712,26.48713],[-109.06477,26.48442],[-109.06185,26.48098],[-109.05919,26.47787],[-109.05694,26.47526],[-109.05467,26.47261],[-109.05241,26.46997],[-109.05008,26.46726],[-109.04787,26.46467],[-109.04562,26.46205],[-109.0435,26.45954],[-109.04149,26.45724],[-109.03941,26.45482],[-109.03689,26.45188],[-109.03494,26.44959],[-109.03274,26.44701],[-109.03115,26.44517],[-109.02935,26.4431],[-109.02727,26.44067],[-109.02493,26.43798],[-109.02282,26.43554],[-109.02041,26.43277],[-109.01814,26.43013],[-109.01573,26.42733],[-109.0129,26.42405],[-109.01006,26.42077],[-109.00754,26.41786],[-109.00549,26.41549],[-109.00348,26.41316],[-109.00144,26.41079],[-108.9991,26.40808],[-108.99701,26.40567],[-108.9946,26.40288],[-108.99244,26.40037],[-108.99016,26.39774],[-108.98794,26.39515],[-108.98567,26.39251],[-108.98342,26.38996],[-108.98134,26.38753],[-108.97889,26.38471],[-108.97636,26.38178],[-108.97389,26.3789],[-108.97164,26.37629],[-108.96922,26.37348],[-108.96683,26.37071],[-108.96467,26.36821],[-108.96272,26.36595],[-108.96066,26.36356],[-108.95869,26.36128],[-108.95638,26.35861],[-108.95402,26.35589],[-108.95185,26.35339],[-108.94939,26.35051],[-108.94699,26.34773],[-108.94478,26.34516],[-108.94265,26.3427],[-108.94028,26.33996],[-108.93782,26.33707],[-108.93541,26.33432],[-108.93303,26.33155],[-108.9308,26.32897],[-108.92816,26.32591],[-108.92521,26.32249],[-108.92272,26.3196],[-108.92047,26.31698],[-108.91828,26.31444],[-108.9161,26.31191],[-108.91384,26.30926],[-108.91162,26.30668],[-108.90939,26.30414],[-108.9071,26.30145],[-108.90469,26.29868],[-108.9022,26.2958],[-108.8994,26.29254],[-108.8965,26.28917],[-108.89392,26.28618],[-108.88982,26.28144],[-108.88611,26.27706],[-108.8834,26.27396],[-108.88057,26.27069],[-108.87812,26.26783],[-108.87597,26.26532],[-108.87376,26.26276],[-108.87137,26.25996],[-108.86909,26.25729],[-108.86664,26.25447],[-108.86473,26.25226],[-108.86203,26.24913],[-108.85969,26.24641],[-108.8572,26.2435],[-108.85434,26.2402],[-108.85177,26.23721],[-108.84964,26.2347],[-108.84717,26.23185],[-108.84436,26.22856],[-108.84268,26.22664],[-108.84035,26.22391],[-108.83833,26.22156],[-108.83617,26.21907],[-108.83439,26.21702],[-108.83235,26.21463],[-108.83035,26.21244],[-108.82789,26.2097],[-108.82605,26.20767],[-108.8246,26.20607],[-108.8227,26.20398],[-108.82042,26.20145],[-108.81793,26.19869],[-108.81563,26.19615],[-108.81347,26.19376],[-108.81105,26.19108],[-108.80937,26.18923],[-108.80743,26.18708],[-108.8051,26.18452],[-108.80273,26.18188],[-108.80039,26.17932],[-108.79813,26.17679],[-108.79571,26.17414],[-108.79324,26.17141],[-108.7906,26.16847],[-108.78819,26.16581],[-108.78571,26.16308],[-108.78259,26.15962],[-108.77965,26.15637],[-108.7765,26.15285],[-108.77407,26.15018],[-108.77175,26.14764],[-108.76953,26.14517],[-108.76751,26.14294],[-108.76491,26.13998],[-108.76219,26.13705],[-108.75974,26.13433],[-108.7573,26.13162],[-108.75441,26.12843],[-108.75183,26.12557],[-108.74847,26.12187],[-108.74517,26.11818],[-108.74234,26.11507],[-108.73652,26.10866],[-108.73191,26.10352],[-108.73332,26.10106],[-108.73513,26.09782],[-108.73661,26.09516],[-108.73958,26.0899],[-108.74073,26.08784],[-108.74209,26.08544],[-108.74426,26.08159],[-108.74604,26.07842],[-108.74725,26.0763],[-108.74978,26.07621],[-108.75161,26.07616],[-108.75204,26.07619]]}}
Línea 230.0 kV | LineString | 230.0 kV |  |  |  | CFE |  |  |  |  | OpenStreetMap | {"type":"Feature","properties":{},"geometry":{"type":"LineString","coordinates":[[-109.37284,27.06914],[-109.37294,27.0684]]}}
Línea 230.0 kV | LineString | 230.0 kV |  |  |  | Comisión Federal de Electricidad |  |  |  |  | OpenStreetMap | {"type":"Feature","properties":{},"geometry":{"type":"LineString","coordinates":[[-109.37468,27.06459],[-109.37573,27.06111],[-109.37606,27.05718],[-109.37619,27.05356],[-109.37633,27.04967],[-109.37647,27.04559],[-109.3766,27.04192],[-109.37672,27.03868],[-109.37686,27.03466],[-109.37696,27.03152],[-109.37704,27.02936],[-109.37711,27.02719],[-109.37718,27.02511],[-109.37738,27.01952],[-109.37749,27.01621],[-109.3776,27.01314],[-109.37772,27.00968],[-109.37787,27.00562],[-109.37799,27.00209],[-109.37811,26.99857],[-109.37824,26.99489],[-109.37835,26.99176],[-109.37848,26.98811],[-109.3786,26.98475],[-109.37871,26.98134],[-109.37884,26.97786],[-109.37896,26.97443],[-109.3791,26.97053],[-109.37924,26.96641],[-109.37935,26.96317],[-109.37945,26.96009],[-109.37959,26.95626],[-109.37971,26.95288],[-109.37983,26.94961],[-109.37997,26.94539],[-109.38008,26.94219],[-109.38021,26.93873],[-109.38033,26.93531],[-109.38045,26.93182],[-109.38057,26.92839],[-109.38069,26.92486],[-109.38082,26.92141],[-109.38094,26.91793],[-109.38106,26.91442],[-109.38118,26.91092],[-109.38132,26.9069],[-109.38146,26.90315],[-109.38159,26.89964],[-109.38171,26.89609],[-109.38184,26.89254],[-109.38195,26.88899],[-109.38208,26.88503],[-109.38221,26.88091],[-109.38238,26.87709],[-109.3825,26.87358],[-109.38261,26.8701],[-109.38071,26.86656],[-109.37861,26.86751],[-109.3772,26.86503]]}}
Línea 230.0 kV | LineString | 230.0 kV | 2 |  |  | CFE |  |  |  |  | OpenStreetMap | {"type":"Feature","properties":{},"geometry":{"type":"LineString","coordinates":[[-109.89557,27.51798],[-109.8977,27.52089],[-109.89995,27.52406],[-109.90207,27.527],[-109.90491,27.52881],[-109.90693,27.52882],[-109.90973,27.5274],[-109.913,27.52671],[-109.91648,27.52595],[-109.91912,27.52537],[-109.92178,27.5248]]}}
Línea 230.0 kV | LineString | 230.0 kV | 1 |  |  | CFE |  |  |  |  | OpenStreetMap | {"type":"Feature","properties":{},"geometry":{"type":"LineString","coordinates":[[-109.92429,27.52364],[-109.92381,27.52371],[-109.92178,27.5248]]}}
Línea 230.0 kV | LineString | 230.0 kV | 1 |  |  | CFE |  |  |  |  | OpenStreetMap | {"type":"Feature","properties":{},"geometry":{"type":"LineString","coordinates":[[-109.92429,27.52347],[-109.92381,27.52371],[-109.92167,27.52428]]}}
Línea 230.0 kV | LineString | 230.0 kV |  |  |  | Comisión Federal de Electricidad |  |  |  |  | OpenStreetMap | {"type":"Feature","properties":{},"geometry":{"type":"LineString","coordinates":[[-109.37377,27.07064],[-109.37538,27.07392],[-109.37696,27.07713],[-109.37857,27.08041],[-109.38014,27.08358],[-109.38159,27.08652],[-109.3831,27.08957],[-109.38438,27.09218],[-109.3857,27.09486],[-109.38723,27.09795],[-109.3888,27.10114],[-109.39041,27.10439],[-109.39167,27.10695],[-109.39324,27.11014],[-109.39518,27.11406],[-109.3965,27.11676],[-109.39821,27.1202],[-109.40157,27.12193],[-109.40477,27.12357],[-109.40797,27.12523],[-109.4111,27.12685],[-109.41401,27.12834],[-109.41716,27.12996],[-109.42023,27.13155],[-109.4225,27.13272],[-109.42544,27.13423],[-109.42825,27.13568],[-109.43079,27.13696],[-109.43371,27.13849],[-109.43686,27.14012],[-109.43936,27.14143],[-109.44249,27.14208],[-109.44597,27.14289],[-109.44967,27.14373],[-109.45275,27.14443],[-109.45666,27.14532],[-109.45936,27.14594],[-109.46274,27.14674],[-109.46621,27.14752],[-109.47046,27.14849],[-109.47388,27.14928],[-109.47672,27.14993],[-109.47956,27.15057],[-109.4823,27.1512],[-109.48547,27.15193],[-109.48962,27.15288],[-109.49362,27.15379],[-109.49705,27.15458],[-109.49993,27.15682],[-109.50322,27.15936],[-109.5062,27.16167],[-109.50889,27.16378],[-109.5116,27.16587],[-109.51438,27.16804],[-109.51712,27.17017],[-109.52006,27.17245],[-109.5232,27.17491],[-109.52617,27.17721],[-109.5288,27.17926],[-109.53159,27.18143],[-109.53448,27.18366],[-109.53692,27.18555],[-109.53928,27.18739],[-109.54199,27.1895],[-109.54447,27.19143],[-109.54745,27.19373],[-109.5505,27.19611],[-109.55309,27.19811],[-109.55576,27.20019],[-109.55835,27.2022],[-109.56132,27.20451],[-109.56434,27.20686],[-109.5669,27.20884],[-109.56953,27.21088],[-109.57243,27.21314],[-109.57518,27.21526],[-109.57791,27.21739],[-109.58067,27.21953],[-109.58386,27.22202],[-109.58732,27.22471],[-109.59021,27.22695],[-109.59295,27.22909],[-109.59599,27.23145],[-109.59915,27.2339],[-109.60246,27.23647],[-109.60532,27.23869],[-109.60803,27.2408],[-109.61077,27.24293],[-109.6136,27.24512],[-109.61656,27.24743],[-109.6193,27.24955],[-109.62196,27.25162],[-109.62471,27.25377],[-109.62769,27.25608],[-109.63059,27.25833],[-109.63352,27.2606],[-109.63619,27.26268],[-109.6389,27.26479],[-109.64165,27.26693],[-109.64406,27.2688],[-109.64649,27.2707],[-109.6488,27.27249],[-109.65144,27.27455],[-109.65411,27.27663],[-109.65686,27.27877],[-109.6597,27.28097],[-109.66232,27.28301],[-109.66507,27.28516],[-109.66782,27.28729],[-109.67071,27.28954],[-109.67364,27.29182],[-109.67638,27.29395],[-109.67909,27.29606],[-109.68194,27.29827],[-109.68456,27.30031],[-109.68731,27.30244],[-109.69032,27.30479],[-109.69324,27.30707],[-109.69598,27.3092],[-109.69874,27.31134],[-109.70134,27.31336],[-109.70443,27.31577],[-109.70782,27.31842],[-109.71091,27.32082],[-109.71366,27.32296],[-109.71641,27.32509],[-109.71915,27.32721],[-109.72222,27.3296],[-109.72518,27.33191],[-109.72796,27.33405],[-109.73051,27.33604],[-109.7329,27.33791],[-109.73596,27.3403],[-109.73908,27.34273],[-109.7418,27.34483],[-109.74469,27.34709],[-109.74713,27.34898],[-109.74972,27.351],[-109.75262,27.35325],[-109.75566,27.35562],[-109.75843,27.35777],[-109.76115,27.3599],[-109.76392,27.36203],[-109.76689,27.36435],[-109.77103,27.36754],[-109.77355,27.36952],[-109.77782,27.37285],[-109.78088,27.37524],[-109.78383,27.37754],[-109.78839,27.38105],[-109.79074,27.38288],[-109.79444,27.38577],[-109.79606,27.38702],[-109.79981,27.38993],[-109.80226,27.39185],[-109.80444,27.39355],[-109.80664,27.39526],[-109.80901,27.3971],[-109.81096,27.39983],[-109.81299,27.40265],[-109.81493,27.40538],[-109.81689,27.40812],[-109.81894,27.41093],[-109.8212,27.41414],[-109.82332,27.41708],[-109.8254,27.42003],[-109.82768,27.42323],[-109.82982,27.42621],[-109.83163,27.42871],[-109.83313,27.43078],[-109.83502,27.43285]]}}
Línea 230.0 kV | LineString | 230.0 kV | 1 |  |  | CFE |  |  |  |  | OpenStreetMap | {"type":"Feature","properties":{},"geometry":{"type":"LineString","coordinates":[[-110.03048,27.57772],[-110.03173,27.57834],[-110.03551,27.58015],[-110.03913,27.58188],[-110.04272,27.58359],[-110.04626,27.5853],[-110.04981,27.58701],[-110.0534,27.58872],[-110.05687,27.59039],[-110.06036,27.59207],[-110.06358,27.59362],[-110.06703,27.59527],[-110.07059,27.59697],[-110.07412,27.59761],[-110.07772,27.59826],[-110.07995,27.59866],[-110.08274,27.59917],[-110.08505,27.59958],[-110.0891,27.60031],[-110.09402,27.6012],[-110.09906,27.6021],[-110.10325,27.60285],[-110.10723,27.60357],[-110.1111,27.60427],[-110.11514,27.60499],[-110.11901,27.60569],[-110.12281,27.60637],[-110.12675,27.60708],[-110.13064,27.60778],[-110.13452,27.60848],[-110.13842,27.60918],[-110.14241,27.6099],[-110.14565,27.61048],[-110.14937,27.61115],[-110.15328,27.61185],[-110.15718,27.61254],[-110.16106,27.61324],[-110.16495,27.61395],[-110.16893,27.61466],[-110.17276,27.61535],[-110.17653,27.61601],[-110.18036,27.6167],[-110.1843,27.61741],[-110.18819,27.61811],[-110.19219,27.61882],[-110.1962,27.61954],[-110.20013,27.62025],[-110.20404,27.62095],[-110.20763,27.62159],[-110.21071,27.62316],[-110.21438,27.62499],[-110.21779,27.6267],[-110.22126,27.6284],[-110.22466,27.6301],[-110.22824,27.6319],[-110.23153,27.63354],[-110.23511,27.63533],[-110.23888,27.63723],[-110.24238,27.63897],[-110.24592,27.64074],[-110.24945,27.6425],[-110.25317,27.64438],[-110.25683,27.6462],[-110.26003,27.6478],[-110.26343,27.64949],[-110.26686,27.65121],[-110.27036,27.65296],[-110.27386,27.65471],[-110.27737,27.65646],[-110.28064,27.6581],[-110.28386,27.65971],[-110.28705,27.6613],[-110.2906,27.66307],[-110.29408,27.66481],[-110.29757,27.66655],[-110.30112,27.66833],[-110.30459,27.67006],[-110.30777,27.67165],[-110.31128,27.6734],[-110.31483,27.67518],[-110.31834,27.67693],[-110.32188,27.6787],[-110.3254,27.68045],[-110.32893,27.68222],[-110.33244,27.68397],[-110.33595,27.68572],[-110.3395,27.6875],[-110.34299,27.68924],[-110.34647,27.69098],[-110.34994,27.69271],[-110.35343,27.69445],[-110.35688,27.69617],[-110.36011,27.69783],[-110.36178,27.70037],[-110.36369,27.7033],[-110.36572,27.7064],[-110.36751,27.70916],[-110.36954,27.71229],[-110.37154,27.71537],[-110.37357,27.7185],[-110.37557,27.72158],[-110.37759,27.72468],[-110.37961,27.72777],[-110.38163,27.73089],[-110.38367,27.73403],[-110.38571,27.73716],[-110.38772,27.74024],[-110.38974,27.7433],[-110.39171,27.74637],[-110.39369,27.7494],[-110.39571,27.75249],[-110.39758,27.7556],[-110.40021,27.7594],[-110.40204,27.76223],[-110.40403,27.76528],[-110.40601,27.76834],[-110.40806,27.77146],[-110.41009,27.77459],[-110.41213,27.77771],[-110.41417,27.78084],[-110.41621,27.78397],[-110.41823,27.78706],[-110.42026,27.79018],[-110.42229,27.7933],[-110.42429,27.79635],[-110.42635,27.79951],[-110.42833,27.80253],[-110.43047,27.80585],[-110.43251,27.80898],[-110.43452,27.81206],[-110.43655,27.81518],[-110.43853,27.81819],[-110.44059,27.82135],[-110.44252,27.82432],[-110.44469,27.82764],[-110.44697,27.83115],[-110.44941,27.8349],[-110.45161,27.83827],[-110.45368,27.84137],[-110.45573,27.84451],[-110.45773,27.84759],[-110.45975,27.85068],[-110.46179,27.85379],[-110.46383,27.85692],[-110.46581,27.85996],[-110.46785,27.86309],[-110.46986,27.86618],[-110.47185,27.86923],[-110.47384,27.87227],[-110.47584,27.87534],[-110.47762,27.87806],[-110.47973,27.88131],[-110.48285,27.88258],[-110.48583,27.88379],[-110.48876,27.88498],[-110.49194,27.88627],[-110.49562,27.88777],[-110.499,27.88915],[-110.50289,27.89072],[-110.50645,27.89216],[-110.51019,27.89369],[-110.5139,27.89522],[-110.51747,27.89665],[-110.52108,27.89812],[-110.52485,27.89964],[-110.52858,27.90116],[-110.53214,27.90261],[-110.53593,27.90415],[-110.53935,27.90554],[-110.54319,27.9071],[-110.54703,27.90865],[-110.55053,27.91008],[-110.55394,27.91146],[-110.55793,27.91307],[-110.56162,27.91457],[-110.56544,27.91612],[-110.56927,27.91767],[-110.57314,27.91924],[-110.57674,27.9207],[-110.57979,27.92194],[-110.58284,27.92318],[-110.58628,27.92457],[-110.59036,27.92622],[-110.59442,27.92787],[-110.59796,27.9293],[-110.60188,27.93089],[-110.60595,27.93254],[-110.60963,27.93403],[-110.61361,27.93564],[-110.6176,27.93726],[-110.62116,27.9387],[-110.62477,27.94016],[-110.62848,27.94167],[-110.63222,27.94318],[-110.63555,27.94453],[-110.63897,27.94592],[-110.64267,27.94742],[-110.64628,27.94887],[-110.64992,27.95038],[-110.6536,27.95187],[-110.6572,27.95289],[-110.66065,27.95386],[-110.66483,27.95504],[-110.66935,27.95632],[-110.67386,27.9576],[-110.67801,27.95878],[-110.6819,27.95986],[-110.68572,27.96094],[-110.68956,27.96204],[-110.6934,27.96312],[-110.6973,27.96422],[-110.70121,27.96533],[-110.70516,27.96644],[-110.70894,27.96751],[-110.71302,27.96865],[-110.71589,27.96945],[-110.72045,27.97075],[-110.72463,27.97193],[-110.72845,27.97301],[-110.73231,27.97407],[-110.7335,27.97394]]}}
Línea 230.0 kV | LineString | 230.0 kV | 1 |  |  | CFE |  |  |  |  | OpenStreetMap | {"type":"Feature","properties":{},"geometry":{"type":"LineString","coordinates":[[-110.7335,27.97394],[-110.73178,27.97747],[-110.72999,27.98099],[-110.72674,27.98043],[-110.72321,27.97974],[-110.71973,27.9791],[-110.71622,27.97769],[-110.71216,27.97601],[-110.70878,27.97469],[-110.70584,27.97348],[-110.70275,27.97225],[-110.69968,27.97101],[-110.69617,27.96959],[-110.69276,27.96821],[-110.68975,27.96699],[-110.68666,27.96573],[-110.68329,27.96437],[-110.68018,27.96312],[-110.67685,27.96178],[-110.6734,27.96038],[-110.67031,27.95913],[-110.66723,27.95789],[-110.66386,27.95653],[-110.66046,27.95513],[-110.65669,27.95362],[-110.65266,27.95198],[-110.64861,27.95034],[-110.64489,27.94881],[-110.64198,27.94763],[-110.63886,27.94637],[-110.63573,27.9451],[-110.6327,27.94391],[-110.62934,27.94251],[-110.6259,27.94112],[-110.62251,27.93974],[-110.61897,27.93833],[-110.61549,27.9369],[-110.61202,27.9355],[-110.60873,27.93415],[-110.60538,27.93279],[-110.60205,27.93145],[-110.59964,27.93047],[-110.59681,27.92933],[-110.59275,27.92769],[-110.5893,27.92629],[-110.58585,27.92489],[-110.58238,27.92348],[-110.57892,27.92208],[-110.57589,27.92089],[-110.57292,27.91965],[-110.5695,27.91826],[-110.56604,27.91686],[-110.56266,27.91549],[-110.5593,27.91413],[-110.55593,27.91277],[-110.55343,27.91176],[-110.55001,27.91036],[-110.54651,27.90893],[-110.54298,27.90751],[-110.53947,27.90608],[-110.53679,27.90499],[-110.5333,27.90357],[-110.52972,27.90212],[-110.52635,27.90075],[-110.52294,27.89937],[-110.51946,27.89795],[-110.51607,27.89658],[-110.51267,27.8952],[-110.50938,27.89387],[-110.50611,27.89254],[-110.50283,27.8912],[-110.49965,27.88991],[-110.49636,27.88858],[-110.49255,27.88701],[-110.48931,27.8857],[-110.48585,27.88429],[-110.48248,27.88292],[-110.47938,27.88167],[-110.47777,27.8792],[-110.47615,27.87672],[-110.47421,27.87377],[-110.47234,27.8709],[-110.47045,27.86798],[-110.46856,27.86508],[-110.46669,27.86221],[-110.46461,27.85902],[-110.46254,27.85586],[-110.46067,27.85298],[-110.4588,27.85013],[-110.45694,27.84728],[-110.45505,27.84439],[-110.45327,27.84166],[-110.45144,27.8389],[-110.44901,27.8352],[-110.44597,27.83051],[-110.44334,27.82648],[-110.44154,27.82372],[-110.43991,27.82121],[-110.43797,27.81824],[-110.43611,27.81541],[-110.43419,27.81247],[-110.43231,27.80959],[-110.43048,27.80678],[-110.4285,27.80373],[-110.42659,27.8008],[-110.42453,27.79764],[-110.4226,27.79468],[-110.42078,27.7919],[-110.41892,27.78905],[-110.41704,27.78616],[-110.41521,27.78335],[-110.41316,27.78018],[-110.4111,27.77702],[-110.40922,27.77413],[-110.40733,27.77125],[-110.40545,27.76836],[-110.40356,27.76546],[-110.40169,27.76258],[-110.39982,27.75968],[-110.39774,27.75675],[-110.39648,27.75469],[-110.39421,27.7511],[-110.3923,27.74817],[-110.39041,27.74524],[-110.38852,27.74236],[-110.38649,27.73924],[-110.38445,27.73611],[-110.38259,27.73325],[-110.38068,27.73032],[-110.37878,27.7274],[-110.37689,27.72452],[-110.37504,27.72166],[-110.37337,27.71908],[-110.3719,27.71682],[-110.37023,27.71424],[-110.36836,27.71136],[-110.36647,27.70847],[-110.36459,27.70558],[-110.36273,27.70273],[-110.36108,27.70019],[-110.35973,27.69811],[-110.3573,27.6969],[-110.35439,27.69544],[-110.35083,27.69366],[-110.34724,27.69187],[-110.34396,27.69024],[-110.34069,27.68861],[-110.33742,27.68697],[-110.33414,27.68533],[-110.33087,27.6837],[-110.32796,27.68224],[-110.32504,27.68079],[-110.32176,27.67915],[-110.31849,27.67752],[-110.31524,27.67589],[-110.31197,27.67426],[-110.30861,27.67258],[-110.30524,27.67091],[-110.30196,27.66927],[-110.29869,27.66763],[-110.29543,27.666],[-110.29205,27.66432],[-110.28852,27.66255],[-110.28472,27.66065],[-110.28119,27.65889],[-110.27774,27.65716],[-110.27417,27.65538],[-110.2712,27.6539],[-110.26821,27.6524],[-110.265,27.65081],[-110.26147,27.64905],[-110.25799,27.6473],[-110.25449,27.64556],[-110.25065,27.64363],[-110.24684,27.64175],[-110.24327,27.63995],[-110.23996,27.63829],[-110.23674,27.63668],[-110.23387,27.63524],[-110.231,27.6338],[-110.22779,27.63219],[-110.22438,27.63048],[-110.22068,27.62863],[-110.21709,27.62686],[-110.2141,27.62537],[-110.21106,27.62482],[-110.20785,27.62425],[-110.20417,27.62359],[-110.20054,27.62294],[-110.19686,27.62228],[-110.19314,27.62161],[-110.18946,27.62095],[-110.18575,27.62029],[-110.18193,27.6196],[-110.1783,27.61895],[-110.17506,27.61838],[-110.17169,27.61778],[-110.16781,27.61708],[-110.16423,27.61643],[-110.16051,27.61576],[-110.15684,27.61511],[-110.15317,27.61445],[-110.14949,27.61379],[-110.14577,27.61312],[-110.14213,27.61246],[-110.1377,27.61166],[-110.13344,27.6109],[-110.12957,27.6102],[-110.12587,27.60954],[-110.12219,27.60888],[-110.11837,27.60819],[-110.11508,27.6076],[-110.11151,27.60696],[-110.10767,27.60627],[-110.10431,27.60567],[-110.10113,27.60509],[-110.09672,27.6043],[-110.09226,27.6035],[-110.08672,27.60249],[-110.0825,27.60173],[-110.07906,27.60112],[-110.07598,27.60056],[-110.0726,27.59892],[-110.0684,27.59688],[-110.06494,27.59519],[-110.06183,27.59367],[-110.05898,27.59229],[-110.05624,27.59095],[-110.05374,27.58974],[-110.05056,27.58819],[-110.04719,27.58655],[-110.0437,27.58485],[-110.04024,27.58316],[-110.03674,27.58145],[-110.03361,27.57993],[-110.03093,27.57862],[-110.02771,27.57708],[-110.02362,27.57507],[-110.01992,27.57327],[-110.01618,27.57146],[-110.01303,27.56991],[-110.01017,27.56848],[-110.00714,27.56717],[-110.00393,27.56576],[-110.00034,27.56418],[-109.99681,27.56263],[-109.99365,27.56124],[-109.99042,27.55984],[-109.98717,27.55838],[-109.98403,27.55701],[-109.98116,27.55576],[-109.97863,27.55463],[-109.97557,27.55328],[-109.97165,27.55156],[-109.96784,27.54989],[-109.9643,27.54833],[-109.96103,27.5469],[-109.95793,27.54555],[-109.95449,27.54402],[-109.95091,27.54244],[-109.94759,27.54098],[-109.94445,27.53961],[-109.94112,27.53815],[-109.93841,27.53696],[-109.9356,27.5357],[-109.93296,27.53453],[-109.93026,27.53312],[-109.92766,27.53172],[-109.92493,27.53023],[-109.92155,27.52848],[-109.9213,27.52592],[-109.92342,27.5244],[-109.9243,27.52448]]}}
Línea 230.0 kV | LineString | 230.0 kV | 2 |  |  | CFE |  |  |  |  | OpenStreetMap | {"type":"Feature","properties":{},"geometry":{"type":"LineString","coordinates":[[-109.92167,27.52428],[-109.91952,27.52483],[-109.91622,27.52546],[-109.91259,27.5261],[-109.90871,27.52684],[-109.90505,27.52747]]}}
Línea 230.0 kV | LineString | 230.0 kV |  |  |  | CFE |  |  |  |  | OpenStreetMap | {"type":"Feature","properties":{},"geometry":{"type":"LineString","coordinates":[[-109.37335,27.06981],[-109.37333,27.07054]]}}
Línea 230.0 kV | LineString | 230.0 kV |  |  |  | CFE |  |  |  |  | OpenStreetMap | {"type":"Feature","properties":{},"geometry":{"type":"LineString","coordinates":[[-111.03641,29.01237],[-111.03639,29.01214],[-111.03618,29.00898],[-111.03596,29.00539],[-111.03574,29.00179],[-111.03552,28.99819],[-111.03528,28.99421],[-111.03502,28.99009],[-111.03479,28.98627],[-111.03455,28.98239],[-111.0343,28.97839],[-111.03406,28.97441],[-111.03382,28.9706],[-111.0336,28.96701],[-111.03338,28.9634],[-111.03316,28.95982],[-111.03294,28.95626],[-111.03272,28.95267],[-111.03251,28.94929],[-111.0323,28.94583],[-111.03208,28.9423],[-111.03186,28.93876],[-111.03163,28.93485],[-111.03138,28.93087],[-111.03113,28.92679],[-111.03088,28.92281],[-111.03065,28.91909],[-111.03043,28.91551],[-111.03021,28.9119],[-111.03001,28.90852],[-111.02981,28.90547],[-111.0295,28.90207],[-111.02917,28.89836],[-111.02881,28.89454],[-111.02843,28.8905],[-111.02806,28.88645],[-111.02768,28.88239],[-111.02732,28.87833],[-111.02694,28.87431],[-111.02661,28.87072],[-111.02628,28.86713],[-111.02596,28.86353],[-111.02562,28.85995],[-111.02529,28.85639],[-111.02496,28.85279],[-111.02465,28.84948],[-111.02433,28.84606],[-111.02402,28.84272],[-111.02372,28.83946],[-111.02339,28.83586],[-111.02302,28.83175],[-111.02269,28.82816],[-111.02235,28.82456],[-111.02203,28.82109],[-111.02172,28.81766],[-111.02139,28.81407],[-111.02106,28.81048],[-111.02073,28.80689],[-111.02039,28.80329],[-111.02006,28.79972],[-111.01973,28.79612],[-111.0194,28.79252],[-111.01907,28.78894],[-111.01871,28.7851],[-111.01838,28.7815],[-111.01805,28.7779],[-111.01772,28.77433],[-111.01739,28.77072],[-111.01705,28.76715],[-111.01672,28.76355],[-111.01639,28.75995],[-111.01606,28.75636],[-111.0157,28.75246],[-111.01537,28.74887],[-111.01503,28.74528],[-111.0147,28.74171],[-111.01439,28.73827],[-111.01407,28.73484],[-111.01377,28.73157],[-111.01341,28.72771],[-111.01303,28.72361],[-111.01266,28.71953],[-111.01228,28.71545],[-111.0119,28.71136],[-111.01152,28.70727],[-111.01114,28.70317],[-111.01078,28.69925],[-111.01045,28.69567],[-111.01014,28.69224],[-111.00981,28.68865],[-111.00947,28.68505],[-111.00915,28.68151],[-111.00877,28.67741],[-111.00843,28.67377],[-111.00811,28.67033],[-111.0078,28.66687],[-111.00746,28.66322],[-111.00714,28.65983],[-111.00686,28.65668],[-111.00781,28.65378],[-111.00897,28.65023],[-111.01013,28.64667],[-111.01129,28.64312],[-111.01242,28.63967],[-111.01355,28.63624],[-111.01468,28.63277],[-111.01592,28.62901],[-111.01721,28.62506],[-111.01834,28.62162],[-111.01947,28.61817],[-111.0206,28.6147],[-111.02173,28.61125],[-111.02287,28.60778],[-111.024,28.60432],[-111.02513,28.60087],[-111.02626,28.59741],[-111.0275,28.5936],[-111.02873,28.58983],[-111.02988,28.58636],[-111.03102,28.5829],[-111.03214,28.57948],[-111.03325,28.57609],[-111.03438,28.57263],[-111.03551,28.56917],[-111.03664,28.56571],[-111.03777,28.56225],[-111.0389,28.5588],[-111.04023,28.55476],[-111.04153,28.55077],[-111.04277,28.54697],[-111.04391,28.5435],[-111.04504,28.54005],[-111.04618,28.53658],[-111.04739,28.53288],[-111.0487,28.52887],[-111.0501,28.52458],[-111.05149,28.52034],[-111.05235,28.51768],[-111.05349,28.51421],[-111.0546,28.5108],[-111.05579,28.50715],[-111.057,28.50349],[-111.05681,28.50046],[-111.05656,28.49653],[-111.05629,28.49222],[-111.05599,28.48737],[-111.05567,28.48213],[-111.05539,28.47778],[-111.05528,28.47588],[-111.05507,28.47262],[-111.05486,28.46921],[-111.0547,28.4667],[-111.05447,28.46299],[-111.05426,28.45953],[-111.05405,28.45617],[-111.05375,28.45127],[-111.05345,28.44648],[-111.05326,28.4435],[-111.05306,28.44056],[-111.05283,28.43671],[-111.05252,28.43159],[-111.05227,28.42754],[-111.05207,28.42432],[-111.05185,28.42088],[-111.05163,28.41724],[-111.05141,28.41382],[-111.05118,28.41005],[-111.05096,28.4066],[-111.05073,28.40291],[-111.05049,28.3989],[-111.05019,28.39418],[-111.04992,28.38981],[-111.04964,28.38533],[-111.04939,28.38128],[-111.04917,28.37779],[-111.04895,28.37419],[-111.04873,28.37059],[-111.0485,28.36699],[-111.0483,28.36368],[-111.04807,28.35999],[-111.04781,28.35577],[-111.04757,28.35199],[-111.04734,28.34824],[-111.0471,28.34445],[-111.04689,28.34108],[-111.04669,28.3378],[-111.04647,28.33419],[-111.04624,28.33061],[-111.04602,28.32701],[-111.0458,28.32342],[-111.04559,28.31999],[-111.04538,28.31675],[-111.04515,28.313],[-111.04491,28.30913],[-111.04465,28.30493],[-111.04441,28.30113],[-111.04424,28.29836],[-111.0459,28.29509],[-111.04703,28.29283],[-111.04805,28.29079],[-111.04671,28.28769],[-111.04532,28.28448],[-111.04386,28.28111],[-111.04241,28.27775],[-111.04097,28.2744],[-111.03951,28.27103],[-111.03806,28.26766],[-111.0363,28.26358],[-111.03455,28.25955],[-111.03317,28.25635],[-111.03164,28.25282],[-111.03001,28.24905],[-111.02855,28.24566],[-111.0271,28.24232],[-111.02574,28.23915],[-111.02435,28.23593],[-111.02286,28.23247],[-111.02146,28.22924],[-111.01995,28.22573],[-111.01863,28.22266],[-111.01707,28.21905],[-111.0157,28.21587],[-111.0144,28.21284],[-111.01295,28.20952],[-111.0115,28.20614],[-111.00997,28.20258],[-111.00835,28.19882],[-111.00664,28.1949],[-111.00489,28.19085],[-111.00339,28.18737],[-111.00203,28.18422],[-111.0005,28.18067],[-110.99881,28.17674],[-110.99736,28.17338],[-110.99591,28.17002],[-110.99446,28.16665],[-110.99302,28.16332],[-110.99158,28.15999],[-110.99015,28.15666],[-110.98875,28.15342],[-110.98725,28.14992],[-110.98558,28.14605],[-110.98386,28.14207],[-110.98197,28.13769],[-110.9805,28.13427],[-110.97904,28.13088],[-110.97735,28.12702],[-110.97593,28.12364],[-110.97446,28.12027],[-110.97302,28.11692],[-110.97158,28.11356],[-110.97013,28.1102],[-110.96867,28.10683],[-110.96725,28.10352],[-110.96581,28.10016],[-110.96436,28.0968],[-110.96283,28.09327],[-110.96145,28.09006],[-110.95999,28.08668],[-110.95856,28.08335],[-110.9571,28.07995],[-110.95571,28.07673],[-110.95424,28.07334],[-110.95284,28.07008],[-110.95135,28.06659],[-110.94783,28.06518],[-110.94386,28.06356],[-110.94112,28.06245],[-110.93749,28.06098],[-110.93556,28.05814],[-110.93372,28.05542],[-110.93173,28.0525],[-110.9297,28.0495],[-110.92775,28.04658],[-110.92568,28.04357],[-110.92355,28.04041],[-110.92129,28.03711],[-110.91968,28.03473],[-110.91755,28.03156],[-110.91523,28.02817],[-110.9129,28.0247],[-110.91058,28.02124],[-110.90811,28.01759],[-110.90595,28.01439],[-110.90393,28.01141],[-110.90186,28.00834],[-110.90012,28.00578],[-110.89839,28.00323],[-110.89654,28.00049],[-110.89482,27.99792],[-110.89387,27.99404],[-110.8932,27.99136]]}}
Línea 230.0 kV | LineString | 230.0 kV |  |  |  | CFE |  |  |  |  | OpenStreetMap | {"type":"Feature","properties":{},"geometry":{"type":"LineString","coordinates":[[-110.89076,27.98851],[-110.88978,27.98461],[-110.88905,27.98158],[-110.88835,27.97858],[-110.8877,27.97585],[-110.88713,27.97347],[-110.88645,27.97061],[-110.88591,27.96876],[-110.88534,27.96794],[-110.87963,27.96183],[-110.876,27.95758],[-110.87381,27.95348],[-110.8703,27.94464],[-110.86946,27.94245]]}}
Línea 230.0 kV | LineString | 230.0 kV |  |  |  | CFE |  |  |  |  | OpenStreetMap | {"type":"Feature","properties":{},"geometry":{"type":"LineString","coordinates":[[-110.89076,27.98851],[-110.89134,27.9912],[-110.89217,27.99466],[-110.89286,27.99752],[-110.89429,27.99962],[-110.89676,28.00328],[-110.89884,28.00637],[-110.90109,28.0097],[-110.90301,28.01255],[-110.90505,28.01556],[-110.90695,28.01838],[-110.90861,28.02084],[-110.91038,28.02348],[-110.91241,28.02649],[-110.9143,28.02928],[-110.91613,28.03198],[-110.91768,28.0343],[-110.92091,28.03912],[-110.92278,28.04189],[-110.92483,28.04491],[-110.92696,28.04803],[-110.92903,28.0511],[-110.93129,28.05442],[-110.93354,28.05776],[-110.93567,28.06094],[-110.93781,28.06411],[-110.94052,28.06814],[-110.9424,28.07092],[-110.94451,28.07402],[-110.94659,28.07711],[-110.94862,28.08012],[-110.95083,28.08339],[-110.95286,28.08641],[-110.95474,28.08919],[-110.95554,28.09161],[-110.95653,28.0946],[-110.95766,28.09801],[-110.95877,28.10138],[-110.95983,28.10458],[-110.96104,28.10822],[-110.96222,28.11177],[-110.96329,28.11498],[-110.9644,28.11836],[-110.96552,28.12173],[-110.96652,28.12476],[-110.96774,28.12841],[-110.96894,28.13199],[-110.97005,28.13535],[-110.97128,28.13908],[-110.97252,28.1428],[-110.97367,28.14628],[-110.9748,28.14966],[-110.97596,28.15311],[-110.97707,28.15649],[-110.97817,28.15973],[-110.97939,28.16224],[-110.98087,28.1652],[-110.98239,28.16826],[-110.98403,28.17157],[-110.98568,28.1749],[-110.98728,28.17813],[-110.98889,28.18136],[-110.99036,28.18432],[-110.99197,28.18756],[-110.99357,28.19077],[-110.99533,28.19433],[-110.99699,28.19766],[-110.99858,28.20085],[-111.0001,28.20392],[-111.00167,28.20708],[-111.00324,28.21023],[-111.00488,28.21354],[-111.00648,28.21676],[-111.00826,28.22033],[-111.00982,28.22347],[-111.01131,28.22646],[-111.01274,28.22935],[-111.01433,28.23255],[-111.01577,28.23545],[-111.01737,28.23867],[-111.01901,28.24197],[-111.02067,28.24529],[-111.02228,28.24852],[-111.02392,28.25182],[-111.02537,28.25473],[-111.02696,28.25794],[-111.02865,28.26134],[-111.03025,28.26455],[-111.0319,28.26786],[-111.03354,28.27116],[-111.03515,28.2744],[-111.03663,28.27737],[-111.03772,28.28044],[-111.03779,28.28238],[-111.03786,28.28445],[-111.03797,28.28774],[-111.03808,28.29105],[-111.0382,28.29437],[-111.03831,28.29762],[-111.03842,28.30098],[-111.03853,28.3043],[-111.03864,28.30764],[-111.03876,28.31097],[-111.03887,28.3143],[-111.03898,28.31763],[-111.0391,28.32098],[-111.03921,28.32432],[-111.03931,28.32729],[-111.03941,28.33032],[-111.03952,28.33361],[-111.03964,28.33694],[-111.03975,28.34024],[-111.03986,28.34352],[-111.03997,28.34682],[-111.04008,28.35017],[-111.04019,28.3534],[-111.0403,28.35669],[-111.04041,28.35994],[-111.04053,28.36324],[-111.04063,28.36647],[-111.04075,28.37],[-111.04088,28.37382],[-111.041,28.37739],[-111.04113,28.38101],[-111.04126,28.38489],[-111.04138,28.38858],[-111.0415,28.39219],[-111.04161,28.39543],[-111.04172,28.39859],[-111.04183,28.40184],[-111.04195,28.40536],[-111.04206,28.40864],[-111.04217,28.41195],[-111.04228,28.41533],[-111.0424,28.41865],[-111.0425,28.42168],[-111.04259,28.4244],[-111.04268,28.42718],[-111.04282,28.4312],[-111.04294,28.43482],[-111.04305,28.43796],[-111.0432,28.44235],[-111.04329,28.44494],[-111.04343,28.44938],[-111.04355,28.4529],[-111.04372,28.45785],[-111.04393,28.46416],[-111.04402,28.46668],[-111.04369,28.46881],[-111.04244,28.47677],[-111.04168,28.48163],[-111.04107,28.48556],[-111.04033,28.49028],[-111.03963,28.49472],[-111.03911,28.49806],[-111.03861,28.50129],[-111.03818,28.50404],[-111.03775,28.50676],[-111.03724,28.51005],[-111.03668,28.51363],[-111.03618,28.51686],[-111.0355,28.52124],[-111.0349,28.52505],[-111.03445,28.52798],[-111.0339,28.5315],[-111.0334,28.53471],[-111.03291,28.53784],[-111.03242,28.54097],[-111.03192,28.54421],[-111.03141,28.54744],[-111.03088,28.55081],[-111.03037,28.55411],[-111.02986,28.55737],[-111.02932,28.5608],[-111.02877,28.56431],[-111.02826,28.56756],[-111.02779,28.57056],[-111.02738,28.57324],[-111.02692,28.57614],[-111.02587,28.57919],[-111.02475,28.5824],[-111.02364,28.5856],[-111.02248,28.58894],[-111.02137,28.59215],[-111.02029,28.59525],[-111.01922,28.59836],[-111.01813,28.60151],[-111.01701,28.60474],[-111.01593,28.60784],[-111.01485,28.61096],[-111.01373,28.61419],[-111.01265,28.6173],[-111.01159,28.62036],[-111.01042,28.62374],[-111.00935,28.62683],[-111.00827,28.62993],[-111.00721,28.633],[-111.00609,28.63624],[-111.00499,28.63939],[-111.00384,28.64271],[-111.00295,28.64529],[-111.00217,28.64754],[-111.00123,28.65025],[-111.00012,28.65345],[-110.99911,28.65638],[-110.99802,28.65957],[-110.99685,28.6629],[-110.9958,28.66591],[-110.99471,28.66905],[-110.99362,28.67221],[-110.99251,28.67541],[-110.99142,28.67855],[-110.99021,28.68206],[-110.98884,28.68598],[-110.9876,28.68956],[-110.98651,28.69271],[-110.98541,28.69585],[-110.9843,28.69905],[-110.9831,28.70251],[-110.98185,28.70611],[-110.98067,28.70951],[-110.9796,28.71258],[-110.97865,28.71531],[-110.97742,28.71801],[-110.97604,28.72102],[-110.97464,28.72407],[-110.97326,28.7271],[-110.97184,28.73019],[-110.97045,28.73324],[-110.96907,28.73624],[-110.96767,28.73931],[-110.96613,28.74266],[-110.96465,28.74591],[-110.96317,28.74914],[-110.96163,28.75249],[-110.96021,28.75558],[-110.95895,28.75834],[-110.95769,28.76105],[-110.95619,28.76432],[-110.95454,28.76794],[-110.95307,28.77118],[-110.95174,28.77406],[-110.95049,28.77678],[-110.94913,28.77975],[-110.94763,28.78301],[-110.94626,28.78598],[-110.94487,28.789],[-110.94334,28.79234],[-110.94185,28.79561],[-110.94049,28.79857],[-110.93911,28.80158],[-110.93774,28.80455],[-110.93622,28.80785],[-110.93464,28.81128],[-110.93303,28.81479],[-110.93143,28.81827],[-110.93032,28.82069],[-110.9292,28.82312],[-110.92803,28.82567],[-110.92678,28.8284],[-110.92544,28.83132],[-110.92421,28.83401],[-110.92299,28.83667],[-110.92161,28.83963],[-110.92011,28.8429],[-110.91861,28.8462],[-110.91732,28.849],[-110.91628,28.85127],[-110.91516,28.85368],[-110.91413,28.85595],[-110.91261,28.85924],[-110.91105,28.86264],[-110.90954,28.86594],[-110.90822,28.8688],[-110.90606,28.8735],[-110.90374,28.87853],[-110.90218,28.88191],[-110.90053,28.88548],[-110.89896,28.88889],[-110.89715,28.89281],[-110.89588,28.89558],[-110.89462,28.89834],[-110.89311,28.9016],[-110.89178,28.90452],[-110.88993,28.90855],[-110.88784,28.9131],[-110.88588,28.91737],[-110.88441,28.92051],[-110.88307,28.92344],[-110.88184,28.92611],[-110.88078,28.92841],[-110.87974,28.93067],[-110.87849,28.93335],[-110.87696,28.93672],[-110.87538,28.94016],[-110.87368,28.94385],[-110.8722,28.94706],[-110.8708,28.95007],[-110.86941,28.95308],[-110.86789,28.95643],[-110.86634,28.95981],[-110.86456,28.96368],[-110.86292,28.96724],[-110.86154,28.97023],[-110.8602,28.97316],[-110.85891,28.97591],[-110.85741,28.97918],[-110.85594,28.98241],[-110.85444,28.98562],[-110.85296,28.98884],[-110.85148,28.99207],[-110.84996,28.99536],[-110.84849,28.99859],[-110.84711,29.00155],[-110.84572,29.00456],[-110.84437,29.00748],[-110.84302,29.01041],[-110.84173,29.01322],[-110.84038,29.01613],[-110.83854,29.01891],[-110.83693,29.02132],[-110.83548,29.0235],[-110.83356,29.02639],[-110.8315,29.02952],[-110.83091,29.03342]]}}
Línea 230.0 kV | LineString | 230.0 kV | 3 |  |  | CFE |  |  |  |  | OpenStreetMap | {"type":"Feature","properties":{},"geometry":{"type":"LineString","coordinates":[[-111.03641,29.01237],[-111.03719,29.01599],[-111.03794,29.0196],[-111.03867,29.02305],[-111.03946,29.0267],[-111.04027,29.03052],[-111.04104,29.03414],[-111.04182,29.03775],[-111.04256,29.04118],[-111.04339,29.04497],[-111.04379,29.04684]]}}
Línea 230.0 kV | LineString | 230.0 kV | 2 |  |  | CFE |  |  |  |  | OpenStreetMap | {"type":"Feature","properties":{},"geometry":{"type":"LineString","coordinates":[[-111.47565,28.82371],[-111.47484,28.8237],[-111.47445,28.82325],[-111.47441,28.8212],[-111.4744,28.81832],[-111.47431,28.81529],[-111.47296,28.81507],[-111.4686,28.81437],[-111.46516,28.81381],[-111.46148,28.8132],[-111.45817,28.81264],[-111.45511,28.8121],[-111.45145,28.81147],[-111.44763,28.81082],[-111.44382,28.81017],[-111.44012,28.80959],[-111.43662,28.80901],[-111.43365,28.81027],[-111.43029,28.81166],[-111.42656,28.81322],[-111.42298,28.81474],[-111.41939,28.81624],[-111.41579,28.81776],[-111.41213,28.81929],[-111.40848,28.82083],[-111.40481,28.82237],[-111.40116,28.82392],[-111.3977,28.82533],[-111.39435,28.82672],[-111.39037,28.82843],[-111.39031,28.83189],[-111.3903,28.83549],[-111.39024,28.83937],[-111.38728,28.84146],[-111.38427,28.84388],[-111.3813,28.84627],[-111.3784,28.8486],[-111.37538,28.85104],[-111.3724,28.85347],[-111.36938,28.85585],[-111.36667,28.85803],[-111.36411,28.8601],[-111.36066,28.86288],[-111.35818,28.86484],[-111.35518,28.86726],[-111.35232,28.86955],[-111.34933,28.87196],[-111.34632,28.87439],[-111.34331,28.87681],[-111.34031,28.87922],[-111.33762,28.88138],[-111.33463,28.88379],[-111.33156,28.88625],[-111.3286,28.88863],[-111.32571,28.89095],[-111.32286,28.89324],[-111.31965,28.89581],[-111.31662,28.89825],[-111.3136,28.90067],[-111.31062,28.90307],[-111.30757,28.90551],[-111.30491,28.9075],[-111.30165,28.90815],[-111.29769,28.90886],[-111.29368,28.90957],[-111.2897,28.91027],[-111.28566,28.91098],[-111.28267,28.91347],[-111.27969,28.91592],[-111.27646,28.91858],[-111.27434,28.92034],[-111.27047,28.92354],[-111.2684,28.92526],[-111.2656,28.92758],[-111.2626,28.93004],[-111.25863,28.93007],[-111.25463,28.93009],[-111.2508,28.93012],[-111.24696,28.93015],[-111.24307,28.93018],[-111.2393,28.93019],[-111.23551,28.93021],[-111.23203,28.93025],[-111.22855,28.93026],[-111.22461,28.93029],[-111.22051,28.93031],[-111.21648,28.93034],[-111.21269,28.93036],[-111.20971,28.93038],[-111.20636,28.9304],[-111.20265,28.93042],[-111.20054,28.93044],[-111.19864,28.93319],[-111.1964,28.93644],[-111.1942,28.93967],[-111.19216,28.94265],[-111.19008,28.94569],[-111.18793,28.94887],[-111.18524,28.95118],[-111.18258,28.95353],[-111.17987,28.95592],[-111.17722,28.95828],[-111.17442,28.96073],[-111.17199,28.96286],[-111.1692,28.9653],[-111.16633,28.96786],[-111.16365,28.9702],[-111.16077,28.97282],[-111.15787,28.9753],[-111.15495,28.97786],[-111.15281,28.97974],[-111.15276,28.98245],[-111.15277,28.98606],[-111.15276,28.98969],[-111.15275,28.99318],[-111.15278,28.99648],[-111.15279,28.99936],[-111.15281,29.002],[-111.15284,29.00521],[-111.15283,29.00864],[-111.15282,29.0117],[-111.15286,29.01422],[-111.15374,29.01573],[-111.15338,29.02008],[-111.15317,29.02247],[-111.15614,29.02521],[-111.15872,29.02763],[-111.16133,29.03007],[-111.1639,29.03241],[-111.16644,29.03474],[-111.16898,29.03705],[-111.16762,29.03977],[-111.16623,29.04257],[-111.16484,29.04535],[-111.16352,29.04801],[-111.16216,29.05084],[-111.15865,29.0528],[-111.15524,29.05473],[-111.15185,29.05666],[-111.14835,29.05864],[-111.14497,29.06057],[-111.14178,29.06238],[-111.13812,29.06452],[-111.1373,29.06734],[-111.13621,29.07083],[-111.13536,29.07375],[-111.13437,29.07705],[-111.1334,29.08038],[-111.13235,29.08388],[-111.13138,29.08723],[-111.1303,29.09085],[-111.12935,29.09403],[-111.12534,29.09471],[-111.12125,29.09535],[-111.11732,29.09599],[-111.11332,29.09661],[-111.10939,29.09725],[-111.10523,29.09792],[-111.10137,29.09853]]}}
Línea 230.0 kV | LineString | 230.0 kV |  |  |  | CFE |  |  |  |  | OpenStreetMap | {"type":"Feature","properties":{},"geometry":{"type":"LineString","coordinates":[[-110.86946,27.94245],[-110.87003,27.94495],[-110.87335,27.9536],[-110.87552,27.95775],[-110.8794,27.96205],[-110.88493,27.9682],[-110.88738,27.97092],[-110.88838,27.97503],[-110.88905,27.97776],[-110.88979,27.98084],[-110.89077,27.98482],[-110.89076,27.98754],[-110.89076,27.98851]]}}
Línea 230.0 kV | LineString | 230.0 kV |  |  |  | CFE |  |  |  |  | OpenStreetMap | {"type":"Feature","properties":{},"geometry":{"type":"LineString","coordinates":[[-110.8827,27.96643],[-110.87906,27.96237],[-110.87512,27.95802],[-110.87102,27.95347],[-110.86954,27.95132],[-110.86951,27.9456],[-110.86866,27.94278],[-110.86533,27.93912],[-110.86417,27.93785],[-110.8639,27.93755]]}}
Línea 230.0 kV | LineString | 230.0 kV |  |  |  | CFE |  |  |  |  | OpenStreetMap | {"type":"Feature","properties":{},"geometry":{"type":"LineString","coordinates":[[-110.86946,27.94245],[-110.86579,27.93895],[-110.86456,27.93782],[-110.86414,27.93737]]}}
Línea 230.0 kV | LineString | 230.0 kV |  |  |  | CFE |  |  |  |  | OpenStreetMap | {"type":"Feature","properties":{},"geometry":{"type":"LineString","coordinates":[[-110.89181,27.98568],[-110.89076,27.98142],[-110.88963,27.9768],[-110.8887,27.97298],[-110.88817,27.97074],[-110.88624,27.96851],[-110.88373,27.96548],[-110.87951,27.96064],[-110.8771,27.95779],[-110.87604,27.95587],[-110.87453,27.95189],[-110.87164,27.94437],[-110.87167,27.94285],[-110.87112,27.94085],[-110.86961,27.94015],[-110.86638,27.93865],[-110.86483,27.93768],[-110.86439,27.93719]]}}
Línea 230.0 kV | LineString | 230.0 kV | 1 |  |  | CFE |  |  |  |  | OpenStreetMap | {"type":"Feature","properties":{},"geometry":{"type":"LineString","coordinates":[[-110.88564,29.17758],[-110.88477,29.17747],[-110.88454,29.18045],[-110.88507,29.18373],[-110.88557,29.18678],[-110.88609,29.18992],[-110.88977,29.19203],[-110.89356,29.19419],[-110.89707,29.19623],[-110.90051,29.19822],[-110.9038,29.20008],[-110.90714,29.202],[-110.9106,29.20397],[-110.91414,29.206],[-110.91756,29.20799],[-110.92093,29.20991],[-110.9243,29.21184],[-110.92724,29.21352],[-110.92809,29.21657],[-110.92915,29.22035],[-110.93019,29.22413],[-110.9312,29.22769],[-110.93203,29.2306],[-110.93298,29.23406],[-110.93395,29.23754],[-110.93499,29.24122],[-110.93597,29.24471],[-110.93697,29.24832],[-110.93793,29.25171],[-110.93898,29.25548],[-110.94004,29.25923],[-110.9411,29.26301],[-110.94198,29.26615],[-110.94289,29.26939],[-110.94391,29.27298],[-110.94488,29.27649],[-110.94587,29.28009],[-110.94677,29.28325],[-110.94766,29.28641],[-110.94865,29.28993],[-110.94962,29.29344],[-110.95065,29.2971],[-110.95176,29.30105],[-110.95274,29.30454],[-110.95375,29.30813],[-110.95481,29.31186],[-110.95584,29.31557],[-110.9568,29.31898],[-110.95777,29.32241],[-110.95882,29.32619],[-110.9599,29.32993],[-110.96094,29.33371],[-110.96197,29.33738],[-110.96296,29.34089],[-110.96395,29.3444],[-110.96492,29.34792],[-110.96596,29.35158],[-110.96691,29.35502],[-110.96793,29.3586],[-110.96891,29.36211],[-110.96989,29.36551],[-110.97088,29.369],[-110.97187,29.37255],[-110.97259,29.37615],[-110.97327,29.37951],[-110.97393,29.38281],[-110.97469,29.38645],[-110.97537,29.38992],[-110.97619,29.3939],[-110.97687,29.39728],[-110.97787,29.40226],[-110.97871,29.40633],[-110.97933,29.40945],[-110.98014,29.41332],[-110.98085,29.41688],[-110.98159,29.42054],[-110.98234,29.42425],[-110.98319,29.42843],[-110.98391,29.43198],[-110.98453,29.43467],[-110.98513,29.43734],[-110.98586,29.44063],[-110.98665,29.44407],[-110.98745,29.44763],[-110.98826,29.45114],[-110.98904,29.45461],[-110.98985,29.45814],[-110.99066,29.46171],[-110.99141,29.46504],[-110.99216,29.46843],[-110.99294,29.47177],[-110.9937,29.47524],[-110.99446,29.47851],[-110.99513,29.48152],[-110.99592,29.48509],[-110.99673,29.4885],[-110.99754,29.49206],[-110.9983,29.49541],[-110.99911,29.49896],[-110.99991,29.50249],[-111.00071,29.50603],[-111.00153,29.50965],[-111.00232,29.51321],[-111.00317,29.51684],[-111.00396,29.52036],[-111.00473,29.52394],[-111.00552,29.52749],[-111.00632,29.53092],[-111.00707,29.53432],[-111.00784,29.53767],[-111.0086,29.54102],[-111.00937,29.5444],[-111.01021,29.54809],[-111.01096,29.55138],[-111.01166,29.55449],[-111.01256,29.55846],[-111.01337,29.56199],[-111.01422,29.56573],[-111.01502,29.56926],[-111.0158,29.57271],[-111.01663,29.57635],[-111.01744,29.57989],[-111.01824,29.58343],[-111.01905,29.58698],[-111.01986,29.59053],[-111.02064,29.59398],[-111.02146,29.59759],[-111.02225,29.60107],[-111.02306,29.6046],[-111.02387,29.60815],[-111.02467,29.61168],[-111.02544,29.61514],[-111.0262,29.61822],[-111.02698,29.62191],[-111.02776,29.62531],[-111.02857,29.62886],[-111.02936,29.63233],[-111.03018,29.63594],[-111.03097,29.6394],[-111.0318,29.64303],[-111.0326,29.64657],[-111.0334,29.65002],[-111.03421,29.65356],[-111.03499,29.65701],[-111.0358,29.66056],[-111.0366,29.66408],[-111.03749,29.66797],[-111.03835,29.67177],[-111.03916,29.67532],[-111.03997,29.67886],[-111.04075,29.68231],[-111.04154,29.68575],[-111.04239,29.68947],[-111.04319,29.69301],[-111.04394,29.69628],[-111.04477,29.69992],[-111.04553,29.70327],[-111.04632,29.70674],[-111.04698,29.70965],[-111.04783,29.71338],[-111.04866,29.71699],[-111.04952,29.72078],[-111.05047,29.72496],[-111.0514,29.72903],[-111.05235,29.7332],[-111.05319,29.73688],[-111.05318,29.74062],[-111.05318,29.74414],[-111.05317,29.74773],[-111.05317,29.75125],[-111.05317,29.75484],[-111.05316,29.75827],[-111.05316,29.76179],[-111.05316,29.76551],[-111.05315,29.7692],[-111.05315,29.77292],[-111.05315,29.777],[-111.05314,29.7811],[-111.05314,29.78501],[-111.05316,29.78833],[-111.05315,29.79138],[-111.05314,29.79452],[-111.05313,29.79852],[-111.05312,29.80205],[-111.05431,29.80558],[-111.05591,29.81046],[-111.05739,29.81494],[-111.05859,29.81855],[-111.05973,29.82193],[-111.06082,29.82521],[-111.06202,29.82885],[-111.06326,29.83257],[-111.06435,29.83584],[-111.0655,29.83933],[-111.06665,29.8428],[-111.0678,29.84625],[-111.06892,29.84963],[-111.07,29.85292],[-111.0712,29.85654],[-111.07242,29.86019],[-111.07356,29.86364],[-111.0746,29.86675],[-111.07569,29.87005],[-111.07663,29.87288],[-111.07876,29.87578],[-111.08116,29.87902],[-111.0833,29.88192],[-111.08514,29.88441],[-111.08717,29.88714],[-111.08924,29.88991],[-111.0913,29.89274],[-111.09372,29.896],[-111.0958,29.8988],[-111.09808,29.9019],[-111.10076,29.90555],[-111.10425,29.91018],[-111.10671,29.91361],[-111.10692,29.91763],[-111.1071,29.92124],[-111.1073,29.9252],[-111.10748,29.9288],[-111.10762,29.93165],[-111.10781,29.93535],[-111.10795,29.93816],[-111.10816,29.94203],[-111.10835,29.94582],[-111.1085,29.94886],[-111.10869,29.95275],[-111.10889,29.95662],[-111.10904,29.9595],[-111.10918,29.96282],[-111.10886,29.96587],[-111.10843,29.96977],[-111.108,29.97368],[-111.10758,29.97747],[-111.1072,29.98087],[-111.10685,29.98402],[-111.10648,29.98713],[-111.10607,29.99111],[-111.10567,29.9947],[-111.1053,29.99819],[-111.10483,30.00232],[-111.10444,30.00591],[-111.1041,30.00895],[-111.10376,30.01201],[-111.10338,30.01533],[-111.10295,30.01928],[-111.10254,30.02296],[-111.10216,30.02647],[-111.10177,30.03007],[-111.10134,30.03382],[-111.10093,30.03758],[-111.10054,30.04118],[-111.10015,30.04468],[-111.09973,30.04854],[-111.09959,30.04967],[-111.09858,30.05308],[-111.09882,30.05669],[-111.09858,30.05906],[-111.09818,30.06248],[-111.09781,30.06578],[-111.09739,30.06947],[-111.09695,30.0738],[-111.09651,30.07763],[-111.09586,30.0831],[-111.09536,30.08825],[-111.09492,30.0919],[-111.09454,30.0954],[-111.09421,30.09846],[-111.09424,30.10205],[-111.09428,30.10629],[-111.09432,30.10971],[-111.09435,30.11323],[-111.09438,30.11629],[-111.09442,30.12016],[-111.09446,30.12395],[-111.09449,30.12747],[-111.09451,30.13107],[-111.09457,30.13505],[-111.09459,30.13892],[-111.09463,30.14253],[-111.09466,30.14589],[-111.09469,30.14949],[-111.09473,30.15319],[-111.09476,30.15645],[-111.0948,30.15979],[-111.09484,30.16376],[-111.09488,30.16773],[-111.09497,30.16983],[-111.09498,30.17091],[-111.09547,30.17092]]}}
Línea 230.0 kV | LineString | 230.0 kV | 1 |  |  | CFE |  |  |  |  | OpenStreetMap | {"type":"Feature","properties":{},"geometry":{"type":"LineString","coordinates":[[-108.08198,25.48615],[-108.08083,25.4853],[-108.07817,25.48246],[-108.07535,25.47936],[-108.07254,25.47625],[-108.07028,25.47381],[-108.06746,25.47067],[-108.06491,25.46787],[-108.0627,25.46544],[-108.06009,25.4626],[-108.05733,25.45963],[-108.05511,25.45712],[-108.05318,25.45502],[-108.05049,25.45209],[-108.04789,25.44918],[-108.04534,25.44639],[-108.04276,25.44363],[-108.04009,25.4407],[-108.03773,25.43803],[-108.03482,25.43487],[-108.03281,25.43265],[-108.03024,25.42987],[-108.02756,25.4269],[-108.02497,25.42401],[-108.02085,25.41958],[-108.0162,25.41438],[-108.01343,25.41131],[-108.00953,25.40707],[-108.00716,25.40444],[-108.00392,25.4008],[-108.00159,25.39823],[-107.99828,25.39459],[-107.99538,25.39141],[-107.98994,25.38542],[-107.98677,25.38195],[-107.98375,25.37864],[-107.9803,25.37487],[-107.97546,25.36951],[-107.97229,25.36599],[-107.9709,25.36449],[-107.96696,25.36014],[-107.9651,25.35811],[-107.96166,25.3543],[-107.95833,25.35062],[-107.95535,25.34736],[-107.95281,25.34457],[-107.95008,25.34154],[-107.94737,25.33856],[-107.94433,25.33521],[-107.94144,25.3313],[-107.93877,25.32771],[-107.9365,25.32466],[-107.93451,25.32195],[-107.93203,25.3186],[-107.92971,25.31547],[-107.92761,25.31266],[-107.92514,25.30926],[-107.92309,25.3065],[-107.92043,25.30291],[-107.91821,25.2999],[-107.9159,25.2968],[-107.91374,25.29385],[-107.91145,25.29077],[-107.90919,25.2877],[-107.90673,25.28438],[-107.90442,25.28126],[-107.90226,25.27834],[-107.89967,25.27483],[-107.89726,25.27157],[-107.89518,25.26875],[-107.89312,25.26598],[-107.89069,25.26269],[-107.88839,25.25958],[-107.88656,25.25711],[-107.8843,25.25406],[-107.88205,25.251],[-107.8799,25.24809],[-107.87791,25.24543],[-107.87594,25.24279],[-107.87319,25.23907],[-107.87083,25.23583],[-107.86883,25.23314],[-107.86661,25.23017],[-107.8643,25.22705],[-107.8618,25.22366],[-107.8598,25.22095],[-107.85765,25.21804],[-107.85539,25.21498],[-107.85266,25.21126],[-107.85064,25.20848],[-107.8479,25.20667],[-107.84473,25.20455],[-107.84312,25.20348],[-107.83977,25.20125],[-107.83486,25.19801],[-107.82981,25.19465],[-107.82648,25.19245],[-107.82291,25.19007],[-107.81881,25.18734],[-107.8146,25.18453],[-107.81131,25.18233],[-107.80789,25.18006],[-107.80425,25.17766],[-107.80032,25.17502],[-107.79631,25.17234],[-107.79163,25.16924],[-107.78607,25.16555],[-107.78251,25.16317],[-107.77724,25.15965],[-107.77383,25.15736],[-107.77058,25.1552],[-107.76674,25.15265],[-107.76321,25.1503],[-107.76002,25.14817],[-107.75666,25.14593],[-107.75333,25.14371],[-107.75004,25.14152],[-107.74681,25.1394],[-107.74385,25.13739],[-107.74063,25.13528],[-107.7375,25.13319],[-107.73416,25.13097],[-107.73102,25.12888],[-107.72744,25.12647],[-107.72385,25.12408],[-107.72095,25.12214],[-107.71789,25.12012],[-107.71475,25.11799],[-107.71155,25.11588],[-107.7085,25.11384],[-107.70515,25.1116],[-107.70187,25.10941],[-107.69826,25.107],[-107.69517,25.10494],[-107.6918,25.10269],[-107.68858,25.10054],[-107.68525,25.09832],[-107.6818,25.09602],[-107.6782,25.09361],[-107.6749,25.09141],[-107.67159,25.08921],[-107.66867,25.08726],[-107.66541,25.08509],[-107.66214,25.08288],[-107.65885,25.0807],[-107.65592,25.07875],[-107.65271,25.07662],[-107.64949,25.07448],[-107.64629,25.0723],[-107.64309,25.07012],[-107.63983,25.06798],[-107.63667,25.06591],[-107.63355,25.06375],[-107.63025,25.06157],[-107.6269,25.05934],[-107.62373,25.05723],[-107.62029,25.05495],[-107.6159,25.05204],[-107.61252,25.04861],[-107.61,25.04605],[-107.60701,25.04308],[-107.60403,25.04004],[-107.60191,25.03784],[-107.59919,25.03513],[-107.59537,25.03131],[-107.59274,25.02869],[-107.59114,25.02707],[-107.58849,25.02436],[-107.58498,25.02083],[-107.58215,25.01792],[-107.57985,25.01565],[-107.57641,25.01217],[-107.57353,25.00931],[-107.5707,25.00643],[-107.56743,25.00315],[-107.56425,24.99993],[-107.56206,24.99772],[-107.55967,24.9953],[-107.55716,24.99277],[-107.55396,24.98954],[-107.55151,24.98707],[-107.54892,24.98443],[-107.54628,24.98179],[-107.54301,24.97847],[-107.53969,24.97513],[-107.53751,24.97293],[-107.53499,24.97038],[-107.53254,24.9679],[-107.52894,24.96428],[-107.5253,24.96057],[-107.52298,24.95825],[-107.5202,24.95544],[-107.51619,24.95138],[-107.51278,24.94792],[-107.50966,24.94477],[-107.5051,24.94018],[-107.50214,24.93815],[-107.49533,24.93342],[-107.49015,24.92981],[-107.48724,24.92777],[-107.48446,24.92588],[-107.48038,24.92306],[-107.4736,24.91835],[-107.46846,24.91479],[-107.46496,24.91236],[-107.46221,24.91045],[-107.45943,24.90852],[-107.45629,24.90632],[-107.4529,24.90397],[-107.45006,24.902],[-107.44699,24.89989],[-107.44361,24.89755],[-107.44002,24.89505],[-107.43691,24.89289],[-107.43142,24.88908],[-107.42729,24.88622],[-107.42382,24.88381],[-107.42052,24.88152],[-107.4172,24.87921],[-107.41406,24.87704],[-107.41045,24.87454],[-107.40713,24.87225],[-107.40388,24.86999],[-107.40079,24.86785],[-107.39724,24.86538],[-107.39362,24.86286],[-107.38977,24.86018],[-107.38443,24.85649],[-107.38183,24.85468],[-107.3786,24.85242],[-107.37481,24.84977],[-107.3724,24.84809],[-107.36985,24.84631],[-107.36892,24.84339],[-107.36803,24.84057],[-107.36706,24.83752],[-107.366,24.83606],[-107.36412,24.83344],[-107.3622,24.83077],[-107.36153,24.83065]]}}
Línea 230.0 kV | LineString | 230.0 kV | 1 |  |  | CFE |  |  |  |  | OpenStreetMap | {"type":"Feature","properties":{},"geometry":{"type":"LineString","coordinates":[[-108.08198,25.48615],[-108.08042,25.48444],[-108.0782,25.48208],[-108.0763,25.47995],[-108.07457,25.4781],[-108.07249,25.47553],[-108.07019,25.47324],[-108.06804,25.47084],[-108.06567,25.46825],[-108.06348,25.46584],[-108.06104,25.46315],[-108.05912,25.46111],[-108.05687,25.45868],[-108.05471,25.45627],[-108.05277,25.45413],[-108.05014,25.4513],[-108.04757,25.44844],[-108.04531,25.44595],[-108.04331,25.44375],[-108.04153,25.44182],[-108.03951,25.43968],[-108.03722,25.43704],[-108.03497,25.43458],[-108.03421,25.43272],[-108.03215,25.42746],[-108.03103,25.42465],[-108.02986,25.42156],[-108.02855,25.41817],[-108.02744,25.41525],[-108.02618,25.41219],[-108.02503,25.40922],[-108.02413,25.40692],[-108.02298,25.40401],[-108.02164,25.40061],[-108.02033,25.3972],[-108.0191,25.39403],[-108.01806,25.39139],[-108.01677,25.38806],[-108.016,25.38612],[-108.01251,25.38401],[-108.00828,25.3815],[-108.00666,25.38057],[-108.0041,25.37902],[-108.00039,25.37676],[-107.99675,25.37457],[-107.9934,25.37257],[-107.99066,25.37092],[-107.98806,25.36938],[-107.98529,25.36719],[-107.98273,25.36513],[-107.98031,25.36328],[-107.97767,25.36114],[-107.97518,25.3592],[-107.97255,25.35711],[-107.97014,25.35521],[-107.96751,25.35314],[-107.96484,25.35099],[-107.96169,25.34849],[-107.95867,25.3461],[-107.95612,25.34407],[-107.95385,25.34227],[-107.94822,25.33782],[-107.94487,25.33519],[-107.94218,25.33155],[-107.93977,25.32828],[-107.93788,25.32572],[-107.93639,25.32371],[-107.93467,25.32138],[-107.93295,25.31905],[-107.93145,25.31703],[-107.92939,25.31427],[-107.92751,25.31176],[-107.92543,25.30888],[-107.92353,25.3063],[-107.92127,25.30325],[-107.9192,25.30046],[-107.91731,25.29789],[-107.91543,25.29536],[-107.91342,25.29263],[-107.91161,25.29021],[-107.90965,25.28755],[-107.90752,25.28466],[-107.90539,25.28179],[-107.90323,25.27885],[-107.90058,25.27529],[-107.89907,25.27324],[-107.89724,25.27076],[-107.89499,25.26771],[-107.89281,25.26477],[-107.89069,25.26191],[-107.88793,25.25817],[-107.88711,25.25706],[-107.8845,25.25351],[-107.88253,25.25084],[-107.88017,25.24765],[-107.87799,25.24473],[-107.8763,25.24251],[-107.87357,25.23882],[-107.87115,25.23553],[-107.8679,25.23115],[-107.86596,25.22849],[-107.86435,25.22628],[-107.8619,25.223],[-107.85986,25.22019],[-107.85781,25.21743],[-107.85569,25.21455],[-107.85331,25.21135],[-107.85249,25.21024],[-107.85091,25.20805],[-107.84847,25.20643],[-107.84434,25.20367],[-107.84176,25.20196],[-107.83861,25.19987],[-107.83485,25.19738],[-107.83005,25.1942],[-107.82657,25.19193],[-107.82242,25.18912],[-107.81886,25.18677],[-107.81488,25.18405],[-107.81228,25.18235],[-107.80939,25.18045],[-107.80651,25.17855],[-107.80113,25.17493],[-107.79896,25.17351],[-107.79568,25.17131],[-107.79122,25.16835],[-107.78645,25.16517],[-107.78213,25.16229],[-107.77713,25.15895],[-107.77354,25.15657],[-107.77042,25.15451],[-107.76726,25.15239],[-107.76425,25.15039],[-107.76065,25.14798],[-107.75736,25.14579],[-107.75366,25.14332],[-107.75023,25.14103],[-107.74689,25.13879],[-107.74416,25.13701],[-107.74181,25.13544],[-107.73859,25.13331],[-107.73442,25.13053],[-107.73121,25.12839],[-107.72815,25.12636],[-107.72519,25.12437],[-107.72271,25.1227],[-107.71972,25.12073],[-107.71702,25.11892],[-107.71409,25.11696],[-107.71061,25.11464],[-107.70791,25.11284],[-107.70485,25.1108],[-107.70198,25.1089],[-107.69914,25.107],[-107.69638,25.10516],[-107.69325,25.10305],[-107.69014,25.10097],[-107.68687,25.09882],[-107.68395,25.09686],[-107.68131,25.0951],[-107.67787,25.0928],[-107.67475,25.09072],[-107.67173,25.08872],[-107.66857,25.08661],[-107.66579,25.08475],[-107.66292,25.08281],[-107.66011,25.08094],[-107.65751,25.07922],[-107.65503,25.07757],[-107.65213,25.07565],[-107.64926,25.07375],[-107.64651,25.07185],[-107.64334,25.0697],[-107.64014,25.06761],[-107.63775,25.06603],[-107.63523,25.06428],[-107.63242,25.06243],[-107.62976,25.06067],[-107.62686,25.05875],[-107.62392,25.05681],[-107.62037,25.05446],[-107.61634,25.0518],[-107.61385,25.04922],[-107.61101,25.04633],[-107.60839,25.04368],[-107.60645,25.04178],[-107.60342,25.03865],[-107.60078,25.03595],[-107.59882,25.03399],[-107.59603,25.0312],[-107.59387,25.02904],[-107.5914,25.02655],[-107.58723,25.02226],[-107.58546,25.02049],[-107.58193,25.01689],[-107.57916,25.01414],[-107.57651,25.01152],[-107.57396,25.00893],[-107.57136,25.00627],[-107.56839,25.00327],[-107.56513,25.0],[-107.56363,24.99849],[-107.56131,24.99612],[-107.55805,24.99282],[-107.55459,24.98933],[-107.55133,24.98602],[-107.54889,24.98353],[-107.54542,24.98004],[-107.54391,24.97855],[-107.54015,24.97475],[-107.53783,24.9724],[-107.53466,24.96917],[-107.52937,24.96385],[-107.52578,24.96018],[-107.52452,24.9589],[-107.5228,24.95716],[-107.52079,24.95513],[-107.51908,24.9534],[-107.5164,24.9507],[-107.51405,24.9483],[-107.51301,24.94726],[-107.51159,24.94581],[-107.50981,24.94401],[-107.50669,24.94085],[-107.50556,24.93972],[-107.50191,24.93723],[-107.50042,24.93618],[-107.49517,24.93255],[-107.48991,24.9289],[-107.48697,24.92686],[-107.48404,24.92482],[-107.48052,24.92238],[-107.47394,24.91784],[-107.4677,24.91348],[-107.46408,24.91097],[-107.46116,24.90894],[-107.45839,24.90702],[-107.45604,24.90535],[-107.45341,24.90354],[-107.45095,24.90186],[-107.44811,24.8999],[-107.44561,24.89815],[-107.44094,24.8949],[-107.4388,24.89341],[-107.43629,24.89168],[-107.43102,24.88802],[-107.42996,24.88728],[-107.42495,24.8838],[-107.42257,24.88215],[-107.41941,24.87996],[-107.41642,24.87788],[-107.41341,24.8758],[-107.4101,24.8735],[-107.40728,24.87154],[-107.40416,24.86938],[-107.40135,24.86743],[-107.39834,24.86533],[-107.39576,24.86355],[-107.39264,24.8614],[-107.38953,24.85922],[-107.38448,24.85573],[-107.38117,24.85343],[-107.37541,24.84943],[-107.37273,24.84758],[-107.37022,24.84583],[-107.36885,24.84184],[-107.36732,24.83741],[-107.36613,24.83579],[-107.36455,24.83365],[-107.36237,24.83068],[-107.36173,24.8302]]}}
Línea 230.0 kV | LineString | 230.0 kV | 1 |  |  | CFE |  |  |  |  | OpenStreetMap | {"type":"Feature","properties":{},"geometry":{"type":"LineString","coordinates":[[-107.50711,24.69924],[-107.50716,24.69987],[-107.50751,24.70207]]}}
Línea 230.0 kV | LineString | 230.0 kV |  |  |  | CFE |  |  |  |  | OpenStreetMap | {"type":"Feature","properties":{},"geometry":{"type":"LineString","coordinates":[[-107.34056,24.73204],[-107.34115,24.73187],[-107.3421,24.7312],[-107.3409,24.7273],[-107.33793,24.72414],[-107.33637,24.72082],[-107.3348,24.71753],[-107.33182,24.71456],[-107.32924,24.71199],[-107.32938,24.71187],[-107.33098,24.7106],[-107.33435,24.70794],[-107.33745,24.70545],[-107.34091,24.70483],[-107.34382,24.7043],[-107.34844,24.70347],[-107.35227,24.70278],[-107.35837,24.70168],[-107.36441,24.7006],[-107.36826,24.69991],[-107.3715,24.69932],[-107.37405,24.69886],[-107.37749,24.69824],[-107.38058,24.69768],[-107.38371,24.69712],[-107.38701,24.69633],[-107.39052,24.69548],[-107.39453,24.69452],[-107.39858,24.69354],[-107.40134,24.69505],[-107.40451,24.69678],[-107.40843,24.69892],[-107.4122,24.70097],[-107.41544,24.70273],[-107.41882,24.70061],[-107.42195,24.69863],[-107.42562,24.69934],[-107.42934,24.70005],[-107.43324,24.7008],[-107.43623,24.70138],[-107.43901,24.70029],[-107.44016,24.70072],[-107.44218,24.70077],[-107.44426,24.70079],[-107.44491,24.70129],[-107.44879,24.70134],[-107.45305,24.70139],[-107.45579,24.70259],[-107.4586,24.70381],[-107.46137,24.70501],[-107.46441,24.70498],[-107.46761,24.70495],[-107.47012,24.70493],[-107.47356,24.7049],[-107.47635,24.70487],[-107.47976,24.70484],[-107.48321,24.70481],[-107.48669,24.70477],[-107.49007,24.70474],[-107.49377,24.70471],[-107.49688,24.70248],[-107.50005,24.70021],[-107.50146,24.69804],[-107.50361,24.69636],[-107.50614,24.6963],[-107.50642,24.69769],[-107.50665,24.69859]]}}
Línea 230.0 kV | LineString | 230.0 kV |  |  |  | CFE |  |  |  |  | OpenStreetMap | {"type":"Feature","properties":{},"geometry":{"type":"LineString","coordinates":[[-106.34507,23.37304],[-106.34592,23.37433],[-106.34698,23.37585],[-106.34868,23.37827],[-106.34985,23.37995],[-106.35106,23.3817],[-106.35238,23.38361],[-106.35417,23.38618],[-106.3555,23.38808],[-106.35708,23.39037],[-106.35867,23.39266],[-106.3602,23.39484],[-106.36153,23.39674],[-106.36337,23.39941],[-106.36469,23.4013],[-106.36632,23.40366],[-106.36785,23.40586],[-106.36945,23.40815],[-106.37119,23.41066],[-106.3728,23.41294],[-106.3742,23.41498],[-106.37583,23.41732],[-106.37739,23.41955],[-106.3783,23.42222],[-106.3792,23.42477],[-106.38003,23.42719],[-106.38082,23.42958],[-106.38264,23.43487],[-106.38356,23.4374],[-106.38446,23.44001],[-106.38538,23.44269],[-106.38595,23.44432],[-106.3869,23.44713],[-106.3877,23.44943],[-106.38866,23.45217],[-106.3898,23.45543],[-106.39004,23.45806],[-106.39019,23.46081],[-106.39043,23.46456],[-106.39062,23.46687],[-106.39085,23.47007],[-106.39107,23.47322],[-106.39123,23.47524],[-106.39141,23.47788],[-106.3918,23.48317],[-106.39214,23.48767],[-106.39237,23.49089],[-106.3926,23.49444],[-106.39286,23.49768],[-106.39305,23.50005],[-106.39555,23.50213],[-106.39742,23.50369],[-106.3999,23.50576],[-106.40178,23.50733],[-106.40359,23.50885],[-106.406,23.51085],[-106.40779,23.51233],[-106.41036,23.51447],[-106.41234,23.51611],[-106.41466,23.51803],[-106.41669,23.51974],[-106.41834,23.52113],[-106.42017,23.52405],[-106.42131,23.52585],[-106.42308,23.52866],[-106.42467,23.53124],[-106.42597,23.53335],[-106.42738,23.53561],[-106.42892,23.53805],[-106.43049,23.54055],[-106.43173,23.54256],[-106.43253,23.54559],[-106.43384,23.55083],[-106.43442,23.55313],[-106.43521,23.55612],[-106.43577,23.5584],[-106.43632,23.56058],[-106.43714,23.56368],[-106.4377,23.56579],[-106.4384,23.5685],[-106.43903,23.57106],[-106.43955,23.57316],[-106.44054,23.57703],[-106.44195,23.58256],[-106.44247,23.58458],[-106.44331,23.58789],[-106.44403,23.59074],[-106.44438,23.59214],[-106.44534,23.59571],[-106.44598,23.59828],[-106.44669,23.60104],[-106.44727,23.60323],[-106.44769,23.60487],[-106.44994,23.60753],[-106.45139,23.60922],[-106.45343,23.61163],[-106.45498,23.61346],[-106.45705,23.61591],[-106.45864,23.61777],[-106.46047,23.61991],[-106.46181,23.62152],[-106.46389,23.62394],[-106.46602,23.62648],[-106.4683,23.62914],[-106.46968,23.63077],[-106.47174,23.6332],[-106.47332,23.63505],[-106.47483,23.63683],[-106.4768,23.63915],[-106.47847,23.64111],[-106.48031,23.64329],[-106.48212,23.6454],[-106.48388,23.64745],[-106.48598,23.64991],[-106.48744,23.65144],[-106.48984,23.65395],[-106.49143,23.65558],[-106.49327,23.65747],[-106.49463,23.65888],[-106.49636,23.6607],[-106.49852,23.66291],[-106.5,23.66451],[-106.50224,23.66677],[-106.50412,23.66874],[-106.50612,23.6708],[-106.50779,23.67252],[-106.50956,23.67435],[-106.51145,23.67633],[-106.51203,23.67884],[-106.51267,23.68167],[-106.5131,23.68378],[-106.51377,23.68688],[-106.51428,23.6892],[-106.51476,23.69148],[-106.51542,23.69465],[-106.51651,23.69953],[-106.51749,23.70406],[-106.51849,23.70883],[-106.5188,23.71027],[-106.51947,23.7132],[-106.52047,23.71795],[-106.52128,23.72159],[-106.52184,23.72414],[-106.52283,23.72875],[-106.52329,23.73089],[-106.52382,23.73313],[-106.52429,23.73532],[-106.52499,23.73868],[-106.52577,23.74218],[-106.52545,23.74439],[-106.52497,23.74758],[-106.52455,23.75046],[-106.52422,23.75299],[-106.52377,23.75592],[-106.52352,23.75779],[-106.5232,23.75998],[-106.52288,23.76213],[-106.52257,23.76424],[-106.52204,23.76763],[-106.52163,23.7705],[-106.52098,23.77507],[-106.52019,23.78071],[-106.5198,23.78339],[-106.51946,23.78591],[-106.51913,23.78778],[-106.51885,23.79016],[-106.52007,23.79316],[-106.52099,23.79543],[-106.5222,23.79833],[-106.52321,23.80075],[-106.52429,23.80335],[-106.5252,23.80555],[-106.52608,23.80767],[-106.52767,23.81157],[-106.53013,23.81754],[-106.53182,23.82149],[-106.53262,23.82354],[-106.5341,23.82711],[-106.53277,23.82997],[-106.5314,23.83276],[-106.53037,23.83491],[-106.52903,23.83772],[-106.52794,23.83988],[-106.52536,23.84255],[-106.52395,23.84395],[-106.52219,23.84577],[-106.51947,23.84851],[-106.5176,23.85045],[-106.51522,23.85287],[-106.51372,23.85441],[-106.51175,23.85646],[-106.51246,23.86133],[-106.51295,23.86472],[-106.51349,23.86883],[-106.51419,23.87288],[-106.51611,23.87659],[-106.5179,23.87994],[-106.51888,23.8818],[-106.52218,23.88263],[-106.52452,23.88322],[-106.52778,23.88403],[-106.53076,23.88477],[-106.53327,23.8854],[-106.53655,23.88624],[-106.53911,23.88689],[-106.54166,23.88752],[-106.54382,23.88806],[-106.54706,23.88888],[-106.54905,23.88935],[-106.55144,23.88994],[-106.55381,23.89053],[-106.55703,23.89133],[-106.55907,23.89186],[-106.56196,23.89259],[-106.56454,23.89325],[-106.56805,23.89412],[-106.56996,23.89458],[-106.57445,23.89573],[-106.57663,23.89627],[-106.5826,23.89785],[-106.58545,23.89848],[-106.58829,23.89916],[-106.59095,23.89981],[-106.59389,23.90057],[-106.59624,23.90111],[-106.59784,23.90109],[-106.59989,23.90112],[-106.60274,23.90114],[-106.60683,23.90114],[-106.61018,23.90117],[-106.61277,23.90115],[-106.61596,23.90116],[-106.61961,23.90114],[-106.62681,23.90117],[-106.62991,23.90115],[-106.63653,23.90118],[-106.6417,23.9011],[-106.64397,23.90317],[-106.64842,23.90717],[-106.65243,23.9108],[-106.65589,23.91391],[-106.65924,23.91689],[-106.66224,23.91962],[-106.66442,23.92156],[-106.66752,23.92436],[-106.66939,23.92604],[-106.67227,23.92862],[-106.67484,23.93096],[-106.67772,23.93355],[-106.67989,23.93552],[-106.68237,23.93772],[-106.68523,23.94029],[-106.68897,23.94368],[-106.69296,23.94724],[-106.69511,23.94919],[-106.69701,23.9509],[-106.69953,23.95318],[-106.7029,23.9562],[-106.70635,23.95937],[-106.70995,23.96257],[-106.71379,23.96602],[-106.71734,23.96919],[-106.72054,23.9721],[-106.72342,23.97466],[-106.72648,23.97744],[-106.72997,23.98058],[-106.73368,23.98392],[-106.73658,23.98651],[-106.7387,23.98841],[-106.74059,23.99008],[-106.74255,23.99186],[-106.74609,23.99506],[-106.75234,24.0007],[-106.76013,24.00759],[-106.76321,24.01037],[-106.7651,24.01209],[-106.76805,24.01666],[-106.76903,24.01814],[-106.77165,24.02216],[-106.77561,24.0283],[-106.77624,24.02932],[-106.78012,24.03533],[-106.78141,24.03737],[-106.78264,24.03932],[-106.78553,24.04371],[-106.78755,24.04685],[-106.79001,24.05068],[-106.79273,24.05488],[-106.79473,24.05797],[-106.79674,24.06109],[-106.79895,24.06452],[-106.80101,24.06773],[-106.8027,24.07035],[-106.80472,24.07348],[-106.80692,24.07689],[-106.80878,24.07977],[-106.81109,24.08336],[-106.81309,24.08646],[-106.81545,24.09012],[-106.81763,24.0935],[-106.81931,24.09611],[-106.82155,24.09957],[-106.82322,24.10217],[-106.82483,24.10466],[-106.82877,24.10609],[-106.83232,24.10737],[-106.83661,24.10893],[-106.84054,24.11035],[-106.84476,24.1119],[-106.84824,24.11315],[-106.85233,24.11463],[-106.85647,24.11613],[-106.85875,24.11697],[-106.86084,24.11772],[-106.86521,24.1193],[-106.87068,24.12128],[-106.87526,24.12294],[-106.87966,24.12454],[-106.88358,24.12595],[-106.88758,24.1274],[-106.89142,24.12879],[-106.89542,24.13023],[-106.89939,24.13167],[-106.90251,24.13279],[-106.90893,24.13514],[-106.91512,24.13735],[-106.91823,24.13848],[-106.92152,24.13968],[-106.92555,24.14113],[-106.92949,24.14255],[-106.93321,24.1439],[-106.93668,24.14514],[-106.93952,24.14616],[-106.94342,24.14757],[-106.94824,24.14931],[-106.95259,24.1509],[-106.95949,24.15344],[-106.96754,24.1563],[-106.9712,24.15762],[-106.97525,24.15908],[-106.97946,24.16062],[-106.98353,24.16207],[-106.98803,24.1637],[-106.9918,24.16506],[-106.9957,24.16647],[-106.99938,24.1678],[-107.00294,24.16908],[-107.006,24.17019],[-107.00981,24.17157],[-107.01592,24.17373],[-107.01928,24.17811],[-107.02179,24.18129],[-107.02412,24.18425],[-107.02683,24.18772],[-107.0294,24.19097],[-107.03182,24.19407],[-107.03439,24.19737],[-107.03689,24.20053],[-107.03927,24.20355],[-107.04192,24.20692],[-107.04441,24.21009],[-107.04682,24.21316],[-107.04935,24.21639],[-107.05195,24.2197],[-107.05447,24.2229],[-107.057,24.2261],[-107.05957,24.22939],[-107.0621,24.23262],[-107.06459,24.23574],[-107.06707,24.23892],[-107.06969,24.24223],[-107.07226,24.24551],[-107.07445,24.2483],[-107.07658,24.25101],[-107.0791,24.25422],[-107.08169,24.25752],[-107.08378,24.26017],[-107.08445,24.26397],[-107.08509,24.26755],[-107.08579,24.27148],[-107.08654,24.27569],[-107.08723,24.27957],[-107.08792,24.28346],[-107.08857,24.28717],[-107.08929,24.29125],[-107.09024,24.29569],[-107.09103,24.30007],[-107.09175,24.30424],[-107.09235,24.30865],[-107.09306,24.31267],[-107.09372,24.31646],[-107.09449,24.32073],[-107.09526,24.32503],[-107.09602,24.32932],[-107.09671,24.33321],[-107.09752,24.33693],[-107.09761,24.34026],[-107.09769,24.34412],[-107.09778,24.34819],[-107.09785,24.35209],[-107.09793,24.35625],[-107.09803,24.35991],[-107.09809,24.36377],[-107.09818,24.36738],[-107.09828,24.37135],[-107.0982,24.37517],[-107.09825,24.37846],[-107.09833,24.38217],[-107.0984,24.38565],[-107.09849,24.38984],[-107.09859,24.39453],[-107.09867,24.39813],[-107.09893,24.40201],[-107.09902,24.40594],[-107.0991,24.40983],[-107.09919,24.41381],[-107.09928,24.41797],[-107.09937,24.42151],[-107.09944,24.42524],[-107.09951,24.42867],[-107.0996,24.43288],[-107.09969,24.4364],[-107.09982,24.44285],[-107.0999,24.44708],[-107.09999,24.45093],[-107.10007,24.45467],[-107.10016,24.45881],[-107.10026,24.46318],[-107.10029,24.46616],[-107.10037,24.46933],[-107.10044,24.47292],[-107.10155,24.4741],[-107.10567,24.47848],[-107.109,24.48204],[-107.11197,24.48516],[-107.11485,24.48826],[-107.11785,24.49149],[-107.12112,24.49495],[-107.12429,24.49829],[-107.12679,24.50097],[-107.12986,24.50428],[-107.13295,24.50756],[-107.13547,24.51025],[-107.13785,24.51278],[-107.14066,24.51578],[-107.1436,24.51892],[-107.14652,24.52201],[-107.14932,24.52502],[-107.1528,24.52876],[-107.15552,24.53168],[-107.15785,24.53417],[-107.16037,24.53687],[-107.16385,24.54056],[-107.16675,24.54364],[-107.1693,24.54636],[-107.17266,24.54996],[-107.1755,24.55296],[-107.17853,24.55619],[-107.18077,24.55858],[-107.18359,24.56159],[-107.1863,24.56449],[-107.18954,24.56791],[-107.19205,24.5706],[-107.19487,24.57361],[-107.19757,24.57648],[-107.20052,24.57962],[-107.20339,24.58267],[-107.20606,24.58552],[-107.20883,24.58846],[-107.21164,24.59145],[-107.2144,24.59439],[-107.21688,24.59703],[-107.21979,24.60012],[-107.22512,24.60578],[-107.2283,24.60918],[-107.23113,24.61219],[-107.23358,24.6148],[-107.23512,24.61643],[-107.2382,24.61971],[-107.24135,24.62306],[-107.24341,24.62525],[-107.24544,24.6274],[-107.24747,24.62956],[-107.2496,24.63183],[-107.25181,24.63415],[-107.25443,24.63697],[-107.25724,24.63996],[-107.26008,24.64297],[-107.26278,24.64584],[-107.26555,24.64879],[-107.26812,24.65153],[-107.27005,24.65358],[-107.27237,24.65605],[-107.27479,24.65863],[-107.27739,24.66138],[-107.28013,24.6643],[-107.28289,24.66722],[-107.28572,24.67023],[-107.28817,24.67284],[-107.29002,24.6748],[-107.29164,24.67653],[-107.2942,24.67924],[-107.29689,24.68212],[-107.29911,24.68446],[-107.30136,24.68685],[-107.30354,24.68917],[-107.30575,24.69151],[-107.30788,24.69377],[-107.31044,24.6965],[-107.31317,24.6994],[-107.31638,24.70279],[-107.31886,24.70541],[-107.32241,24.70916],[-107.32589,24.71288],[-107.32789,24.71503],[-107.33036,24.71762],[-107.3319,24.71927],[-107.33519,24.72276],[-107.33757,24.7253],[-107.3399,24.72778],[-107.34083,24.73053]]}}
Línea 230.0 kV | LineString | 230.0 kV | 1 |  |  | CFE |  |  |  |  | OpenStreetMap | {"type":"Feature","properties":{},"geometry":{"type":"LineString","coordinates":[[-107.34101,24.73243],[-107.34154,24.73265],[-107.34219,24.73538],[-107.34336,24.74037],[-107.34426,24.74422],[-107.34487,24.74687],[-107.34589,24.75128],[-107.34651,24.75393],[-107.34749,24.75814],[-107.34827,24.76149],[-107.34948,24.7667],[-107.35027,24.76997],[-107.35093,24.77295],[-107.35125,24.77418],[-107.3521,24.77778],[-107.35282,24.78106],[-107.35347,24.78495],[-107.35404,24.78882],[-107.35465,24.79263],[-107.35517,24.79598],[-107.35576,24.79968],[-107.35626,24.80282],[-107.35678,24.80618],[-107.35678,24.80934],[-107.35677,24.81476],[-107.35676,24.81885],[-107.35675,24.82182],[-107.35674,24.82524],[-107.35822,24.82658],[-107.36056,24.82873],[-107.36141,24.82916]]}}
Línea 230.0 kV | LineString | 230.0 kV | 1 |  |  | CFE |  |  |  |  | OpenStreetMap | {"type":"Feature","properties":{},"geometry":{"type":"LineString","coordinates":[[-107.34101,24.73243],[-107.34172,24.73553],[-107.34285,24.74032],[-107.34365,24.74378],[-107.34414,24.74589],[-107.34481,24.74873],[-107.34565,24.75237],[-107.34598,24.75376],[-107.34678,24.75721],[-107.34778,24.76154],[-107.34899,24.76674],[-107.34956,24.76918],[-107.35038,24.77277],[-107.35118,24.77602],[-107.35173,24.7784],[-107.35233,24.78114],[-107.35284,24.78438],[-107.35349,24.78851],[-107.35409,24.79217],[-107.35471,24.79618],[-107.35531,24.79998],[-107.35583,24.80332],[-107.35628,24.80621],[-107.35628,24.80899],[-107.35627,24.81568],[-107.35627,24.81927],[-107.35626,24.82234],[-107.35625,24.82524],[-107.35808,24.82702],[-107.35983,24.82872],[-107.36124,24.82945]]}}
Línea 230.0 kV | LineString | 230.0 kV | 1 |  |  | CFE |  |  |  |  | OpenStreetMap | {"type":"Feature","properties":{},"geometry":{"type":"LineString","coordinates":[[-106.35397,23.19094],[-106.35319,23.19165],[-106.35157,23.19366],[-106.35146,23.19435],[-106.35113,23.19521],[-106.35042,23.19717],[-106.34957,23.19946],[-106.34876,23.20166],[-106.34986,23.20607],[-106.35049,23.20862],[-106.35185,23.2141],[-106.3525,23.21669],[-106.35357,23.221],[-106.35464,23.22542],[-106.35574,23.22982],[-106.35682,23.2342],[-106.35751,23.23695],[-106.35826,23.23995],[-106.35923,23.24392],[-106.35997,23.24691],[-106.36089,23.25057],[-106.36202,23.25511],[-106.36268,23.25774],[-106.36338,23.26054],[-106.36446,23.26216],[-106.3663,23.26493],[-106.36853,23.26833],[-106.3704,23.27111],[-106.37229,23.27395],[-106.37404,23.27655],[-106.37578,23.27918],[-106.37784,23.28225],[-106.38069,23.2866],[-106.38262,23.28946],[-106.38476,23.2918],[-106.38702,23.29524],[-106.38965,23.29912],[-106.39057,23.30056],[-106.39132,23.30165],[-106.39281,23.30382],[-106.39507,23.30732],[-106.3977,23.31126],[-106.39912,23.31329],[-106.40121,23.31642],[-106.40374,23.32028],[-106.40565,23.32313],[-106.40884,23.32796],[-106.41096,23.3311],[-106.41352,23.33497],[-106.41573,23.33823],[-106.41805,23.34172],[-106.42042,23.34527],[-106.42235,23.34815],[-106.42453,23.35143],[-106.42724,23.35549],[-106.42964,23.35912],[-106.43225,23.36302],[-106.43493,23.36704],[-106.43705,23.37021],[-106.43966,23.37413],[-106.44205,23.37775],[-106.44416,23.38091],[-106.44649,23.38443],[-106.45099,23.39115],[-106.45289,23.39399],[-106.45399,23.39708],[-106.45565,23.40178],[-106.45728,23.40636],[-106.45892,23.41095],[-106.46013,23.41433],[-106.46148,23.41815],[-106.46359,23.42409],[-106.46615,23.4313],[-106.46741,23.43485],[-106.46865,23.43832],[-106.46973,23.44128],[-106.47196,23.44761],[-106.47321,23.45117],[-106.47443,23.45456],[-106.47635,23.46],[-106.47759,23.46342],[-106.47905,23.4675],[-106.4805,23.4716],[-106.48157,23.47459],[-106.48252,23.47721],[-106.48458,23.48307],[-106.48594,23.48689],[-106.48765,23.49166],[-106.48891,23.49526],[-106.49012,23.49865],[-106.49104,23.50117],[-106.4921,23.50418],[-106.49316,23.50726],[-106.49564,23.51071],[-106.49771,23.51355],[-106.50004,23.51684],[-106.50299,23.52095],[-106.5045,23.52306],[-106.50546,23.52438],[-106.50733,23.527],[-106.50849,23.52862],[-106.50956,23.53011],[-106.51175,23.53317],[-106.51365,23.53583],[-106.5157,23.5387],[-106.51754,23.54127],[-106.51926,23.54367],[-106.52115,23.54632],[-106.52283,23.54865],[-106.52414,23.55047],[-106.52535,23.55224],[-106.52654,23.55383],[-106.52748,23.55513],[-106.5292,23.55753],[-106.53077,23.55973],[-106.53228,23.56184],[-106.5341,23.56439],[-106.53599,23.56703],[-106.53802,23.56988],[-106.53995,23.57257],[-106.54105,23.57412],[-106.54285,23.57663],[-106.54473,23.57926],[-106.54654,23.58179],[-106.54866,23.58475],[-106.55057,23.58742],[-106.55252,23.59011],[-106.55424,23.59251],[-106.5561,23.59508],[-106.55713,23.59651],[-106.55915,23.59932],[-106.56121,23.60225],[-106.56407,23.6063],[-106.56886,23.61288],[-106.56989,23.61431],[-106.5715,23.61658],[-106.57512,23.62162],[-106.5768,23.62406],[-106.57861,23.62651],[-106.58288,23.63246],[-106.58514,23.63556],[-106.58757,23.63899],[-106.59054,23.64311],[-106.5928,23.64622],[-106.59312,23.64973],[-106.59349,23.65365],[-106.59383,23.65708],[-106.59423,23.66169],[-106.5944,23.66363],[-106.59463,23.66596],[-106.59499,23.66981],[-106.59537,23.67376],[-106.59559,23.67605],[-106.59583,23.67864],[-106.59601,23.68063],[-106.59639,23.68467],[-106.59656,23.68637],[-106.59698,23.69087],[-106.59745,23.69577],[-106.59767,23.69816],[-106.59807,23.70243],[-106.59852,23.70734],[-106.59881,23.71059],[-106.59931,23.7156],[-106.59968,23.71959],[-106.60002,23.72322],[-106.60036,23.72688],[-106.60057,23.72917],[-106.60104,23.7342],[-106.60152,23.73931],[-106.60155,23.74279],[-106.60155,23.74489],[-106.60167,23.74642],[-106.60231,23.75305],[-106.60314,23.7564],[-106.60345,23.75978],[-106.60394,23.76497],[-106.60423,23.76816],[-106.60472,23.77321],[-106.60506,23.77693],[-106.60545,23.78109],[-106.60582,23.78485],[-106.60611,23.78803],[-106.60643,23.79153],[-106.60664,23.79373],[-106.60697,23.79723],[-106.60729,23.80067],[-106.60749,23.80272],[-106.60774,23.80546],[-106.60807,23.80891],[-106.6083,23.81142],[-106.6086,23.81459],[-106.60902,23.8191],[-106.60937,23.82274],[-106.6096,23.82514],[-106.60988,23.82816],[-106.61018,23.83148],[-106.61035,23.83328],[-106.61084,23.83856],[-106.61119,23.84241],[-106.61142,23.84476],[-106.61178,23.84863],[-106.61202,23.85126],[-106.61245,23.85582],[-106.61265,23.85802],[-106.61317,23.86347],[-106.6136,23.86804],[-106.61396,23.87178],[-106.61694,23.87483],[-106.61933,23.87728],[-106.62141,23.87944],[-106.62468,23.88276],[-106.62796,23.88614],[-106.63109,23.88935],[-106.63371,23.89205],[-106.63667,23.89505],[-106.6395,23.89797],[-106.64192,23.90046],[-106.6436,23.90197],[-106.64789,23.90583],[-106.65238,23.90988],[-106.65654,23.91357],[-106.65964,23.91638],[-106.66316,23.91952],[-106.66599,23.92212],[-106.66951,23.92527],[-106.67206,23.92759],[-106.67517,23.93038],[-106.67997,23.9347],[-106.68166,23.93621],[-106.6857,23.93986],[-106.6891,23.94296],[-106.69372,23.94708],[-106.69626,23.94936],[-106.69871,23.95159],[-106.70247,23.95499],[-106.70651,23.95861],[-106.71054,23.96219],[-106.71431,23.96561],[-106.71666,23.96771],[-106.71857,23.96943],[-106.72089,23.9715],[-106.72332,23.9737],[-106.72559,23.97575],[-106.72926,23.97903],[-106.73223,23.98169],[-106.73427,23.98353],[-106.73727,23.98626],[-106.74076,23.98945],[-106.74881,23.9947],[-106.75365,23.99787],[-106.7596,24.00177],[-106.7617,24.00503],[-106.76349,24.00779],[-106.76616,24.01192],[-106.76861,24.01571],[-106.77198,24.02097],[-106.77312,24.02277],[-106.77677,24.02833],[-106.77938,24.03238],[-106.78169,24.03599],[-106.78402,24.0396],[-106.78665,24.04367],[-106.789,24.04731],[-106.79122,24.05075],[-106.79398,24.05503],[-106.79633,24.05867],[-106.79888,24.06264],[-106.80107,24.06603],[-106.80346,24.06977],[-106.80574,24.07329],[-106.80805,24.07685],[-106.81003,24.07992],[-106.81254,24.0838],[-106.81477,24.08726],[-106.8171,24.09084],[-106.8192,24.09411],[-106.82156,24.09777],[-106.82382,24.1013],[-106.82593,24.10457],[-106.83067,24.10629],[-106.83445,24.10765],[-106.83844,24.1091],[-106.84249,24.11059],[-106.84726,24.11232],[-106.85156,24.11387],[-106.85588,24.11543],[-106.85975,24.11684],[-106.86255,24.11786],[-106.8656,24.11895],[-106.87045,24.12071],[-106.87473,24.12226],[-106.87918,24.12388],[-106.88345,24.12542],[-106.88766,24.12694],[-106.89158,24.12836],[-106.89565,24.12983],[-106.9004,24.13155],[-106.90442,24.133],[-106.90914,24.13471],[-106.91467,24.13671],[-106.91833,24.13803],[-106.9214,24.13915],[-106.92583,24.14075],[-106.92975,24.14216],[-106.93372,24.1436],[-106.93882,24.14544],[-106.94317,24.14701],[-106.94846,24.14892],[-106.95272,24.15046],[-106.95959,24.153],[-106.96766,24.15586],[-106.97084,24.15701],[-106.97514,24.15857],[-106.9794,24.16011],[-106.98375,24.16168],[-106.98849,24.16339],[-106.99241,24.1648],[-106.99617,24.16616],[-106.99983,24.16748],[-107.00353,24.16881],[-107.0072,24.17013],[-107.01065,24.17137],[-107.01626,24.17336],[-107.01954,24.17764],[-107.02182,24.18053],[-107.02438,24.18377],[-107.02714,24.18732],[-107.02974,24.19065],[-107.03222,24.19383],[-107.0345,24.19671],[-107.03694,24.19983],[-107.03944,24.20301],[-107.04208,24.20636],[-107.04444,24.20936],[-107.04696,24.21257],[-107.04936,24.21562],[-107.05241,24.2195],[-107.05501,24.2228],[-107.05758,24.22607],[-107.06006,24.22925],[-107.06246,24.23231],[-107.06509,24.23561],[-107.06771,24.23895],[-107.07019,24.2421],[-107.07273,24.24534],[-107.0749,24.24806],[-107.07734,24.25119],[-107.07961,24.2541],[-107.08205,24.25721],[-107.08447,24.26031],[-107.08495,24.26303],[-107.08541,24.26558],[-107.08587,24.26816],[-107.08629,24.27053],[-107.08678,24.27329],[-107.08728,24.27609],[-107.08772,24.27855],[-107.08813,24.28103],[-107.08863,24.28381],[-107.08911,24.28658],[-107.08961,24.28939],[-107.09011,24.29225],[-107.09063,24.29517],[-107.0911,24.2979],[-107.09204,24.30326],[-107.09287,24.30788],[-107.09332,24.31047],[-107.09378,24.31305],[-107.09423,24.31564],[-107.09467,24.31809],[-107.09509,24.32049],[-107.09553,24.32308],[-107.09612,24.32627],[-107.09673,24.32981],[-107.09743,24.33374],[-107.09801,24.33688],[-107.0981,24.34058],[-107.09818,24.3445],[-107.09825,24.34767],[-107.09831,24.35075],[-107.09838,24.35454],[-107.09846,24.35829],[-107.09855,24.36221],[-107.09863,24.36581],[-107.09872,24.36996],[-107.09886,24.37517],[-107.09892,24.37809],[-107.09895,24.38071],[-107.09901,24.38318],[-107.09906,24.38523],[-107.09911,24.38788],[-107.09915,24.39019],[-107.09922,24.39289],[-107.09927,24.39515],[-107.09938,24.40002],[-107.09943,24.40236],[-107.09948,24.40471],[-107.09954,24.40751],[-107.09959,24.41022],[-107.0997,24.41521],[-107.09976,24.41792],[-107.09981,24.42008],[-107.09993,24.42533],[-107.10004,24.43043],[-107.10012,24.43467],[-107.10021,24.4388],[-107.10031,24.44287],[-107.10039,24.44714],[-107.10046,24.44998],[-107.10052,24.45269],[-107.10062,24.45738],[-107.10073,24.46271],[-107.10083,24.46622],[-107.1009,24.46938],[-107.1009,24.47278],[-107.10218,24.47414],[-107.10633,24.47849],[-107.10908,24.48141],[-107.11205,24.48459],[-107.11506,24.4878],[-107.11809,24.49104],[-107.12141,24.49457],[-107.12486,24.49825],[-107.1276,24.5012],[-107.13062,24.50439],[-107.13396,24.50796],[-107.13703,24.51124],[-107.14008,24.51449],[-107.14192,24.51646],[-107.1439,24.51858],[-107.14527,24.52],[-107.14708,24.52194],[-107.14892,24.5239],[-107.15073,24.52587],[-107.15241,24.52768],[-107.15387,24.52922],[-107.15556,24.53102],[-107.15719,24.53276],[-107.16052,24.53631],[-107.16718,24.54341],[-107.16983,24.54624],[-107.17302,24.54965],[-107.17609,24.5529],[-107.17945,24.55649],[-107.18215,24.55936],[-107.18509,24.56249],[-107.18774,24.5653],[-107.19092,24.56869],[-107.19376,24.57173],[-107.19687,24.57503],[-107.19985,24.57821],[-107.20201,24.58051],[-107.20484,24.5835],[-107.20721,24.58604],[-107.21024,24.58927],[-107.21364,24.59288],[-107.21661,24.59604],[-107.21991,24.59955],[-107.22553,24.60553],[-107.22851,24.6087],[-107.23111,24.61147],[-107.23371,24.61423],[-107.23596,24.61663],[-107.2391,24.61997],[-107.2424,24.62348],[-107.24511,24.62636],[-107.2482,24.62965],[-107.25128,24.63292],[-107.25428,24.63611],[-107.25727,24.6393],[-107.26032,24.64254],[-107.26309,24.64548],[-107.26587,24.64844],[-107.26913,24.65191],[-107.27187,24.65481],[-107.27493,24.65807],[-107.27804,24.66136],[-107.28102,24.66453],[-107.28413,24.66784],[-107.28694,24.67083],[-107.28998,24.67406],[-107.29206,24.67627],[-107.29535,24.67977],[-107.29832,24.68293],[-107.3012,24.686],[-107.30411,24.68909],[-107.30745,24.69263],[-107.31032,24.69569],[-107.31357,24.69913],[-107.31665,24.70239],[-107.31933,24.70523],[-107.32279,24.70889],[-107.32576,24.71204],[-107.32837,24.71483],[-107.33119,24.71783],[-107.33475,24.72161],[-107.33763,24.72467],[-107.34037,24.72758],[-107.34083,24.73053]]}}
Línea 230.0 kV | LineString | 230.0 kV |  |  |  | CFE |  |  |  |  | OpenStreetMap | {"type":"Feature","properties":{},"geometry":{"type":"LineString","coordinates":[[-106.39057,23.30056],[-106.39,23.30192],[-106.38896,23.3045],[-106.38807,23.30594],[-106.38521,23.31056],[-106.38328,23.31364],[-106.38159,23.31639],[-106.3795,23.31972],[-106.37772,23.32262],[-106.37608,23.32526],[-106.37417,23.32832],[-106.37224,23.33145],[-106.37027,23.33462],[-106.36838,23.33765],[-106.36673,23.34035],[-106.36458,23.34377],[-106.363,23.34634],[-106.36093,23.34964],[-106.35913,23.35256],[-106.35725,23.3556],[-106.35538,23.35861],[-106.35335,23.36187],[-106.35034,23.36671],[-106.34836,23.36908],[-106.34651,23.37132],[-106.34507,23.37304]]}}
Línea 230.0 kV | LineString | 230.0 kV | 3 |  |  | CFE |  |  |  |  | OpenStreetMap | {"type":"Feature","properties":{},"geometry":{"type":"LineString","coordinates":[[-106.39057,23.30056],[-106.39069,23.30022],[-106.39372,23.29736],[-106.39622,23.29498],[-106.39969,23.29398],[-106.40345,23.29289],[-106.40669,23.29191],[-106.40931,23.29185],[-106.41005,23.29194]]}}
Línea 230.0 kV | LineString | 230.0 kV | 1 |  |  | CFE |  |  |  |  | OpenStreetMap | {"type":"Feature","properties":{},"geometry":{"type":"LineString","coordinates":[[-104.93734,21.58268],[-104.93768,21.58313],[-104.93866,21.5838],[-104.94047,21.58437],[-104.94265,21.58264],[-104.94298,21.57815],[-104.9432,21.57503],[-104.94351,21.5708],[-104.94384,21.56641],[-104.9441,21.56292],[-104.94432,21.56012],[-104.94463,21.55547],[-104.94507,21.54921],[-104.94524,21.54692],[-104.94548,21.54355],[-104.94582,21.53919],[-104.94627,21.53298],[-104.94649,21.52978],[-104.94393,21.52426],[-104.94232,21.52221],[-104.93973,21.5189],[-104.93661,21.51499],[-104.93433,21.51433],[-104.93158,21.51372],[-104.92878,21.51316],[-104.92578,21.51304],[-104.92456,21.51046],[-104.92428,21.50839],[-104.92366,21.50332],[-104.92362,21.50166],[-104.92357,21.49829],[-104.92231,21.49469],[-104.92078,21.49068],[-104.92033,21.48932],[-104.92037,21.48599],[-104.92076,21.48223],[-104.92164,21.47428],[-104.92184,21.47258],[-104.92207,21.46997],[-104.92266,21.46533],[-104.92295,21.46234],[-104.92362,21.45622],[-104.92392,21.45305],[-104.92438,21.44874],[-104.92475,21.44485],[-104.92544,21.43906],[-104.92577,21.43592],[-104.92623,21.43185],[-104.92665,21.42784],[-104.92819,21.42538],[-104.93031,21.42232],[-104.93207,21.41961],[-104.93518,21.41491],[-104.93851,21.40995],[-104.93972,21.40811],[-104.94202,21.40467],[-104.94444,21.40099],[-104.94559,21.39926],[-104.94865,21.39466],[-104.95008,21.39251],[-104.9523,21.38923],[-104.95322,21.38779],[-104.95408,21.38649],[-104.95553,21.3844],[-104.95804,21.38062],[-104.95915,21.37894],[-104.96202,21.37461],[-104.96542,21.36947],[-104.96651,21.36784],[-104.96978,21.36287],[-104.97169,21.36007],[-104.97392,21.35664],[-104.9752,21.35468],[-104.97814,21.35022],[-104.98073,21.34647],[-104.98241,21.34391],[-104.9839,21.34176],[-104.9866,21.33766],[-104.98773,21.33588],[-104.98899,21.33425],[-104.99408,21.32631],[-104.99603,21.32375],[-104.99943,21.31927],[-105.0016,21.31624],[-105.00355,21.31351],[-105.00711,21.30859],[-105.00898,21.30597],[-105.01119,21.30294],[-105.01294,21.30051],[-105.01568,21.2967],[-105.0168,21.29514],[-105.01977,21.29106],[-105.0214,21.28876],[-105.02356,21.28577],[-105.02579,21.28267],[-105.02736,21.2805],[-105.02999,21.27688],[-105.032,21.27407],[-105.03467,21.27037],[-105.03661,21.26768],[-105.03916,21.26412],[-105.04152,21.26084],[-105.04473,21.2564],[-105.04807,21.25171],[-105.05014,21.24886],[-105.05345,21.24431],[-105.05665,21.23983],[-105.05904,21.23654],[-105.06244,21.23181],[-105.06512,21.22803],[-105.06644,21.22623],[-105.06714,21.22529],[-105.07054,21.22074],[-105.07324,21.21721],[-105.07585,21.2137],[-105.07869,21.20994],[-105.08169,21.20589],[-105.08588,21.20037],[-105.08759,21.19809],[-105.09141,21.193],[-105.09369,21.18998],[-105.0965,21.18624],[-105.09898,21.18288],[-105.10177,21.17916],[-105.1048,21.17515],[-105.10597,21.1736],[-105.1093,21.1692],[-105.11042,21.1677],[-105.11432,21.16244],[-105.11714,21.15878],[-105.11948,21.15555],[-105.12173,21.15159],[-105.12389,21.14758],[-105.12666,21.14256],[-105.12854,21.13926],[-105.12968,21.13717],[-105.1329,21.13129],[-105.13511,21.1274],[-105.13708,21.12376],[-105.13913,21.12001],[-105.1412,21.11637],[-105.14306,21.11292],[-105.14506,21.10927],[-105.14724,21.1054],[-105.14926,21.10172],[-105.15184,21.09688],[-105.15272,21.09532],[-105.15429,21.09247],[-105.15694,21.08768],[-105.16072,21.08103],[-105.16223,21.0783],[-105.16092,21.07471],[-105.15936,21.07039],[-105.15831,21.06763],[-105.15676,21.0632],[-105.15473,21.0576],[-105.15322,21.05338],[-105.15117,21.04781],[-105.14942,21.04294],[-105.14793,21.03884],[-105.14626,21.03417],[-105.14555,21.03225],[-105.14467,21.02973],[-105.14265,21.02421],[-105.1398,21.0164],[-105.13902,21.01425],[-105.13656,21.00739],[-105.13499,21.00321],[-105.13252,20.99648],[-105.13091,20.99575],[-105.13015,20.99387],[-105.12916,20.99141],[-105.12839,20.9895],[-105.12651,20.98483],[-105.12597,20.98335],[-105.12619,20.98129],[-105.12646,20.97795],[-105.12694,20.97167],[-105.12736,20.96697],[-105.12778,20.96226],[-105.1281,20.95881],[-105.12852,20.9533],[-105.12899,20.94792],[-105.1292,20.94554],[-105.12948,20.94231],[-105.12979,20.93783],[-105.13021,20.93397],[-105.1307,20.9284],[-105.13097,20.92523],[-105.13133,20.92064],[-105.13169,20.91613],[-105.13192,20.91352],[-105.13215,20.91099],[-105.13253,20.90632],[-105.13286,20.90317],[-105.13319,20.8995],[-105.13349,20.89502],[-105.13384,20.89097],[-105.13423,20.8864],[-105.13458,20.8823],[-105.13495,20.87789],[-105.13528,20.87398],[-105.13565,20.86963],[-105.1358,20.86784],[-105.1363,20.86274],[-105.13661,20.85826],[-105.13686,20.85541],[-105.1373,20.85018],[-105.13771,20.84538],[-105.13796,20.84244],[-105.13824,20.83913],[-105.13844,20.83806],[-105.13947,20.83277],[-105.14029,20.82855],[-105.14139,20.8229],[-105.14203,20.81955],[-105.14268,20.8162],[-105.14361,20.81148],[-105.14429,20.80801],[-105.1451,20.8039],[-105.14594,20.79951],[-105.14676,20.79523],[-105.14768,20.79045],[-105.14814,20.78803],[-105.1487,20.7851],[-105.14925,20.78228],[-105.15024,20.77713],[-105.15053,20.77563],[-105.15133,20.7715],[-105.15193,20.76839],[-105.15528,20.76573],[-105.15766,20.76384],[-105.16099,20.76121],[-105.16451,20.75839],[-105.16768,20.75586],[-105.17115,20.75309],[-105.17351,20.75122],[-105.1775,20.74804],[-105.17951,20.74644],[-105.18313,20.74356],[-105.18643,20.74094],[-105.18967,20.73837],[-105.19319,20.73558],[-105.19638,20.73301],[-105.19614,20.73058],[-105.1958,20.72707],[-105.19599,20.7235],[-105.19589,20.723]]}}
Línea 230.0 kV | LineString | 230.0 kV | 1 |  |  | CFE |  |  |  |  | OpenStreetMap | {"type":"Feature","properties":{},"geometry":{"type":"LineString","coordinates":[[-104.93798,21.58248],[-104.93815,21.58296],[-104.94021,21.58362],[-104.94184,21.58235],[-104.94159,21.57884],[-104.94142,21.57661],[-104.94115,21.57295],[-104.94041,21.57078],[-104.94081,21.568],[-104.9414,21.56371],[-104.94193,21.55981],[-104.94261,21.55512],[-104.94297,21.55242],[-104.94376,21.54667],[-104.94424,21.5433],[-104.94491,21.53847],[-104.94541,21.53483],[-104.94569,21.53279],[-104.94238,21.5297],[-104.93985,21.52734],[-104.93732,21.525],[-104.93513,21.52297],[-104.93259,21.52061],[-104.93067,21.51882],[-104.92833,21.51668],[-104.92516,21.51371],[-104.92421,21.51063],[-104.92368,21.50888],[-104.92264,21.50559],[-104.92066,21.49935],[-104.91979,21.4965],[-104.91883,21.4934],[-104.91922,21.48949],[-104.91959,21.48593],[-104.92003,21.48145],[-104.92069,21.47544],[-104.92092,21.47318],[-104.92104,21.47154],[-104.92139,21.46859],[-104.92186,21.46451],[-104.92207,21.46263],[-104.92255,21.45847],[-104.92304,21.45321],[-104.92348,21.44872],[-104.92378,21.44505],[-104.92455,21.43831],[-104.92479,21.43621],[-104.92522,21.43198],[-104.9255,21.4294],[-104.92567,21.42751],[-104.92771,21.42441],[-104.92931,21.42203],[-104.93166,21.41851],[-104.93415,21.41477],[-104.93851,21.40826],[-104.94105,21.40444],[-104.94381,21.40027],[-104.94778,21.39433],[-104.94944,21.39183],[-104.95169,21.38846],[-104.95306,21.3864],[-104.95472,21.38401],[-104.95727,21.38013],[-104.95847,21.37828],[-104.9621,21.3729],[-104.96557,21.36769],[-104.96766,21.36455],[-104.96893,21.36263],[-104.97105,21.35945],[-104.97355,21.35564],[-104.97434,21.35442],[-104.97774,21.34943],[-104.98073,21.34498],[-104.98238,21.34258],[-104.98347,21.34091],[-104.98625,21.3367],[-104.99321,21.32616],[-104.99487,21.32374],[-104.99732,21.32006],[-105.00045,21.31556],[-105.00526,21.30894],[-105.00847,21.30452],[-105.01094,21.30113],[-105.01432,21.29642],[-105.01642,21.29352],[-105.02055,21.28786],[-105.02144,21.28665],[-105.02419,21.28289],[-105.02597,21.28047],[-105.02824,21.27731],[-105.03005,21.27486],[-105.03307,21.27066],[-105.03476,21.26828],[-105.03685,21.26543],[-105.0385,21.26316],[-105.0399,21.26122],[-105.04176,21.2587],[-105.04416,21.25537],[-105.04727,21.25114],[-105.04973,21.24772],[-105.05228,21.24423],[-105.05553,21.23971],[-105.05783,21.23658],[-105.0592,21.23471],[-105.06094,21.23231],[-105.06584,21.22553],[-105.07098,21.21868],[-105.07212,21.21722],[-105.07419,21.21447],[-105.07661,21.21131],[-105.07828,21.20905],[-105.0806,21.20595],[-105.08567,21.19924],[-105.08675,21.19781],[-105.09051,21.19279],[-105.09365,21.18866],[-105.09608,21.18538],[-105.09836,21.18236],[-105.10362,21.17534],[-105.10515,21.17331],[-105.10726,21.17058],[-105.10866,21.16874],[-105.11023,21.16663],[-105.11439,21.16104],[-105.11652,21.15827],[-105.11882,21.15515],[-105.12067,21.15192],[-105.12262,21.14827],[-105.12632,21.14166],[-105.12766,21.13931],[-105.12876,21.13726],[-105.13026,21.13453],[-105.1325,21.1304],[-105.13427,21.12733],[-105.13764,21.12118],[-105.13932,21.11816],[-105.14109,21.11489],[-105.14266,21.11205],[-105.14452,21.1087],[-105.14652,21.10509],[-105.14795,21.10249],[-105.15195,21.09506],[-105.15313,21.09293],[-105.15602,21.08777],[-105.16026,21.08023],[-105.16139,21.07822],[-105.1603,21.07533],[-105.15913,21.07225],[-105.15839,21.07012],[-105.1574,21.06746],[-105.15601,21.0634],[-105.15413,21.05819],[-105.15243,21.05348],[-105.15037,21.04781],[-105.1485,21.04266],[-105.14721,21.03904],[-105.14495,21.03282],[-105.14385,21.02976],[-105.14165,21.02373],[-105.1391,21.01673],[-105.13805,21.01392],[-105.13691,21.0108],[-105.1358,21.00752],[-105.13525,21.00609],[-105.13418,21.00321],[-105.13189,20.99691],[-105.13137,20.99546],[-105.13167,20.99326],[-105.13218,20.9893],[-105.13276,20.98511],[-105.13326,20.98118],[-105.13373,20.97715],[-105.13422,20.97333],[-105.13468,20.9692],[-105.13506,20.96577],[-105.13547,20.96258],[-105.13626,20.9563],[-105.13699,20.95067],[-105.13748,20.94663],[-105.13781,20.94348],[-105.13849,20.93791],[-105.13954,20.9296],[-105.14,20.92572],[-105.14197,20.92244],[-105.14447,20.91829],[-105.14701,20.91408],[-105.14819,20.91213],[-105.15113,20.90726],[-105.15236,20.90523],[-105.15405,20.90242],[-105.15636,20.89859],[-105.15829,20.89539],[-105.15946,20.89345],[-105.1617,20.88974],[-105.16298,20.88763],[-105.16458,20.88497],[-105.16655,20.8817],[-105.16812,20.87911],[-105.16959,20.87666],[-105.17135,20.87374],[-105.17371,20.86983],[-105.1754,20.86702],[-105.17707,20.86425],[-105.17911,20.86086],[-105.18109,20.85757],[-105.1835,20.85363],[-105.18565,20.85006],[-105.18741,20.84717],[-105.18911,20.84433],[-105.19104,20.84114],[-105.19266,20.83845],[-105.19458,20.83524],[-105.1967,20.83174],[-105.19859,20.82854],[-105.20048,20.82538],[-105.20235,20.82227],[-105.20287,20.81919],[-105.2035,20.81552],[-105.20409,20.81199],[-105.20479,20.80833],[-105.20535,20.80486],[-105.20588,20.80167],[-105.20635,20.79871],[-105.20688,20.79569],[-105.20749,20.79207],[-105.20811,20.78846],[-105.20865,20.78526],[-105.20894,20.78341]]}}
Línea 230.0 kV | LineString | 230.0 kV |  |  |  | Comisión Federal de Electricidad |  |  |  |  | OpenStreetMap | {"type":"Feature","properties":{},"geometry":{"type":"LineString","coordinates":[[-103.50371,20.78628],[-103.50312,20.78586],[-103.50289,20.7827],[-103.50263,20.77932],[-103.50311,20.77642],[-103.50374,20.7727],[-103.50431,20.76932],[-103.50478,20.76648],[-103.50536,20.76308],[-103.50592,20.75972],[-103.50648,20.75642],[-103.50701,20.75329],[-103.50615,20.74997],[-103.50525,20.74645],[-103.50431,20.74287],[-103.50343,20.73942],[-103.50271,20.7367],[-103.50163,20.73255],[-103.50085,20.72955],[-103.49992,20.72595],[-103.49922,20.72325],[-103.49853,20.72062],[-103.49601,20.71949],[-103.49273,20.71802],[-103.48883,20.71631],[-103.48587,20.71499],[-103.48288,20.71364],[-103.48172,20.71155],[-103.48029,20.70892],[-103.47929,20.70706],[-103.4774,20.70359],[-103.4757,20.70052],[-103.47419,20.69775],[-103.47267,20.69496],[-103.4717,20.69315],[-103.47049,20.69287],[-103.46785,20.69498],[-103.46486,20.69741],[-103.46224,20.69955],[-103.46084,20.7006],[-103.4596,20.70176],[-103.45515,20.7016],[-103.45465,20.70119],[-103.45334,20.70011],[-103.45192,20.69878],[-103.45062,20.69756],[-103.44969,20.69671],[-103.44885,20.69593],[-103.44799,20.69515],[-103.44749,20.69468],[-103.44706,20.69428],[-103.4457,20.69367],[-103.44492,20.69332],[-103.44405,20.69293],[-103.44327,20.69257],[-103.44251,20.69222]]}}
Línea 230.0 kV | LineString | 230.0 kV |  |  |  | CFE |  |  |  |  | OpenStreetMap | {"type":"Feature","properties":{},"geometry":{"type":"LineString","coordinates":[[-103.35481,20.77287],[-103.35675,20.77004],[-103.3584,20.76763],[-103.36042,20.76468],[-103.36053,20.76455],[-103.36223,20.76206],[-103.36408,20.75937],[-103.36844,20.75832],[-103.37142,20.75757],[-103.37548,20.75656],[-103.3786,20.75577],[-103.38083,20.75789],[-103.38299,20.75994],[-103.38339,20.76319],[-103.38385,20.76667],[-103.3843,20.76852],[-103.38496,20.77142],[-103.38791,20.77602],[-103.39014,20.77961],[-103.39305,20.78431],[-103.39369,20.78535],[-103.39486,20.78714],[-103.39701,20.78828],[-103.40063,20.78763],[-103.40151,20.78747],[-103.40297,20.78721],[-103.40372,20.78708],[-103.4072,20.78647],[-103.41023,20.78591],[-103.41496,20.78505],[-103.41833,20.78446],[-103.42171,20.78385],[-103.42484,20.78328],[-103.42802,20.78273],[-103.4323,20.78193],[-103.43539,20.78137],[-103.43901,20.78072],[-103.44294,20.78002],[-103.44588,20.77947],[-103.44938,20.77885],[-103.45293,20.77821],[-103.45676,20.77758]]}}
Línea 230.0 kV | LineString | 230.0 kV |  |  |  | CFE |  |  |  |  | OpenStreetMap | {"type":"Feature","properties":{},"geometry":{"type":"LineString","coordinates":[[-103.50293,20.78734],[-103.50218,20.78683],[-103.4984,20.78677],[-103.49427,20.7867],[-103.49106,20.78666],[-103.48805,20.78558],[-103.48478,20.78441],[-103.48156,20.78325],[-103.47815,20.78203],[-103.4748,20.78084],[-103.4714,20.77963],[-103.46854,20.7786],[-103.46518,20.77739]]}}
Línea 230.0 kV | LineString | 230.0 kV |  |  |  | CFE |  |  |  |  | OpenStreetMap | {"type":"Feature","properties":{},"geometry":{"type":"LineString","coordinates":[[-103.56283,20.41841],[-103.5631,20.42078],[-103.56353,20.42416],[-103.56407,20.42868],[-103.56434,20.43088],[-103.5649,20.43552],[-103.56526,20.43843],[-103.5655,20.44217],[-103.56588,20.44737],[-103.56607,20.45057],[-103.56636,20.45461],[-103.56681,20.46089],[-103.5672,20.46653],[-103.56751,20.47128],[-103.56772,20.47432],[-103.56815,20.48031],[-103.56837,20.48377],[-103.56858,20.48694],[-103.56882,20.49029],[-103.56908,20.4939],[-103.5693,20.49717],[-103.56949,20.50014],[-103.5696,20.50151],[-103.56973,20.50347],[-103.56997,20.50689],[-103.57019,20.51037],[-103.57041,20.51343],[-103.57064,20.51668],[-103.57085,20.51964],[-103.57106,20.52278],[-103.57121,20.52503],[-103.57148,20.52911],[-103.57174,20.53271],[-103.57195,20.53563],[-103.57215,20.53877],[-103.57239,20.54221],[-103.5726,20.54535],[-103.57275,20.54781],[-103.57301,20.55146],[-103.57327,20.55504],[-103.57352,20.55861],[-103.57375,20.56205],[-103.57402,20.56617],[-103.57429,20.5698],[-103.57448,20.57279],[-103.57467,20.57567],[-103.5749,20.57886],[-103.57524,20.58394],[-103.57551,20.58745],[-103.57573,20.59107],[-103.5761,20.59628],[-103.57625,20.59869],[-103.57648,20.60252],[-103.57704,20.61002],[-103.57839,20.61545],[-103.57928,20.61906],[-103.58011,20.62234],[-103.5809,20.62552],[-103.58176,20.62912],[-103.58375,20.63716],[-103.58522,20.64308],[-103.58593,20.6459],[-103.58668,20.64896],[-103.58769,20.65301],[-103.58836,20.65573],[-103.58794,20.65822],[-103.58746,20.66121],[-103.58709,20.66347],[-103.58652,20.6667],[-103.5859,20.67049],[-103.58495,20.67626],[-103.58414,20.68103],[-103.58361,20.68424],[-103.58284,20.68897],[-103.58245,20.69137],[-103.582,20.69415],[-103.58162,20.69646],[-103.58092,20.70086],[-103.58053,20.70294],[-103.57652,20.70605],[-103.57408,20.70796],[-103.5722,20.70944],[-103.56827,20.71241],[-103.56453,20.71532],[-103.56198,20.71729],[-103.55879,20.71972],[-103.55557,20.72223],[-103.55229,20.72475],[-103.54876,20.7275],[-103.54746,20.73016],[-103.5458,20.73338],[-103.54456,20.73592],[-103.54307,20.73893],[-103.54153,20.742],[-103.5402,20.74465],[-103.53895,20.74722],[-103.53741,20.75024],[-103.53586,20.75337],[-103.53435,20.75638],[-103.53272,20.75955],[-103.53141,20.76217],[-103.53005,20.7649],[-103.52873,20.76756],[-103.52761,20.76978],[-103.52518,20.77232],[-103.5229,20.77471],[-103.52066,20.77704],[-103.51835,20.7795],[-103.51599,20.78192],[-103.51373,20.78432],[-103.51163,20.78649],[-103.5097,20.78853],[-103.50619,20.78884],[-103.50424,20.78753]]}}
Línea 230.0 kV | LineString | 230.0 kV | 2 |  |  | CFE |  |  |  |  | OpenStreetMap | {"type":"Feature","properties":{},"geometry":{"type":"LineString","coordinates":[[-102.28712,21.63145],[-102.28758,21.62802],[-102.28814,21.62389],[-102.28865,21.62013],[-102.28915,21.61646],[-102.2897,21.61242],[-102.29025,21.60839],[-102.2907,21.60499],[-102.29326,21.60161],[-102.29556,21.59857],[-102.2976,21.59589],[-102.29948,21.5934],[-102.30202,21.59004],[-102.30442,21.58687],[-102.30689,21.58362],[-102.30933,21.58039],[-102.31165,21.57733],[-102.31398,21.57423],[-102.3164,21.57105],[-102.31897,21.56765],[-102.32138,21.56447],[-102.32372,21.56136],[-102.32624,21.55801],[-102.32861,21.55489],[-102.33098,21.55176],[-102.33142,21.54798],[-102.33192,21.54376],[-102.33238,21.53995],[-102.33286,21.53591],[-102.33325,21.53259],[-102.33379,21.52791],[-102.33399,21.52617],[-102.33442,21.52246],[-102.33474,21.51977],[-102.33522,21.51574],[-102.33568,21.51186],[-102.33615,21.50786],[-102.33662,21.50386],[-102.33708,21.49979],[-102.33755,21.49592],[-102.33773,21.49434],[-102.33886,21.49108],[-102.34032,21.48679],[-102.34147,21.48342],[-102.34285,21.47938],[-102.34411,21.47573],[-102.34519,21.47256],[-102.34714,21.46986],[-102.34935,21.46679],[-102.35173,21.46348],[-102.35376,21.46065],[-102.35556,21.45814],[-102.35839,21.45421],[-102.36038,21.45143],[-102.36267,21.44826],[-102.36513,21.44481],[-102.3675,21.44154],[-102.36984,21.43828],[-102.37186,21.43546],[-102.37414,21.4323],[-102.37567,21.43019],[-102.37789,21.42713],[-102.38047,21.42355],[-102.38263,21.42053],[-102.38498,21.41729],[-102.38748,21.41378],[-102.38965,21.41073],[-102.39199,21.40749],[-102.39445,21.40405],[-102.39683,21.40075],[-102.39907,21.39764],[-102.40161,21.3941],[-102.40372,21.39117],[-102.40641,21.38742],[-102.40849,21.38451],[-102.41119,21.38076],[-102.41324,21.37789],[-102.41585,21.37425],[-102.417,21.3707],[-102.41785,21.36806],[-102.41894,21.36472],[-102.42038,21.36027],[-102.42143,21.35699],[-102.42269,21.35312],[-102.42392,21.34929],[-102.42516,21.34545],[-102.42614,21.34241],[-102.42764,21.33774],[-102.4282,21.336],[-102.42972,21.33427]]}}
Línea 230.0 kV | LineString | 230.0 kV | 1 |  |  | CFE |  |  |  |  | OpenStreetMap | {"type":"Feature","properties":{},"geometry":{"type":"LineString","coordinates":[[-102.28635,21.64151],[-102.28703,21.63798],[-102.28739,21.63566],[-102.2878,21.63306],[-102.28712,21.63145]]}}
Línea 230.0 kV | LineString | 230.0 kV | 1 |  |  | CFE |  |  |  |  | OpenStreetMap | {"type":"Feature","properties":{},"geometry":{"type":"LineString","coordinates":[[-101.25285,21.82064],[-101.25257,21.82134],[-101.2507,21.82211],[-101.24619,21.82063],[-101.24313,21.81963],[-101.23887,21.81823],[-101.2362,21.81736],[-101.23174,21.81853],[-101.22898,21.81926],[-101.22607,21.82003],[-101.22263,21.82094],[-101.21891,21.82192],[-101.21558,21.8228],[-101.21301,21.82347],[-101.20633,21.82522],[-101.20491,21.8256],[-101.19444,21.82837],[-101.18763,21.83016],[-101.18321,21.83133],[-101.18061,21.83075],[-101.17626,21.82979],[-101.17209,21.82886],[-101.16906,21.82818],[-101.16474,21.82722],[-101.16053,21.82628],[-101.15624,21.82533],[-101.15411,21.82485],[-101.15074,21.82411],[-101.14718,21.82332],[-101.14331,21.82245],[-101.14052,21.82183],[-101.13679,21.82101],[-101.13225,21.81999],[-101.12864,21.81919],[-101.12524,21.81841],[-101.12192,21.81766],[-101.11939,21.81711],[-101.11588,21.81634],[-101.11187,21.81543],[-101.10712,21.81438],[-101.10438,21.81376],[-101.10091,21.813],[-101.09683,21.81209],[-101.09331,21.8113],[-101.0885,21.81024],[-101.08466,21.80936],[-101.08061,21.80844],[-101.07798,21.8079],[-101.07546,21.8073],[-101.07241,21.80665],[-101.06807,21.80567],[-101.06302,21.80456],[-101.05923,21.8037],[-101.05667,21.80313],[-101.05263,21.80221],[-101.0474,21.80107],[-101.04277,21.80001],[-101.03882,21.79916],[-101.03612,21.79856],[-101.03309,21.79913],[-101.02937,21.79986],[-101.02511,21.80064],[-101.02142,21.80139],[-101.01767,21.80213],[-101.01397,21.80283],[-101.0104,21.80352],[-101.00697,21.80419],[-101.00328,21.8049],[-100.99993,21.80553],[-100.99701,21.8061],[-100.99378,21.8067],[-100.99059,21.80733],[-100.98708,21.80801],[-100.98358,21.80868],[-100.98051,21.80929],[-100.97702,21.80995],[-100.97352,21.81062],[-100.97004,21.81129],[-100.96689,21.8119],[-100.96368,21.81253],[-100.96055,21.81312],[-100.95769,21.81453],[-100.95523,21.81571],[-100.95248,21.81705],[-100.94908,21.81869],[-100.94566,21.82035],[-100.94268,21.8218],[-100.93955,21.82332],[-100.93634,21.82488],[-100.93308,21.82646],[-100.93086,21.82752],[-100.93024,21.82971],[-100.9316,21.831],[-100.93216,21.83116]]}}
Línea 230.0 kV | LineString | 230.0 kV | 2 |  |  | CFE |  |  |  |  | OpenStreetMap | {"type":"Feature","properties":{},"geometry":{"type":"LineString","coordinates":[[-100.57828,20.91044],[-100.5761,20.9104],[-100.57221,20.91182],[-100.56815,20.91328],[-100.56425,20.9147],[-100.56109,20.91584],[-100.55758,20.91712]]}}
Línea 230.0 kV | LineString | 230.0 kV |  |  |  | CFE |  |  |  |  | OpenStreetMap | {"type":"Feature","properties":{},"geometry":{"type":"LineString","coordinates":[[-99.27887,20.06453],[-99.28231,20.0659],[-99.28583,20.06731],[-99.28908,20.06861],[-99.29233,20.06989],[-99.29594,20.07134],[-99.29956,20.07279],[-99.30312,20.0742],[-99.30677,20.07566],[-99.3101,20.07699],[-99.31395,20.07852],[-99.31788,20.07843],[-99.32092,20.07836],[-99.3241,20.07831],[-99.32693,20.07821],[-99.33123,20.07809],[-99.33544,20.07799],[-99.33887,20.07791],[-99.34268,20.07782],[-99.34771,20.07769],[-99.35143,20.07759],[-99.35699,20.07745],[-99.36075,20.07735],[-99.36542,20.07724],[-99.37094,20.07713],[-99.37667,20.07886],[-99.38023,20.07992],[-99.38414,20.08111],[-99.38783,20.08222],[-99.39098,20.08316],[-99.39492,20.08436],[-99.39884,20.08553],[-99.40242,20.08663],[-99.4059,20.08767],[-99.40976,20.08884],[-99.41598,20.09073],[-99.41888,20.0916],[-99.42257,20.0927],[-99.42698,20.09403],[-99.43075,20.09516],[-99.43409,20.09617],[-99.43818,20.09741],[-99.44176,20.09849],[-99.44531,20.09956],[-99.44856,20.10053],[-99.45368,20.10208],[-99.45767,20.10328],[-99.46151,20.10444],[-99.46494,20.10547],[-99.4689,20.10666],[-99.4729,20.10786],[-99.4781,20.10943],[-99.48171,20.11052],[-99.48195,20.11059]]}}
Línea 230.0 kV | LineString | 230.0 kV | 1 |  |  | CFE |  |  |  |  | OpenStreetMap | {"type":"Feature","properties":{},"geometry":{"type":"LineString","coordinates":[[-100.11805,20.46469],[-100.11561,20.46749],[-100.113,20.46547],[-100.10999,20.46279],[-100.10711,20.46019],[-100.10416,20.45758],[-100.10114,20.45486],[-100.09841,20.45239],[-100.0955,20.44984],[-100.09265,20.44727],[-100.08963,20.44451],[-100.08684,20.44202],[-100.08417,20.43963],[-100.08099,20.43679],[-100.07771,20.43385],[-100.0747,20.43116],[-100.0718,20.42855],[-100.06886,20.42596],[-100.06591,20.42329],[-100.06301,20.42072],[-100.06006,20.41807],[-100.05734,20.41564],[-100.05464,20.41323],[-100.05186,20.41074],[-100.04898,20.40818],[-100.04549,20.40502],[-100.04271,20.40256],[-100.03965,20.39983],[-100.03682,20.39729],[-100.03373,20.39452],[-100.02971,20.39095],[-100.0267,20.38826],[-100.02374,20.3856],[-100.0213,20.38342],[-100.01905,20.38109],[-100.0159,20.37783],[-100.01252,20.37431],[-100.01002,20.3717],[-100.00701,20.36858],[-100.00453,20.366],[-100.00365,20.36513],[-100.00203,20.3634],[-99.99841,20.35967],[-99.99626,20.35744],[-99.99425,20.35535],[-99.99116,20.35214],[-99.988,20.34883],[-99.98538,20.34614],[-99.9819,20.34249],[-99.97871,20.33918],[-99.97576,20.33611],[-99.97219,20.3324],[-99.9691,20.32919],[-99.96619,20.32591],[-99.96429,20.32292],[-99.96197,20.32057],[-99.9616,20.32019]]}}
Línea 230.0 kV | LineString | 230.0 kV |  |  |  | CFE |  |  |  |  | OpenStreetMap | {"type":"Feature","properties":{},"geometry":{"type":"LineString","coordinates":[[-99.96366,20.41948],[-99.96652,20.41804],[-99.96671,20.41628],[-99.96675,20.41471],[-99.96688,20.41461],[-99.96697,20.41454]]}}
Línea 230.0 kV | LineString | 230.0 kV |  |  |  | CFE |  |  |  |  | OpenStreetMap | {"type":"Feature","properties":{},"geometry":{"type":"LineString","coordinates":[[-100.11605,20.46775],[-100.11805,20.46469]]}}
Línea 230.0 kV | LineString | 230.0 kV |  |  |  | CFE |  |  |  |  | OpenStreetMap | {"type":"Feature","properties":{},"geometry":{"type":"LineString","coordinates":[[-99.96366,20.41948],[-99.96696,20.41847],[-99.96715,20.4167],[-99.96709,20.41505],[-99.96721,20.41495],[-99.96731,20.41487]]}}
Línea 230.0 kV | LineString | 230.0 kV | 2 |  |  | CFE |  |  |  |  | OpenStreetMap | {"type":"Feature","properties":{},"geometry":{"type":"LineString","coordinates":[[-100.1198,20.45885],[-100.11974,20.45965],[-100.11845,20.4615],[-100.11805,20.46469]]}}
Línea 230.0 kV | LineString | 230.0 kV |  |  |  | CFE |  |  |  |  | OpenStreetMap | {"type":"Feature","properties":{},"geometry":{"type":"LineString","coordinates":[[-99.96792,20.42908],[-99.96738,20.4291],[-99.96548,20.42926],[-99.96383,20.42735],[-99.96241,20.42569],[-99.96295,20.42301],[-99.96366,20.41948]]}}
Línea 230.0 kV | LineString | 230.0 kV | 1 |  |  | CFE |  |  |  |  | OpenStreetMap | {"type":"Feature","properties":{},"geometry":{"type":"LineString","coordinates":[[-100.07393,20.46264],[-100.07451,20.46236],[-100.07719,20.46193],[-100.08203,20.46189],[-100.08471,20.46188],[-100.08712,20.46236],[-100.08971,20.46287],[-100.09244,20.46341],[-100.09599,20.46413],[-100.09963,20.46486],[-100.10282,20.46549],[-100.10632,20.46621],[-100.11075,20.46708],[-100.11342,20.46763],[-100.11611,20.46786],[-100.11854,20.46481],[-100.11895,20.46152],[-100.12002,20.45965],[-100.12011,20.45889]]}}
Línea 230.0 kV | LineString | 230.0 kV |  |  |  | Comisión Federal de Electricidad |  |  |  |  | OpenStreetMap | {"type":"Feature","properties":{},"geometry":{"type":"LineString","coordinates":[[-109.90505,27.52747],[-109.90306,27.52704],[-109.90113,27.52437],[-109.8992,27.52163],[-109.89704,27.51868],[-109.8949,27.51571],[-109.89267,27.51262],[-109.89065,27.50981],[-109.88851,27.50681],[-109.88627,27.5037],[-109.88409,27.50066],[-109.88284,27.49892],[-109.88066,27.49588],[-109.87849,27.49284],[-109.87619,27.48964],[-109.8741,27.48675],[-109.87207,27.4839],[-109.87015,27.48124],[-109.86835,27.47872],[-109.86657,27.47621],[-109.86476,27.47372],[-109.86293,27.47114],[-109.86111,27.46864],[-109.85915,27.46589],[-109.85707,27.46298],[-109.85489,27.45996],[-109.85257,27.4567],[-109.85039,27.45367],[-109.84828,27.45069],[-109.8459,27.4474],[-109.84376,27.44443],[-109.84154,27.44133],[-109.83931,27.4382],[-109.83778,27.43607],[-109.83608,27.43434]]}}
Línea 230.0 kV | LineString | 230.0 kV |  |  |  | CFE |  |  |  |  | OpenStreetMap | {"type":"Feature","properties":{},"geometry":{"type":"LineString","coordinates":[[-104.56904,23.96509],[-104.56834,23.96555],[-104.56767,23.96593],[-104.56483,23.96689],[-104.56178,23.96796],[-104.55746,23.96947],[-104.55314,23.97098],[-104.54905,23.97239],[-104.54496,23.97382],[-104.54215,23.97477],[-104.54046,23.97558],[-104.53884,23.97746],[-104.53691,23.97969],[-104.53496,23.98195],[-104.53277,23.9845],[-104.53071,23.98687],[-104.52859,23.98933],[-104.52426,23.99434],[-104.52209,23.99686],[-104.52035,23.99886],[-104.51833,24.0012],[-104.51628,24.00358],[-104.51417,24.00601],[-104.5121,24.00841],[-104.51002,24.01083],[-104.50793,24.01325],[-104.50589,24.01561],[-104.50379,24.01803],[-104.50206,24.02003],[-104.50087,24.0214],[-104.4987,24.02392],[-104.49666,24.02627],[-104.49456,24.0287],[-104.49243,24.03117],[-104.49035,24.03358],[-104.48829,24.03596],[-104.48624,24.03833],[-104.4842,24.04073],[-104.48211,24.04311],[-104.48005,24.04549],[-104.47797,24.04791],[-104.47588,24.05031],[-104.47377,24.05275],[-104.47152,24.05535],[-104.46897,24.05664],[-104.46616,24.05804],[-104.46341,24.05943],[-104.46079,24.06073],[-104.46018,24.06418],[-104.46073,24.06642],[-104.45966,24.06753],[-104.45698,24.06937],[-104.45432,24.07119],[-104.45179,24.07292],[-104.44912,24.07475],[-104.4464,24.07663],[-104.44368,24.07848],[-104.44089,24.08041],[-104.43809,24.08233],[-104.43726,24.08556],[-104.43633,24.08916],[-104.43544,24.09267],[-104.43465,24.09578],[-104.43378,24.09919],[-104.43292,24.10258],[-104.43218,24.10544],[-104.43131,24.10883],[-104.43043,24.11229],[-104.42957,24.11568],[-104.42871,24.11903],[-104.42786,24.12238],[-104.42696,24.12592],[-104.42613,24.12915],[-104.42528,24.1325],[-104.42433,24.13622],[-104.42516,24.13944],[-104.426,24.14269],[-104.4268,24.14579],[-104.42761,24.14892],[-104.42845,24.1522],[-104.4293,24.15548],[-104.43015,24.15874],[-104.43084,24.16142],[-104.43152,24.16403],[-104.43238,24.16739],[-104.4331,24.17013],[-104.4339,24.17326],[-104.43466,24.17619],[-104.4355,24.17939],[-104.43631,24.18255],[-104.43716,24.18583],[-104.43803,24.18922],[-104.4389,24.19251],[-104.43975,24.19585],[-104.4406,24.19911],[-104.44145,24.20239],[-104.4423,24.20564],[-104.44318,24.20906],[-104.444,24.21229],[-104.4465,24.21406],[-104.44892,24.21577],[-104.45143,24.21753],[-104.45388,24.21927],[-104.45633,24.22102],[-104.45878,24.22275],[-104.46041,24.22391],[-104.46246,24.22535],[-104.46548,24.22747],[-104.46814,24.22938],[-104.47012,24.23076],[-104.47278,24.23265],[-104.47607,24.23111],[-104.47663,24.23077]]}}
Línea 230.0 kV | LineString | 230.0 kV | 4 |  |  | CFE |  |  |  |  | OpenStreetMap | {"type":"Feature","properties":{},"geometry":{"type":"LineString","coordinates":[[-104.56618,23.96774],[-104.5632,23.9687],[-104.55987,23.96979],[-104.55571,23.97115],[-104.55173,23.97247],[-104.54812,23.97364],[-104.5449,23.97469],[-104.54243,23.97765],[-104.53976,23.98087],[-104.53715,23.98394],[-104.53457,23.98702],[-104.53203,23.99009],[-104.52958,23.99303],[-104.52766,23.99529],[-104.52554,23.99784],[-104.52287,24.00102],[-104.52023,24.00418],[-104.51766,24.00727],[-104.51579,24.00947],[-104.51394,24.0117],[-104.51165,24.01444],[-104.50913,24.01744],[-104.50885,24.02076]]}}
Línea 230.0 kV | LineString | 230.0 kV |  |  |  | CFE |  |  |  |  | OpenStreetMap | {"type":"Feature","properties":{},"geometry":{"type":"LineString","coordinates":[[-112.21198,30.73099],[-112.21167,30.73122],[-112.21021,30.73148],[-112.2061,30.73219],[-112.20242,30.73282],[-112.19864,30.73347],[-112.19483,30.73412],[-112.19108,30.73477],[-112.18735,30.73541],[-112.18356,30.73606],[-112.18091,30.73652],[-112.17679,30.73724],[-112.17341,30.73781],[-112.17001,30.73739],[-112.16628,30.73695],[-112.16226,30.73643],[-112.15824,30.73592],[-112.15449,30.73545],[-112.14816,30.73469],[-112.14463,30.73423],[-112.14091,30.73378],[-112.13718,30.7333],[-112.13345,30.73285],[-112.12979,30.73239],[-112.12615,30.73194],[-112.12254,30.73148],[-112.11885,30.73102],[-112.11548,30.73059],[-112.11254,30.73024],[-112.10923,30.72981],[-112.10545,30.72935],[-112.10174,30.72888],[-112.09808,30.72842],[-112.09434,30.72794],[-112.09055,30.72748],[-112.08689,30.72702],[-112.08315,30.72655],[-112.07947,30.7261],[-112.07575,30.72563],[-112.07234,30.7252],[-112.06942,30.72485],[-112.06669,30.72389],[-112.06402,30.72298],[-112.06065,30.72179],[-112.0568,30.72045],[-112.05331,30.71923],[-112.0499,30.71804],[-112.04709,30.71708],[-112.04361,30.71582],[-112.04009,30.71463],[-112.03663,30.71341],[-112.03312,30.71221],[-112.02937,30.71086],[-112.0256,30.7096],[-112.02217,30.70838],[-112.01857,30.70715],[-112.01511,30.70592],[-112.01163,30.70469],[-112.00823,30.70352],[-112.00485,30.70235],[-112.00129,30.70109],[-111.9978,30.69988],[-111.99438,30.6987],[-111.99082,30.69743],[-111.9873,30.69622],[-111.98467,30.69531],[-111.9812,30.69409],[-111.9775,30.69282],[-111.97478,30.69185],[-111.97066,30.69152],[-111.96655,30.6912],[-111.96243,30.69087],[-111.95832,30.69054],[-111.95453,30.69023],[-111.95078,30.68994],[-111.94698,30.68964],[-111.94319,30.68933],[-111.93935,30.68901],[-111.93549,30.6887],[-111.93165,30.68839],[-111.92772,30.68808],[-111.92395,30.68777],[-111.9201,30.68746],[-111.91612,30.68714],[-111.91233,30.68684],[-111.90834,30.68651],[-111.90449,30.68621],[-111.90104,30.68593],[-111.89694,30.68561],[-111.89278,30.68528],[-111.88872,30.68494],[-111.88519,30.68466],[-111.88205,30.68441],[-111.87907,30.68416],[-111.8753,30.68386],[-111.87117,30.68352],[-111.86704,30.68319],[-111.8633,30.68289],[-111.85946,30.68258],[-111.85557,30.68226],[-111.85172,30.68195],[-111.84789,30.68166],[-111.84422,30.68135],[-111.84051,30.68105],[-111.83681,30.68074],[-111.83326,30.68046],[-111.82969,30.68018],[-111.82605,30.67988],[-111.8224,30.67959],[-111.81883,30.67929],[-111.81523,30.679],[-111.81157,30.67869],[-111.80803,30.67843],[-111.80407,30.67809],[-111.79992,30.67775],[-111.79585,30.67743],[-111.79178,30.67709],[-111.78792,30.67677],[-111.78227,30.67634],[-111.77738,30.67461],[-111.77342,30.67323],[-111.76955,30.67186],[-111.76589,30.67056],[-111.76211,30.66921],[-111.75828,30.66785],[-111.75618,30.6671],[-111.75332,30.66609],[-111.7494,30.66469],[-111.74571,30.66338],[-111.74251,30.66224],[-111.73866,30.66088],[-111.7351,30.65961],[-111.7318,30.65844],[-111.72844,30.65724],[-111.72477,30.65594],[-111.72101,30.65462],[-111.71723,30.65328],[-111.71351,30.65196],[-111.70971,30.65061],[-111.7061,30.64933],[-111.70244,30.64803],[-111.69869,30.6467],[-111.69489,30.64535],[-111.691,30.64397],[-111.68714,30.6426],[-111.6835,30.6413],[-111.67986,30.64001],[-111.67587,30.63859],[-111.67222,30.6373],[-111.6686,30.63601],[-111.66493,30.63471],[-111.66191,30.63364],[-111.65912,30.63265],[-111.65583,30.63148],[-111.65206,30.63014],[-111.64838,30.62883],[-111.64462,30.62749],[-111.64085,30.62616],[-111.63718,30.62483],[-111.63341,30.62351],[-111.62964,30.62217],[-111.62587,30.62083],[-111.62213,30.61951],[-111.61845,30.6182],[-111.61478,30.61688],[-111.61101,30.61553],[-111.60767,30.61434],[-111.60489,30.61335],[-111.60195,30.6123],[-111.59845,30.61108],[-111.59467,30.60972],[-111.59087,30.60837],[-111.58706,30.607],[-111.5833,30.60566],[-111.57942,30.60428],[-111.57566,30.60294],[-111.57198,30.6016],[-111.56819,30.60025],[-111.56437,30.59889],[-111.56066,30.59757],[-111.5569,30.59623],[-111.55342,30.59499],[-111.55014,30.59381],[-111.54753,30.59289],[-111.54314,30.59133],[-111.53849,30.5909],[-111.53402,30.59047],[-111.5291,30.59001],[-111.52555,30.58969],[-111.52171,30.58931],[-111.51813,30.58898],[-111.51522,30.58871],[-111.51171,30.58837],[-111.50786,30.58801],[-111.50389,30.58764],[-111.50005,30.58728],[-111.49708,30.58699],[-111.49416,30.58672],[-111.49079,30.58643],[-111.4878,30.58614],[-111.4853,30.58591],[-111.48174,30.58556],[-111.4772,30.58513],[-111.4745,30.58488],[-111.47125,30.58457],[-111.46774,30.58424],[-111.46373,30.58387],[-111.45994,30.58351],[-111.45588,30.58313],[-111.45235,30.58279],[-111.44852,30.58242],[-111.44456,30.58207],[-111.44041,30.58167],[-111.43665,30.58131],[-111.43303,30.58097],[-111.42968,30.58067],[-111.42425,30.58015],[-111.41885,30.57965],[-111.41369,30.57915],[-111.40849,30.57866],[-111.40495,30.57833],[-111.40111,30.57796],[-111.39675,30.57754],[-111.39236,30.57713],[-111.38831,30.57675],[-111.38414,30.57638],[-111.38071,30.57603],[-111.37697,30.57568],[-111.37345,30.57536],[-111.36969,30.57499],[-111.36545,30.5746],[-111.36168,30.57424],[-111.35814,30.5739],[-111.35443,30.57355],[-111.35156,30.57327],[-111.3483,30.57297],[-111.34479,30.57261],[-111.34127,30.57228],[-111.33733,30.57192],[-111.33422,30.5716],[-111.33092,30.57129],[-111.3268,30.57091],[-111.32325,30.57059],[-111.31992,30.57026],[-111.31695,30.56998],[-111.31366,30.56966],[-111.31014,30.56933],[-111.3064,30.56898],[-111.30256,30.5686],[-111.29869,30.56824],[-111.29516,30.5679],[-111.29172,30.56757],[-111.28787,30.56721],[-111.2839,30.56682],[-111.27995,30.56645],[-111.2761,30.56609],[-111.2723,30.56572],[-111.2683,30.56535],[-111.26446,30.56496],[-111.26064,30.5646],[-111.25677,30.56423],[-111.25291,30.56387],[-111.24907,30.56349],[-111.24519,30.56313],[-111.24131,30.56275],[-111.23752,30.5624],[-111.23364,30.56203],[-111.22988,30.56166],[-111.22627,30.56134],[-111.22262,30.56097],[-111.21868,30.56059],[-111.21483,30.56021],[-111.21095,30.55986],[-111.20737,30.55952],[-111.20431,30.55923],[-111.20165,30.55809],[-111.19807,30.55659],[-111.1951,30.55533],[-111.19184,30.55395],[-111.18809,30.55237],[-111.18462,30.5509],[-111.18031,30.54907],[-111.17667,30.54752],[-111.17289,30.54594],[-111.17059,30.54495],[-111.16741,30.54361],[-111.16367,30.54203],[-111.16006,30.5405],[-111.1567,30.53843],[-111.15431,30.53694],[-111.15098,30.5349],[-111.14782,30.53297],[-111.14571,30.53168],[-111.14272,30.52983],[-111.13885,30.52746],[-111.1345,30.52477],[-111.13147,30.52507]]}}
Línea 230.0 kV | LineString | 230.0 kV |  |  |  | CFE |  |  |  |  | OpenStreetMap | {"type":"Feature","properties":{},"geometry":{"type":"LineString","coordinates":[[-96.7828,16.90198],[-96.78215,16.90209]]}}
Línea 230.0 kV | LineString | 230.0 kV | 3 |  |  | CFE |  |  |  |  | OpenStreetMap | {"type":"Feature","properties":{},"geometry":{"type":"LineString","coordinates":[[-96.78882,16.90337],[-96.78545,16.90257],[-96.7828,16.90198]]}}
Línea 230.0 kV | LineString | 230.0 kV |  |  |  | CFE |  |  |  |  | OpenStreetMap | {"type":"Feature","properties":{},"geometry":{"type":"LineString","coordinates":[[-96.7828,16.90198],[-96.78223,16.90175]]}}
Línea 230.0 kV | LineString | 230.0 kV | 1 |  |  | CFE |  |  |  |  | OpenStreetMap | {"type":"Feature","properties":{},"geometry":{"type":"LineString","coordinates":[[-96.78821,17.12358],[-96.78813,17.12423],[-96.78857,17.12695],[-96.79052,17.12993],[-96.79292,17.13355],[-96.79609,17.13586],[-96.79852,17.13765],[-96.80077,17.13937],[-96.80374,17.14152],[-96.80611,17.14327],[-96.80777,17.1436],[-96.81223,17.14455],[-96.81557,17.14526],[-96.81972,17.14615],[-96.82126,17.14808],[-96.82271,17.14983],[-96.82441,17.15204],[-96.82577,17.15387],[-96.82842,17.15717],[-96.83018,17.15939],[-96.83305,17.16311],[-96.83598,17.1668],[-96.83919,17.17086],[-96.84156,17.17386],[-96.84387,17.17694],[-96.8468,17.18123],[-96.84918,17.18475],[-96.85091,17.18735],[-96.85298,17.19046],[-96.85533,17.19395],[-96.85733,17.19701],[-96.85981,17.20075],[-96.86187,17.20376],[-96.86318,17.20572],[-96.86556,17.2093],[-96.86743,17.21211],[-96.87011,17.21614],[-96.87419,17.22217],[-96.87562,17.22434],[-96.87728,17.22681],[-96.87948,17.23013],[-96.88085,17.23213],[-96.88309,17.23543],[-96.88514,17.23856],[-96.8876,17.24219],[-96.88976,17.24542],[-96.89231,17.24927],[-96.89444,17.25251],[-96.89696,17.25636],[-96.90032,17.26125],[-96.90192,17.26377],[-96.90512,17.26846],[-96.90805,17.27289],[-96.91093,17.27712],[-96.91469,17.28276],[-96.91737,17.28679],[-96.92062,17.29166],[-96.92166,17.29316],[-96.92653,17.30051],[-96.92853,17.3059],[-96.9292,17.30895],[-96.93041,17.31399],[-96.93113,17.31748],[-96.93256,17.32359],[-96.9335,17.32756],[-96.9341,17.33045],[-96.93547,17.33609],[-96.93614,17.33896],[-96.9352,17.34226],[-96.93463,17.34428],[-96.93375,17.34756],[-96.93246,17.35221],[-96.93177,17.35475],[-96.93086,17.35806],[-96.92919,17.36424],[-96.92828,17.36746],[-96.92706,17.37195],[-96.92641,17.37429],[-96.92763,17.38128],[-96.92795,17.38285],[-96.92845,17.38568],[-96.92928,17.39039],[-96.9295,17.39164],[-96.9306,17.39786],[-96.93091,17.39962],[-96.93136,17.40226],[-96.93193,17.40542],[-96.93295,17.41122],[-96.93321,17.41275],[-96.93399,17.41713],[-96.93428,17.41883],[-96.93536,17.425],[-96.93598,17.42845],[-96.93679,17.43302],[-96.93708,17.43467],[-96.93799,17.43984],[-96.93864,17.44347],[-96.93946,17.44814],[-96.94038,17.45335],[-96.94073,17.45533],[-96.9416,17.46032],[-96.94233,17.46447],[-96.94262,17.46612],[-96.94403,17.47423],[-96.94445,17.47657],[-96.94523,17.48092],[-96.94538,17.48181],[-96.94554,17.48509],[-96.94567,17.48786],[-96.94597,17.49322],[-96.94627,17.49887],[-96.94645,17.50251],[-96.9466,17.50511],[-96.94678,17.50853],[-96.9469,17.51104],[-96.947,17.51289],[-96.94721,17.517],[-96.94738,17.52039],[-96.94769,17.52652],[-96.94777,17.52797],[-96.94808,17.5339],[-96.94829,17.53839],[-96.94855,17.54303],[-96.94881,17.54775],[-96.949,17.55183],[-96.94909,17.55383],[-96.94934,17.55813],[-96.94948,17.5605],[-96.94979,17.56664],[-96.94992,17.569],[-96.95028,17.57635],[-96.95043,17.57944],[-96.95063,17.58295],[-96.9509,17.58817],[-96.95106,17.59114],[-96.95115,17.59318],[-96.95146,17.59915],[-96.95073,17.60445],[-96.95046,17.60635],[-96.94976,17.61156],[-96.94909,17.61639],[-96.94835,17.62161],[-96.94796,17.62469],[-96.94729,17.62937],[-96.94685,17.63259],[-96.94661,17.63421],[-96.94625,17.63691],[-96.94602,17.63856],[-96.9454,17.64292],[-96.94478,17.64749],[-96.94401,17.65304],[-96.94334,17.65791],[-96.94274,17.66225],[-96.94241,17.66468],[-96.94195,17.66798],[-96.94155,17.67088],[-96.94084,17.67608],[-96.94026,17.68028],[-96.94,17.68221],[-96.93978,17.68377],[-96.93883,17.6909],[-96.93826,17.69491],[-96.93775,17.69863],[-96.93857,17.70125],[-96.93957,17.70449],[-96.94021,17.70652],[-96.94171,17.71131],[-96.94236,17.71342],[-96.94361,17.7174],[-96.94503,17.72186],[-96.94617,17.72551],[-96.94692,17.7279],[-96.94769,17.73037],[-96.94926,17.73536],[-96.95151,17.74253],[-96.95318,17.74788],[-96.95374,17.74964],[-96.95401,17.75051],[-96.95447,17.75696],[-96.95342,17.75888],[-96.95191,17.7603],[-96.94754,17.7642],[-96.94557,17.76589],[-96.94391,17.7674],[-96.94165,17.76951],[-96.93799,17.77268],[-96.93317,17.77713],[-96.92962,17.78028],[-96.927,17.78265],[-96.92171,17.78747],[-96.9198,17.78909],[-96.91237,17.79568],[-96.91094,17.79698],[-96.9086,17.7991],[-96.90428,17.80295],[-96.90138,17.80555],[-96.89697,17.80948],[-96.8945,17.81134],[-96.88935,17.81521],[-96.88616,17.81758],[-96.88123,17.82131],[-96.8704,17.82945],[-96.86321,17.83483],[-96.85973,17.83742],[-96.85213,17.8431],[-96.8496,17.84497],[-96.84338,17.84965],[-96.83462,17.86042],[-96.83162,17.86404],[-96.82851,17.86787],[-96.81442,17.88517],[-96.81096,17.88942],[-96.80685,17.89449],[-96.8,17.90299],[-96.79358,17.91088],[-96.7925,17.91218],[-96.79038,17.91477],[-96.78746,17.91842],[-96.78459,17.922],[-96.78275,17.92417],[-96.78018,17.92736],[-96.77842,17.92953],[-96.77713,17.93106],[-96.77567,17.93296],[-96.77193,17.93755],[-96.76712,17.94363],[-96.76516,17.9459],[-96.76051,17.95165],[-96.75866,17.95397],[-96.75716,17.95574],[-96.75533,17.95608],[-96.74971,17.95721],[-96.74627,17.9579],[-96.7447,17.95814],[-96.73706,17.95967],[-96.72188,17.96244],[-96.72099,17.96266],[-96.71007,17.96463],[-96.70505,17.96551],[-96.70009,17.96653],[-96.6966,17.96724],[-96.69345,17.96779],[-96.68863,17.96865],[-96.68262,17.96981],[-96.6751,17.97134],[-96.67242,17.97179],[-96.6699,17.97389],[-96.66775,17.97562],[-96.66206,17.98015],[-96.66029,17.98157],[-96.65874,17.98287],[-96.65356,17.98707],[-96.65211,17.98817],[-96.6508,17.98916],[-96.64849,17.99113],[-96.64116,17.99694],[-96.63812,17.99953],[-96.63285,18.00395],[-96.62857,18.00715],[-96.62562,18.00949],[-96.62261,18.01178],[-96.62078,18.01309],[-96.61813,18.01536],[-96.61325,18.01939],[-96.61047,18.02155],[-96.60684,18.0245],[-96.60469,18.02617],[-96.5991,18.03071],[-96.59583,18.03336],[-96.58975,18.03822],[-96.58734,18.04016],[-96.58234,18.04418],[-96.57839,18.04736],[-96.57525,18.04989],[-96.57149,18.05291],[-96.56863,18.0552],[-96.56404,18.0589],[-96.56162,18.06081],[-96.55857,18.06326],[-96.55513,18.06603],[-96.55124,18.06915],[-96.54677,18.07274],[-96.54441,18.07463],[-96.54077,18.07755],[-96.53716,18.08044],[-96.53437,18.08268],[-96.53145,18.08501],[-96.52935,18.08671],[-96.52482,18.08801],[-96.52047,18.08925],[-96.51596,18.09054],[-96.51141,18.09184],[-96.50755,18.09295],[-96.50215,18.09449],[-96.49739,18.09586],[-96.49289,18.09712],[-96.49011,18.09792],[-96.48677,18.09888],[-96.48091,18.10055],[-96.47503,18.10223],[-96.46536,18.10498],[-96.46022,18.10646],[-96.45406,18.10821],[-96.45099,18.10909],[-96.44838,18.10983],[-96.44402,18.11107],[-96.44024,18.11216],[-96.43443,18.11381],[-96.42997,18.11508],[-96.42618,18.11617],[-96.42076,18.11772],[-96.41759,18.11861],[-96.41432,18.11955],[-96.41127,18.12041],[-96.40689,18.12382],[-96.40334,18.12728],[-96.40053,18.12879],[-96.39938,18.13344],[-96.3979,18.13936],[-96.39704,18.14284],[-96.39583,18.14765],[-96.39198,18.15176],[-96.38917,18.15472],[-96.38421,18.16],[-96.3825,18.1618],[-96.37726,18.17002],[-96.37376,18.1755],[-96.37376,18.17637],[-96.3739,18.18841],[-96.37767,18.19308],[-96.38207,18.19854],[-96.38617,18.20354],[-96.38945,18.2076],[-96.39121,18.20978],[-96.39511,18.21462],[-96.39681,18.21678],[-96.40085,18.22173],[-96.40449,18.22634],[-96.40521,18.22771],[-96.40551,18.22859],[-96.40649,18.23076]]}}
Línea 230.0 kV | LineString | 230.0 kV | 4 |  |  | CFE |  |  |  |  | OpenStreetMap | {"type":"Feature","properties":{},"geometry":{"type":"LineString","coordinates":[[-105.91536,28.44957],[-105.91547,28.45259],[-105.91564,28.45571],[-105.91804,28.45842],[-105.92049,28.46116],[-105.92296,28.46388],[-105.92536,28.46652],[-105.92746,28.46896],[-105.93004,28.47182],[-105.93242,28.47442],[-105.93465,28.47694],[-105.93626,28.47869],[-105.93859,28.48127],[-105.93994,28.48272],[-105.94293,28.48608],[-105.9454,28.48882],[-105.94803,28.49169],[-105.95053,28.49448],[-105.95289,28.49706],[-105.95532,28.49968],[-105.95732,28.50201],[-105.95948,28.5044],[-105.96158,28.50679],[-105.96377,28.50918],[-105.96622,28.51188],[-105.96879,28.51464],[-105.97131,28.51753],[-105.97367,28.52009],[-105.97613,28.52285],[-105.97847,28.52545],[-105.98118,28.52847],[-105.98373,28.53129],[-105.98657,28.53441],[-105.98867,28.53672],[-105.99176,28.54009],[-105.99396,28.54259],[-105.9961,28.54495],[-105.99789,28.54692],[-105.99987,28.54909],[-106.00216,28.55159],[-106.00313,28.5549],[-106.00416,28.5582],[-106.00524,28.56176],[-106.00631,28.56526],[-106.00744,28.56881],[-106.00855,28.57243],[-106.00944,28.57524]]}}
Línea 230.0 kV | LineString | 230.0 kV |  |  |  | CFE |  |  |  |  | OpenStreetMap | {"type":"Feature","properties":{},"geometry":{"type":"LineString","coordinates":[[-106.15068,28.55524],[-106.1491,28.55734],[-106.14748,28.55945],[-106.1441,28.56398],[-106.13519,28.56474],[-106.12378,28.56569],[-106.11897,28.56604],[-106.11474,28.56638],[-106.11122,28.56669],[-106.10676,28.56707],[-106.10183,28.56754],[-106.09613,28.56797],[-106.09098,28.56839],[-106.08492,28.56888],[-106.08022,28.56929],[-106.07156,28.57001],[-106.06725,28.57037],[-106.0628,28.57079],[-106.05923,28.57109],[-106.0544,28.57146],[-106.04783,28.57202],[-106.0416,28.57255],[-106.03823,28.57282],[-106.03272,28.57335],[-106.02851,28.57363],[-106.02395,28.57401],[-106.01971,28.57439],[-106.01566,28.5747],[-106.0115,28.57505],[-106.00944,28.57524]]}}
Línea 230.0 kV | LineString | 230.0 kV |  |  |  | CFE |  |  |  |  | OpenStreetMap | {"type":"Feature","properties":{},"geometry":{"type":"LineString","coordinates":[[-106.13398,28.73009],[-106.13322,28.73035],[-106.12919,28.73188],[-106.12525,28.73338],[-106.12149,28.7348],[-106.11766,28.73628],[-106.11489,28.73732],[-106.11077,28.73889],[-106.10726,28.74024],[-106.10353,28.74164],[-106.09978,28.74305],[-106.09666,28.74425],[-106.09448,28.74732],[-106.09221,28.75054],[-106.08989,28.75386],[-106.08747,28.7573],[-106.08591,28.75952],[-106.08421,28.7619],[-106.08233,28.76462],[-106.08048,28.76719],[-106.07797,28.77074],[-106.0753,28.77451],[-106.07315,28.77758],[-106.0706,28.78118],[-106.06728,28.78584],[-106.06586,28.7879],[-106.06463,28.79127],[-106.06395,28.79316],[-106.06221,28.79796],[-106.06146,28.80013],[-106.06099,28.80143]]}}
Línea 230.0 kV | LineString | 230.0 kV |  |  |  | CFE |  |  |  |  | OpenStreetMap | {"type":"Feature","properties":{},"geometry":{"type":"LineString","coordinates":[[-105.97394,28.60976],[-105.97404,28.6094],[-105.97434,28.60934],[-105.97274,28.60594],[-105.97147,28.6029],[-105.97025,28.60003],[-105.97076,28.59678],[-105.97118,28.59392],[-105.9716,28.59093],[-105.97412,28.58932],[-105.97734,28.58723],[-105.98067,28.58506],[-105.98405,28.58288],[-105.98727,28.58082],[-105.99075,28.57854],[-105.99388,28.57654],[-105.99742,28.57623],[-106.00097,28.57599],[-106.00418,28.57566],[-106.00762,28.5754],[-106.00944,28.57524]]}}
Línea 230.0 kV | LineString | 230.0 kV |  |  |  | CFE |  |  |  |  | OpenStreetMap | {"type":"Feature","properties":{},"geometry":{"type":"LineString","coordinates":[[-105.97394,28.60976],[-105.97284,28.61094],[-105.9724,28.61226],[-105.97189,28.61371],[-105.9714,28.61507],[-105.97093,28.61645],[-105.97047,28.61774],[-105.97012,28.61874],[-105.96965,28.6201],[-105.9692,28.62141],[-105.96763,28.62117],[-105.966,28.6209],[-105.96508,28.62076],[-105.96345,28.62049],[-105.96259,28.62035],[-105.96209,28.62027],[-105.96182,28.62183],[-105.96158,28.62321],[-105.96129,28.62478],[-105.96104,28.6262],[-105.96091,28.62756],[-105.96076,28.629],[-105.96061,28.63023],[-105.95877,28.63007],[-105.95687,28.62993],[-105.95583,28.63081],[-105.95476,28.6317],[-105.95355,28.63259],[-105.95264,28.63325],[-105.95163,28.63397],[-105.95029,28.63491],[-105.94911,28.63569],[-105.94791,28.63647],[-105.94888,28.63766],[-105.94985,28.63886],[-105.9502,28.63931]]}}
Línea 230.0 kV | LineString | 230.0 kV |  |  |  | CFE |  |  |  |  | OpenStreetMap | {"type":"Feature","properties":{},"geometry":{"type":"LineString","coordinates":[[-106.16349,28.58532],[-106.16299,28.58486],[-106.15952,28.58381],[-106.15577,28.58263],[-106.1541,28.57914],[-106.15043,28.57756],[-106.14576,28.57556],[-106.14181,28.57383],[-106.13833,28.57238],[-106.13565,28.57123],[-106.13254,28.56987],[-106.12955,28.56863],[-106.12716,28.56761],[-106.12476,28.56658],[-106.12195,28.56682],[-106.11767,28.56716],[-106.11369,28.5675],[-106.10827,28.56792],[-106.10534,28.56817],[-106.10189,28.56849],[-106.09645,28.5689],[-106.09234,28.56923],[-106.08692,28.56967],[-106.08058,28.57021],[-106.07384,28.57076],[-106.06737,28.57131],[-106.06265,28.57172],[-106.05937,28.57202],[-106.05419,28.57241],[-106.04835,28.5729],[-106.04153,28.57343],[-106.03854,28.5737],[-106.03681,28.57385],[-106.03506,28.574],[-106.03153,28.57431],[-106.02794,28.57459],[-106.02375,28.57495],[-106.0198,28.57529],[-106.01604,28.57559],[-106.01216,28.57591],[-106.00962,28.57583]]}}
Línea 230.0 kV | LineString | 230.0 kV |  |  |  | CFE |  |  |  |  | OpenStreetMap | {"type":"Feature","properties":{},"geometry":{"type":"LineString","coordinates":[[-106.00944,28.57524],[-106.00962,28.57583]]}}
Línea 230.0 kV | LineString | 230.0 kV |  |  |  | CFE |  |  |  |  | OpenStreetMap | {"type":"Feature","properties":{},"geometry":{"type":"LineString","coordinates":[[-106.80183,28.43675],[-106.80277,28.43814]]}}
Línea 230.0 kV | LineString | 230.0 kV |  |  |  | CFE |  |  |  |  | OpenStreetMap | {"type":"Feature","properties":{},"geometry":{"type":"LineString","coordinates":[[-106.16298,28.5976],[-106.1637,28.59909],[-106.16461,28.60089],[-106.16639,28.60456],[-106.16813,28.60815],[-106.1697,28.61148],[-106.16928,28.61495],[-106.16882,28.6184],[-106.16847,28.62134],[-106.16789,28.62618],[-106.16751,28.6292],[-106.16694,28.63367],[-106.1665,28.63709],[-106.16619,28.63944],[-106.16559,28.64427],[-106.16516,28.64768],[-106.16447,28.65272],[-106.16409,28.65589],[-106.16367,28.65911],[-106.16317,28.66296],[-106.16272,28.66648],[-106.16199,28.67265],[-106.16146,28.67664],[-106.16077,28.68189],[-106.16016,28.68683],[-106.15967,28.68902],[-106.15925,28.69087],[-106.15876,28.69311],[-106.1579,28.69701],[-106.15716,28.70029],[-106.15631,28.7039],[-106.15532,28.70824],[-106.15462,28.71131],[-106.15353,28.71611],[-106.1526,28.72031],[-106.14892,28.72228],[-106.14549,28.72414],[-106.14257,28.72571],[-106.13991,28.72716],[-106.1378,28.72829],[-106.13499,28.72911],[-106.13417,28.72919]]}}
Línea 230.0 kV | LineString | 230.0 kV |  |  |  | CFE |  |  |  |  | OpenStreetMap | {"type":"Feature","properties":{},"geometry":{"type":"LineString","coordinates":[[-106.80277,28.43814],[-106.80138,28.43669],[-106.79993,28.43517],[-106.79809,28.43471],[-106.79276,28.43352],[-106.79109,28.43119],[-106.78753,28.42614],[-106.78576,28.42363],[-106.78211,28.41849],[-106.7789,28.41395],[-106.77697,28.41122],[-106.77676,28.40808],[-106.7764,28.40291],[-106.77603,28.3979],[-106.77593,28.39543],[-106.77792,28.39191],[-106.78037,28.38747],[-106.78064,28.38579],[-106.7815,28.37979],[-106.78205,28.37626],[-106.78402,28.3726],[-106.78605,28.36879],[-106.78778,28.36561],[-106.79039,28.36286],[-106.79304,28.36006],[-106.79704,28.36039],[-106.80112,28.36071],[-106.80794,28.36125],[-106.81386,28.36172],[-106.81672,28.36195],[-106.82031,28.36223],[-106.82363,28.36024],[-106.82819,28.35743],[-106.83237,28.3549],[-106.83603,28.35268],[-106.83904,28.35087],[-106.84279,28.35109],[-106.84772,28.35132],[-106.85311,28.35156],[-106.85774,28.35177],[-106.86268,28.35201],[-106.86779,28.35225],[-106.87303,28.35252],[-106.8784,28.3528],[-106.88365,28.35301],[-106.88903,28.3533],[-106.89369,28.35352],[-106.89757,28.35371],[-106.9018,28.35316],[-106.90712,28.35249],[-106.9127,28.3518],[-106.91822,28.35113],[-106.9237,28.35039],[-106.92852,28.34981],[-106.9326,28.34933],[-106.93645,28.35024],[-106.94058,28.35118],[-106.94677,28.35261],[-106.95234,28.3539],[-106.95629,28.35481],[-106.96048,28.35576],[-106.96607,28.35706],[-106.97039,28.35806],[-106.97432,28.35897],[-106.98088,28.36049],[-106.98495,28.36144],[-106.98956,28.3625],[-106.9946,28.36365],[-107.00045,28.36502],[-107.00525,28.36613],[-107.0109,28.36742],[-107.01532,28.36842],[-107.01968,28.36945],[-107.02523,28.37073],[-107.03132,28.37213],[-107.03516,28.37304],[-107.04106,28.37438],[-107.04815,28.37603],[-107.05394,28.37738],[-107.05782,28.37828],[-107.06657,28.3803],[-107.07158,28.38144],[-107.07663,28.3826],[-107.08106,28.38363],[-107.08502,28.38455],[-107.08928,28.38551],[-107.09444,28.38672],[-107.0987,28.38771],[-107.1024,28.38819],[-107.10706,28.38881],[-107.1123,28.3895],[-107.1171,28.39014],[-107.12195,28.39078],[-107.12652,28.39138],[-107.13149,28.39205],[-107.1366,28.39274],[-107.14089,28.3933],[-107.14549,28.39392],[-107.15061,28.39459],[-107.15524,28.39522],[-107.15994,28.39585],[-107.1642,28.39637],[-107.16796,28.39688],[-107.17254,28.39751],[-107.17798,28.39822],[-107.18341,28.39896],[-107.18851,28.39965],[-107.19376,28.40034],[-107.19871,28.40098],[-107.20409,28.40171],[-107.20955,28.40245],[-107.21482,28.40312],[-107.2199,28.40382],[-107.22526,28.4045],[-107.2298,28.40508],[-107.23308,28.40627],[-107.23741,28.40785],[-107.24177,28.40944],[-107.24621,28.41106],[-107.24998,28.41242],[-107.25456,28.4141],[-107.26004,28.41606],[-107.26489,28.41782],[-107.27081,28.41996],[-107.27446,28.42129],[-107.2784,28.4227]]}}
Línea 230.0 kV | LineString | 230.0 kV |  |  |  | CFE |  |  |  |  | OpenStreetMap | {"type":"Feature","properties":{},"geometry":{"type":"LineString","coordinates":[[-105.44572,28.1663],[-105.44599,28.1662],[-105.44807,28.1643],[-105.45052,28.162],[-105.45304,28.15968],[-105.4557,28.15721],[-105.4584,28.15462],[-105.46214,28.15442],[-105.46687,28.15411],[-105.47096,28.15383],[-105.47392,28.15577],[-105.47651,28.15744],[-105.48061,28.16012],[-105.4839,28.16226],[-105.48699,28.16425],[-105.48976,28.16606],[-105.49279,28.16804],[-105.49589,28.17005],[-105.49911,28.17216],[-105.50233,28.17427],[-105.50517,28.17611],[-105.50846,28.17823],[-105.51223,28.18071],[-105.51563,28.1829],[-105.51903,28.18514],[-105.52246,28.18737],[-105.52567,28.18946],[-105.52926,28.19179],[-105.53344,28.1945],[-105.53779,28.19735],[-105.53879,28.19797],[-105.54218,28.2002],[-105.54507,28.20207],[-105.54804,28.20399],[-105.54912,28.20709],[-105.55023,28.20989],[-105.5512,28.21268],[-105.55252,28.21617],[-105.5537,28.21931],[-105.55488,28.22251],[-105.55716,28.22861],[-105.55827,28.23163],[-105.55955,28.23502],[-105.56082,28.23844],[-105.56202,28.24162],[-105.56321,28.24485],[-105.56428,28.24771],[-105.56522,28.25002],[-105.56625,28.25296],[-105.56714,28.25537],[-105.56843,28.25882],[-105.57093,28.26548],[-105.57193,28.26819],[-105.5733,28.27186],[-105.57458,28.27527],[-105.57638,28.28006],[-105.57833,28.28532],[-105.57932,28.28797],[-105.581,28.29249],[-105.58246,28.29635],[-105.58369,28.29964],[-105.58544,28.30432],[-105.58668,28.30762],[-105.58792,28.31098],[-105.58927,28.31456],[-105.59063,28.31816],[-105.59302,28.32058],[-105.59547,28.323],[-105.59756,28.32517],[-105.60015,28.32781],[-105.60264,28.33033],[-105.60534,28.33307],[-105.60785,28.33557],[-105.61048,28.33825],[-105.61275,28.34056],[-105.61504,28.34288],[-105.61759,28.34547],[-105.61991,28.3478],[-105.62253,28.35043],[-105.62535,28.3533],[-105.62802,28.35601],[-105.63107,28.3591],[-105.63371,28.36176],[-105.63633,28.3644],[-105.63847,28.36657],[-105.64095,28.36909],[-105.64405,28.37221],[-105.64639,28.37457],[-105.64947,28.37762],[-105.65157,28.37982],[-105.65422,28.38248],[-105.65674,28.38503],[-105.65899,28.3873],[-105.66126,28.38958],[-105.66416,28.39251],[-105.66714,28.39553],[-105.66918,28.39869],[-105.67094,28.40138],[-105.67315,28.40357],[-105.67573,28.40609],[-105.67832,28.40861],[-105.68088,28.4111],[-105.68362,28.41376],[-105.68634,28.41644],[-105.68894,28.41898],[-105.69143,28.42138],[-105.69388,28.42382],[-105.69617,28.42601],[-105.69963,28.42939],[-105.7023,28.432],[-105.70469,28.43434],[-105.70798,28.43756],[-105.71057,28.44007],[-105.71366,28.44308],[-105.71697,28.44629],[-105.72039,28.44965],[-105.72262,28.45183],[-105.72485,28.45398],[-105.72734,28.45646],[-105.72946,28.4585],[-105.73136,28.46032],[-105.73387,28.46062],[-105.73734,28.46098],[-105.74282,28.46153],[-105.74674,28.46198],[-105.75088,28.46247],[-105.75365,28.46271],[-105.75611,28.46299],[-105.7608,28.46347],[-105.76535,28.46396],[-105.77191,28.46466],[-105.77495,28.46497],[-105.77822,28.46531],[-105.78288,28.46583],[-105.78601,28.46615],[-105.79033,28.46662],[-105.79518,28.46713],[-105.79889,28.46751],[-105.80324,28.46796],[-105.80591,28.46823],[-105.80852,28.46852],[-105.81128,28.46975],[-105.81448,28.47116],[-105.81741,28.47242],[-105.82005,28.47359],[-105.82324,28.47497],[-105.82678,28.4765],[-105.83035,28.47807],[-105.83386,28.47959],[-105.83715,28.48105],[-105.84071,28.48259],[-105.84426,28.48413],[-105.8482,28.48585],[-105.8515,28.4873],[-105.85449,28.48859],[-105.85882,28.49047],[-105.86191,28.49182],[-105.86474,28.49307],[-105.86903,28.49492],[-105.87295,28.49665],[-105.87716,28.49848],[-105.88143,28.50035],[-105.88492,28.50185],[-105.88809,28.50325],[-105.89131,28.50463],[-105.89496,28.50622],[-105.89857,28.50779],[-105.9021,28.50933],[-105.9052,28.51068],[-105.90832,28.51203],[-105.91108,28.51323],[-105.91399,28.51451],[-105.91701,28.51583],[-105.91994,28.51708],[-105.92268,28.51829],[-105.92588,28.51968],[-105.92838,28.5225],[-105.93026,28.5246],[-105.93215,28.52674],[-105.93444,28.52927],[-105.93684,28.53191],[-105.93897,28.53433],[-105.94078,28.53634],[-105.94278,28.53857],[-105.94546,28.54153],[-105.94733,28.54364],[-105.94917,28.54568],[-105.9512,28.54792],[-105.95363,28.55059],[-105.95618,28.55338],[-105.95865,28.55622],[-105.9612,28.55906],[-105.96369,28.56184],[-105.96599,28.56439],[-105.96788,28.5665],[-105.96981,28.56865],[-105.97222,28.57133],[-105.97464,28.57404],[-105.97729,28.57699],[-105.97959,28.57951],[-105.98154,28.5817],[-105.98196,28.58217],[-105.98437,28.58485],[-105.98677,28.58749],[-105.98883,28.58981],[-105.98992,28.59311],[-105.99109,28.59662],[-105.99228,28.60007],[-105.9933,28.60314],[-105.99434,28.6062],[-105.99525,28.60898],[-105.9962,28.61178],[-105.99627,28.61231]]}}
Línea 230.0 kV | LineString | 230.0 kV | 1 |  |  | CFE |  |  |  |  | OpenStreetMap | {"type":"Feature","properties":{},"geometry":{"type":"LineString","coordinates":[[-105.44572,28.16596],[-105.44597,28.16585],[-105.44813,28.16385],[-105.45053,28.16162],[-105.45297,28.15936],[-105.45538,28.15712],[-105.45826,28.15438],[-105.46163,28.15417],[-105.46497,28.15396],[-105.47106,28.15354],[-105.47399,28.15546],[-105.47621,28.15691],[-105.47961,28.15914],[-105.48278,28.1612],[-105.48574,28.1631],[-105.48888,28.16515],[-105.49131,28.16676],[-105.49427,28.16866],[-105.49734,28.17065],[-105.50039,28.17264],[-105.50362,28.17475],[-105.50699,28.17695],[-105.51034,28.17912],[-105.51373,28.18134],[-105.51693,28.18343],[-105.51975,28.18525],[-105.52308,28.18742],[-105.52627,28.18949],[-105.52979,28.1918],[-105.53367,28.19431],[-105.53815,28.19723],[-105.54204,28.19975],[-105.54501,28.2017],[-105.54829,28.2038],[-105.54925,28.20657],[-105.55049,28.20972],[-105.55162,28.21292],[-105.55272,28.21589],[-105.55416,28.21971],[-105.55562,28.22358],[-105.55691,28.22702],[-105.55803,28.23007],[-105.55818,28.23047],[-105.55948,28.23394],[-105.56065,28.23705],[-105.5618,28.24009],[-105.56302,28.2435],[-105.56384,28.24568],[-105.56467,28.24787],[-105.56533,28.24945],[-105.56702,28.25093],[-105.56856,28.25224],[-105.57063,28.25394],[-105.57072,28.25632],[-105.57095,28.25985],[-105.57114,28.26297],[-105.57136,28.26565],[-105.57236,28.26848],[-105.57357,28.27171],[-105.57492,28.27533],[-105.57663,28.27992],[-105.57871,28.28546],[-105.5795,28.28753],[-105.58123,28.2922],[-105.58278,28.29633],[-105.58411,28.2999],[-105.58584,28.3045],[-105.58729,28.30836],[-105.58848,28.31161],[-105.58974,28.31493],[-105.59089,28.31801],[-105.59345,28.3206],[-105.59626,28.32337],[-105.59861,28.32584],[-105.6013,28.32858],[-105.60397,28.33126],[-105.60677,28.33407],[-105.60943,28.33677],[-105.6123,28.33968],[-105.61566,28.3431],[-105.61782,28.34528],[-105.62038,28.34786],[-105.62304,28.35053],[-105.62573,28.35329],[-105.62822,28.3558],[-105.6311,28.3587],[-105.63331,28.36094],[-105.63571,28.36339],[-105.63747,28.36516],[-105.63927,28.36695],[-105.6422,28.36994],[-105.64498,28.37274],[-105.64684,28.3746],[-105.65018,28.37793],[-105.65172,28.37956],[-105.65448,28.38234],[-105.65735,28.38526],[-105.66051,28.38845],[-105.66349,28.39149],[-105.66507,28.39303],[-105.66745,28.39544],[-105.67013,28.39816],[-105.67272,28.40077],[-105.67336,28.40336],[-105.67587,28.40581],[-105.67862,28.40852],[-105.68107,28.41089],[-105.6837,28.41345],[-105.68625,28.41595],[-105.68882,28.41845],[-105.69166,28.42121],[-105.69424,28.42377],[-105.69698,28.42643],[-105.70019,28.42951],[-105.7025,28.43179],[-105.70455,28.4338],[-105.70839,28.43755],[-105.71091,28.44001],[-105.71393,28.44294],[-105.71731,28.44619],[-105.72079,28.44964],[-105.72296,28.45177],[-105.72574,28.45443],[-105.72955,28.45641],[-105.73248,28.45797],[-105.73563,28.45963],[-105.73781,28.46073],[-105.74377,28.46138],[-105.74701,28.46174],[-105.75059,28.46211],[-105.75381,28.46246],[-105.75583,28.4627],[-105.76078,28.46321],[-105.76525,28.46367],[-105.77119,28.46431],[-105.77426,28.46464],[-105.77809,28.46503],[-105.78284,28.46556],[-105.7856,28.46582],[-105.79016,28.46632],[-105.79502,28.46683],[-105.79883,28.46726],[-105.80265,28.46765],[-105.80594,28.46798],[-105.80856,28.46821],[-105.81133,28.46944],[-105.81419,28.47071],[-105.81664,28.47178],[-105.82059,28.47349],[-105.82413,28.47505],[-105.82709,28.47634],[-105.82871,28.47707]]}}
Línea 230.0 kV | LineString | 230.0 kV |  |  |  | CFE |  |  |  |  | OpenStreetMap | {"type":"Feature","properties":{},"geometry":{"type":"LineString","coordinates":[[-106.06011,28.80236],[-106.06044,28.80221],[-106.06078,28.80206],[-106.06099,28.80143]]}}
Línea 230.0 kV | LineString | 230.0 kV | 2 |  |  | CFE |  |  |  |  | OpenStreetMap | {"type":"Feature","properties":{},"geometry":{"type":"LineString","coordinates":[[-106.81169,28.4459],[-106.81067,28.44647],[-106.81018,28.44663],[-106.81001,28.44774],[-106.81037,28.44868],[-106.81083,28.44983],[-106.81122,28.4508],[-106.81156,28.45165],[-106.81179,28.4522],[-106.81326,28.45567],[-106.81645,28.4575],[-106.8206,28.45986],[-106.82376,28.46169],[-106.8264,28.46319],[-106.82971,28.46508],[-106.83358,28.46728],[-106.83738,28.46945],[-106.84122,28.47164],[-106.84509,28.47385],[-106.84899,28.47602],[-106.85251,28.47807],[-106.85632,28.48024],[-106.86007,28.48237],[-106.86385,28.48451],[-106.86763,28.48666],[-106.87164,28.48893],[-106.87516,28.49092],[-106.87832,28.49252],[-106.88227,28.49451],[-106.8861,28.49644],[-106.88975,28.49828],[-106.89363,28.50023],[-106.8975,28.50218],[-106.90111,28.504],[-106.90475,28.50584],[-106.90875,28.50785],[-106.91251,28.50975],[-106.91497,28.51098],[-106.91857,28.51218],[-106.92318,28.51375],[-106.92735,28.51514],[-106.93157,28.51656],[-106.93595,28.51803],[-106.94005,28.51941],[-106.94446,28.5209],[-106.94806,28.5221],[-106.95197,28.52343],[-106.95615,28.52482],[-106.96084,28.52639],[-106.96519,28.52784],[-106.9667,28.5308],[-106.96854,28.53444],[-106.97032,28.53795],[-106.97214,28.54155],[-106.97389,28.54499],[-106.97572,28.5486],[-106.97752,28.55217],[-106.97936,28.5558],[-106.98127,28.55956],[-106.98296,28.5629],[-106.98435,28.56564],[-106.98599,28.56889],[-106.98798,28.5728],[-106.98973,28.57626],[-106.99145,28.57966],[-106.99321,28.5831],[-106.99514,28.58693],[-106.99696,28.59052],[-106.99862,28.5938],[-107.00044,28.59738],[-107.00201,28.60047],[-107.00325,28.60292],[-107.00598,28.60488],[-107.0097,28.60756],[-107.01307,28.60999],[-107.01677,28.61265],[-107.02019,28.61512],[-107.02394,28.61781],[-107.02753,28.62038],[-107.03102,28.62287],[-107.03498,28.62571],[-107.03775,28.62776],[-107.04202,28.63082],[-107.04327,28.6317],[-107.0468,28.63424],[-107.05138,28.63753],[-107.05443,28.63972],[-107.058,28.63969],[-107.05925,28.64318],[-107.06462,28.647],[-107.06765,28.64918],[-107.07138,28.65188],[-107.07473,28.65426],[-107.07852,28.65699],[-107.08127,28.65897],[-107.08546,28.66198],[-107.08876,28.66433],[-107.092,28.66663],[-107.09534,28.66904],[-107.09908,28.67171],[-107.10244,28.67413],[-107.10622,28.67684],[-107.10953,28.6792],[-107.11355,28.6821],[-107.11603,28.68386],[-107.11899,28.68598],[-107.12125,28.6876],[-107.12484,28.69016],[-107.12795,28.69242],[-107.13054,28.69424],[-107.13253,28.69738],[-107.13481,28.70099],[-107.13702,28.70446],[-107.13894,28.70749],[-107.14087,28.71053],[-107.14307,28.71397],[-107.14528,28.71746],[-107.1476,28.72112],[-107.14958,28.72424],[-107.15203,28.72809],[-107.15406,28.7313],[-107.1561,28.73451],[-107.15855,28.73839],[-107.16063,28.74167],[-107.1623,28.74428],[-107.164,28.74697],[-107.16572,28.74965],[-107.16773,28.75281],[-107.1701,28.75654],[-107.17223,28.7599],[-107.17426,28.76312],[-107.17666,28.76688],[-107.17869,28.77008],[-107.18124,28.77408],[-107.18303,28.7769],[-107.18512,28.78018],[-107.18768,28.78431],[-107.18899,28.78637],[-107.19199,28.79101],[-107.19338,28.79318],[-107.19474,28.79531],[-107.19499,28.79877],[-107.19529,28.80289],[-107.19555,28.80631],[-107.1958,28.80969],[-107.19609,28.81348],[-107.19639,28.81753],[-107.19804,28.81882],[-107.20012,28.82026],[-107.20331,28.82244],[-107.20646,28.82463],[-107.21027,28.82724],[-107.21403,28.82981],[-107.21784,28.83242],[-107.22042,28.83419],[-107.22166,28.83633],[-107.22395,28.84021],[-107.2253,28.84252],[-107.22793,28.84699],[-107.22953,28.84974],[-107.23162,28.85328],[-107.23371,28.85688],[-107.23582,28.8605],[-107.23784,28.86407],[-107.24183,28.86548],[-107.2462,28.86703],[-107.25037,28.86852],[-107.2548,28.87006],[-107.25884,28.87148],[-107.26272,28.87286],[-107.26623,28.8741],[-107.2693,28.87519],[-107.27123,28.87789],[-107.27381,28.88152],[-107.27613,28.88475],[-107.27859,28.88819],[-107.28104,28.89162],[-107.28348,28.89501],[-107.28574,28.89818],[-107.28806,28.90141],[-107.29014,28.90431],[-107.29209,28.90704],[-107.29442,28.9103],[-107.29672,28.91351],[-107.29909,28.91681],[-107.30137,28.92001],[-107.30382,28.92341],[-107.30622,28.92676],[-107.30847,28.92992],[-107.31084,28.93321],[-107.31317,28.93647],[-107.31552,28.93976],[-107.31798,28.94256],[-107.32,28.94487],[-107.32348,28.948],[-107.32644,28.95066],[-107.33025,28.95407],[-107.33258,28.95617],[-107.33547,28.95877],[-107.33825,28.96129],[-107.34111,28.96386],[-107.34413,28.96656],[-107.34706,28.96919],[-107.35049,28.97226],[-107.35335,28.97483],[-107.35615,28.97736],[-107.35918,28.98007],[-107.36194,28.98256],[-107.36535,28.98464],[-107.3691,28.98691],[-107.37231,28.98886],[-107.37662,28.9915],[-107.38017,28.99366],[-107.38388,28.99591],[-107.38755,28.99816],[-107.39116,29.00036],[-107.39467,29.0025],[-107.39837,29.00476],[-107.40215,29.00706],[-107.40622,29.00954],[-107.40999,29.01184],[-107.41354,29.014],[-107.4141,29.01707],[-107.41474,29.02051],[-107.41546,29.02445],[-107.41616,29.02832],[-107.41688,29.03227],[-107.41746,29.03539],[-107.41787,29.0359]]}}
Línea 230.0 kV | LineString | 230.0 kV |  |  |  | CFE |  |  |  |  | OpenStreetMap | {"type":"Feature","properties":{},"geometry":{"type":"LineString","coordinates":[[-106.05983,28.80186],[-106.06018,28.80172],[-106.06052,28.80158],[-106.06099,28.80143]]}}
Línea 230.0 kV | LineString | 230.0 kV |  |  |  | CFE |  |  |  |  | OpenStreetMap | {"type":"Feature","properties":{},"geometry":{"type":"LineString","coordinates":[[-105.99592,28.61242],[-105.99558,28.61185],[-105.99446,28.60839],[-105.99333,28.60496],[-105.99007,28.603],[-105.98565,28.60323],[-105.982,28.60345],[-105.97922,28.60575],[-105.97607,28.6085],[-105.97306,28.611],[-105.97173,28.6148],[-105.97044,28.61852],[-105.96981,28.62034],[-105.96922,28.62201],[-105.96815,28.62512],[-105.96972,28.62815],[-105.97143,28.63143],[-105.97315,28.63471],[-105.9739,28.63617],[-105.97478,28.63786],[-105.97643,28.64101],[-105.97816,28.64434],[-105.97985,28.6476],[-105.98158,28.65093],[-105.98325,28.65416],[-105.98489,28.65731],[-105.98661,28.66059],[-105.9883,28.66376],[-105.99009,28.66711],[-105.99173,28.67036],[-105.99345,28.6736],[-105.99511,28.6769],[-105.99667,28.67983],[-105.99822,28.68289],[-106.00004,28.68627],[-106.00172,28.68952],[-106.00347,28.69286],[-106.00517,28.69621],[-106.00668,28.69907],[-106.00827,28.70216],[-106.01011,28.70566],[-106.01191,28.70918],[-106.0139,28.71304],[-106.01576,28.71657],[-106.01745,28.71986],[-106.01919,28.72317],[-106.02096,28.72652],[-106.02268,28.72983],[-106.02445,28.7332],[-106.0262,28.73655],[-106.02786,28.73977],[-106.02963,28.74313],[-106.03135,28.74645],[-106.03301,28.74966],[-106.03473,28.75293],[-106.0364,28.75614],[-106.03831,28.7598],[-106.03983,28.76272],[-106.04179,28.76647],[-106.0436,28.76995],[-106.04527,28.77316],[-106.04705,28.77656],[-106.04867,28.77968],[-106.05042,28.78304],[-106.05219,28.78641],[-106.05416,28.79021],[-106.05562,28.793],[-106.05743,28.79643],[-106.05906,28.79957],[-106.06018,28.80172],[-106.06031,28.80196]]}}
Línea 230.0 kV | LineString | 230.0 kV |  |  |  | CFE |  |  |  |  | OpenStreetMap | {"type":"Feature","properties":{},"geometry":{"type":"LineString","coordinates":[[-106.06031,28.80196],[-106.06044,28.80221],[-106.06216,28.80552],[-106.06344,28.80794],[-106.0644,28.80979],[-106.06649,28.81378],[-106.06825,28.81717],[-106.06988,28.8203],[-106.07232,28.82493],[-106.07379,28.82778],[-106.0764,28.83274],[-106.07754,28.83517],[-106.07857,28.83734],[-106.08,28.84013],[-106.08264,28.84496],[-106.08451,28.84844],[-106.08652,28.8522],[-106.0886,28.85642],[-106.09143,28.86175],[-106.09324,28.86528],[-106.09478,28.86813],[-106.0974,28.87314],[-106.09914,28.87643],[-106.10089,28.8797],[-106.10267,28.88314],[-106.10389,28.88534],[-106.10583,28.88804],[-106.1068,28.89112],[-106.10822,28.89382],[-106.10954,28.89619],[-106.11183,28.90084],[-106.11461,28.90605],[-106.11607,28.90864],[-106.11812,28.91271],[-106.1199,28.91606],[-106.12183,28.91974],[-106.12386,28.92362],[-106.12568,28.92706],[-106.12734,28.93019],[-106.12902,28.93339],[-106.13077,28.93675],[-106.13248,28.94006],[-106.13437,28.94368],[-106.13618,28.94715],[-106.13742,28.9495],[-106.13945,28.95336],[-106.1414,28.95711],[-106.14241,28.95894],[-106.14355,28.96122],[-106.14681,28.96742],[-106.14854,28.97072],[-106.1502,28.97386],[-106.15274,28.97873],[-106.15395,28.98106],[-106.15539,28.98377],[-106.15709,28.98698],[-106.15856,28.98985],[-106.16078,28.99405],[-106.16241,28.99718],[-106.16414,29.00047],[-106.16596,29.00395],[-106.16769,29.00723],[-106.16939,29.01049],[-106.17111,29.01378],[-106.17284,29.01705],[-106.17455,29.02033],[-106.1761,29.02335],[-106.17729,29.0256],[-106.17903,29.02886],[-106.1808,29.03227],[-106.18252,29.03552],[-106.18423,29.03877],[-106.18585,29.04185],[-106.18761,29.04521],[-106.18938,29.04857],[-106.19106,29.05179],[-106.19278,29.05506],[-106.19463,29.05859],[-106.19675,29.06266],[-106.19848,29.06595],[-106.20054,29.06983],[-106.20239,29.07337],[-106.20411,29.07663],[-106.20584,29.07993],[-106.20765,29.08338],[-106.20933,29.08659],[-106.21097,29.0898],[-106.21266,29.09293],[-106.21437,29.09624],[-106.2161,29.09948],[-106.21772,29.1026],[-106.21951,29.10596],[-106.22122,29.10921],[-106.22291,29.11245],[-106.22468,29.11582],[-106.22642,29.11912],[-106.22813,29.12238],[-106.22983,29.12566],[-106.23159,29.12896],[-106.23331,29.13223],[-106.23505,29.13553],[-106.2369,29.13908],[-106.23878,29.14266],[-106.24049,29.14589],[-106.24223,29.14921],[-106.24395,29.15247],[-106.24565,29.15574],[-106.24725,29.15873],[-106.24879,29.16174],[-106.24911,29.16534],[-106.24943,29.16924],[-106.24973,29.17321],[-106.25003,29.17715],[-106.25034,29.1811],[-106.25059,29.18513],[-106.25092,29.18898],[-106.25117,29.19264],[-106.25138,29.19656],[-106.25159,29.20022],[-106.25183,29.20384],[-106.25205,29.20764],[-106.25229,29.21154],[-106.25252,29.21548],[-106.25277,29.2194],[-106.25297,29.22308],[-106.25318,29.2268],[-106.25342,29.23072],[-106.25366,29.23462],[-106.25386,29.23829],[-106.25407,29.24184],[-106.25429,29.24559],[-106.2545,29.24942],[-106.25476,29.2534],[-106.25497,29.25716],[-106.25518,29.26078],[-106.2554,29.2645],[-106.25559,29.26811],[-106.25585,29.27205],[-106.25608,29.27597],[-106.25631,29.27995],[-106.25651,29.28361],[-106.25674,29.28728],[-106.25695,29.29055],[-106.25713,29.29359],[-106.25733,29.29726],[-106.25752,29.30065],[-106.25776,29.30409],[-106.25793,29.30749],[-106.25816,29.31116],[-106.25839,29.31487],[-106.25859,29.31861],[-106.25882,29.32225],[-106.25904,29.32603],[-106.25926,29.32987],[-106.25948,29.33351],[-106.25969,29.33719],[-106.2599,29.34051],[-106.26006,29.34363],[-106.2602,29.34588],[-106.2604,29.34939],[-106.26063,29.35313],[-106.26086,29.35711],[-106.2611,29.36103],[-106.26135,29.36499],[-106.26155,29.36884],[-106.26179,29.37249],[-106.26193,29.3752],[-106.26214,29.37871],[-106.263,29.38088],[-106.26415,29.38381],[-106.26552,29.38724],[-106.267,29.39092],[-106.26847,29.39471],[-106.26985,29.39812],[-106.27111,29.40129],[-106.27245,29.4047],[-106.27392,29.40838],[-106.27537,29.41205],[-106.27674,29.41551],[-106.27813,29.41897],[-106.27961,29.42271],[-106.28099,29.42619],[-106.28234,29.42959],[-106.28379,29.43322],[-106.28536,29.43719],[-106.28668,29.44048],[-106.28804,29.44395],[-106.28954,29.44766],[-106.29081,29.4509],[-106.29221,29.45441],[-106.29346,29.45754],[-106.29478,29.4609],[-106.29624,29.46457],[-106.2975,29.46766],[-106.29884,29.47111],[-106.30035,29.47485],[-106.30173,29.47833],[-106.30311,29.48183],[-106.30447,29.48516],[-106.30591,29.48886],[-106.30716,29.49197],[-106.30886,29.49622],[-106.30969,29.4983],[-106.31034,29.49996],[-106.31225,29.50472],[-106.3138,29.50869],[-106.31484,29.51127],[-106.31601,29.51418],[-106.3174,29.5177],[-106.31881,29.52118],[-106.31928,29.52436],[-106.31974,29.5282],[-106.32028,29.53205],[-106.32075,29.53585],[-106.32123,29.53935],[-106.32176,29.54318],[-106.32222,29.54683],[-106.3227,29.55045],[-106.32317,29.55404],[-106.32363,29.55744],[-106.3241,29.56077],[-106.32461,29.56476],[-106.32507,29.5684],[-106.32556,29.57207],[-106.3261,29.57596],[-106.32658,29.57986],[-106.32708,29.5835],[-106.3276,29.58714],[-106.32807,29.59074],[-106.32854,29.59444],[-106.32904,29.59833],[-106.32958,29.6021],[-106.33004,29.60601],[-106.33057,29.60995],[-106.3311,29.61358],[-106.3316,29.61713],[-106.33207,29.62093],[-106.33258,29.62456],[-106.33305,29.62822],[-106.33351,29.63183],[-106.33404,29.63559],[-106.33452,29.63938],[-106.33503,29.64299],[-106.3355,29.64682],[-106.33598,29.6504],[-106.3365,29.65415],[-106.33699,29.65778],[-106.33747,29.66133],[-106.33794,29.66494],[-106.33839,29.66854],[-106.33892,29.67247],[-106.33942,29.6761],[-106.33987,29.67947],[-106.34035,29.68305],[-106.34084,29.68682],[-106.34133,29.69021],[-106.34178,29.69359],[-106.3423,29.69745],[-106.34277,29.70109],[-106.34332,29.70529],[-106.34369,29.70809],[-106.34415,29.71161],[-106.34463,29.71529],[-106.34515,29.71897],[-106.34565,29.72274],[-106.34618,29.72634],[-106.34659,29.72988],[-106.34706,29.73358],[-106.34757,29.73713],[-106.34804,29.7407],[-106.34853,29.74432],[-106.34899,29.74792],[-106.34951,29.75157],[-106.35001,29.75547],[-106.35049,29.7591],[-106.35098,29.76274],[-106.35148,29.76656],[-106.35195,29.77037],[-106.3525,29.77426],[-106.35298,29.77786],[-106.35346,29.78145],[-106.354,29.7854],[-106.35447,29.78896],[-106.35484,29.79234],[-106.35535,29.79565],[-106.35585,29.79893],[-106.35633,29.80268],[-106.35685,29.80662],[-106.35732,29.81024],[-106.35778,29.8136],[-106.35823,29.81689],[-106.3587,29.82033],[-106.35918,29.82415],[-106.35969,29.82798],[-106.36014,29.83136],[-106.36061,29.83481],[-106.36114,29.83877],[-106.36165,29.84244],[-106.36207,29.84595],[-106.36263,29.84989],[-106.36305,29.85324],[-106.36354,29.85678],[-106.36406,29.8607],[-106.36454,29.8642],[-106.36499,29.86761],[-106.36548,29.87116],[-106.36595,29.87489],[-106.3664,29.87813],[-106.36684,29.88152],[-106.36742,29.88535],[-106.36789,29.88898],[-106.3684,29.89284],[-106.36886,29.89635],[-106.36933,29.90001],[-106.36974,29.90284],[-106.37024,29.90679],[-106.37088,29.91164],[-106.37131,29.9156],[-106.37187,29.91884],[-106.37227,29.92197],[-106.37271,29.92514],[-106.37315,29.92842],[-106.3736,29.9318],[-106.37404,29.935],[-106.37449,29.9386],[-106.375,29.94223],[-106.37539,29.94545],[-106.37585,29.94879],[-106.37625,29.95161],[-106.37657,29.95424],[-106.37706,29.95779],[-106.37755,29.96132],[-106.37801,29.96506],[-106.37839,29.96799],[-106.3789,29.97169],[-106.37931,29.97462],[-106.37965,29.97729],[-106.37997,29.97985],[-106.38047,29.98343],[-106.381,29.98732],[-106.38146,29.99067],[-106.38191,29.99403],[-106.38247,29.9982],[-106.38285,30.00117],[-106.38333,30.00463],[-106.38378,30.00803],[-106.38427,30.01164],[-106.38478,30.01547],[-106.38526,30.01897],[-106.38576,30.02277],[-106.3862,30.02602],[-106.3877,30.02914],[-106.38906,30.03191],[-106.39079,30.03542],[-106.39207,30.03802],[-106.39372,30.0414],[-106.3952,30.04441],[-106.39684,30.04775],[-106.39864,30.05141],[-106.40032,30.05483],[-106.40184,30.05786],[-106.40329,30.06085],[-106.40501,30.06436],[-106.40669,30.06776],[-106.40829,30.07104],[-106.41001,30.07447],[-106.41164,30.07786],[-106.41307,30.08072],[-106.41457,30.0838],[-106.41588,30.08641],[-106.41747,30.08971],[-106.41921,30.09324],[-106.42049,30.09587],[-106.42229,30.09946],[-106.42358,30.10207],[-106.42533,30.1057],[-106.42693,30.1089],[-106.42858,30.11226],[-106.43027,30.11571],[-106.4319,30.11903],[-106.43337,30.12196],[-106.43503,30.12543],[-106.43658,30.12854],[-106.43825,30.13192],[-106.43969,30.13483],[-106.44144,30.13841],[-106.44272,30.14102],[-106.44378,30.14314],[-106.44464,30.14671],[-106.44552,30.15016],[-106.44645,30.15393],[-106.44735,30.15748],[-106.44821,30.16096],[-106.44918,30.16486],[-106.45014,30.16873],[-106.45117,30.17282],[-106.45161,30.17455],[-106.45253,30.17831],[-106.45269,30.17893]]}}
Línea 230.0 kV | LineString | 230.0 kV | 1 |  |  | CFE |  |  |  |  | OpenStreetMap | {"type":"Feature","properties":{},"geometry":{"type":"LineString","coordinates":[[-106.45319,30.1787],[-106.45286,30.17826],[-106.45222,30.17557],[-106.45151,30.17264],[-106.45085,30.16991],[-106.45013,30.16692],[-106.4493,30.16347],[-106.44844,30.15995],[-106.44759,30.15639],[-106.44677,30.15297],[-106.44587,30.14924],[-106.44516,30.14633],[-106.44435,30.14299],[-106.44314,30.1405],[-106.44181,30.13779],[-106.44029,30.13472],[-106.4391,30.13223],[-106.4376,30.12926],[-106.43612,30.12618],[-106.43457,30.12304],[-106.43315,30.12014],[-106.43172,30.11723],[-106.43025,30.11426],[-106.42879,30.11127],[-106.42732,30.10831],[-106.42568,30.10495],[-106.42369,30.1009],[-106.42115,30.09576],[-106.41876,30.09086],[-106.41739,30.08804],[-106.4162,30.08564],[-106.41434,30.08181],[-106.41258,30.0782],[-106.41096,30.07492],[-106.40935,30.07168],[-106.40764,30.06815],[-106.40597,30.06478],[-106.4046,30.06199],[-106.4029,30.05853],[-106.40122,30.05511],[-106.39963,30.05187],[-106.39804,30.04863],[-106.39641,30.04529],[-106.39485,30.0421],[-106.39325,30.03885],[-106.39167,30.03562],[-106.38988,30.03196],[-106.38838,30.0289],[-106.3868,30.0256],[-106.38627,30.02202],[-106.38578,30.01823],[-106.3853,30.01473],[-106.38484,30.01118],[-106.38436,30.00769],[-106.38391,30.00433],[-106.38347,30.00102],[-106.3831,29.9982],[-106.38254,29.99395],[-106.38207,29.99045],[-106.38164,29.98719],[-106.38116,29.98358],[-106.38066,29.98014],[-106.38017,29.97634],[-106.37976,29.97331],[-106.37927,29.96961],[-106.37881,29.96615],[-106.37826,29.96179],[-106.37777,29.95821],[-106.37734,29.95488],[-106.37688,29.9517],[-106.37644,29.9484],[-106.37593,29.94454],[-106.37552,29.94125],[-106.37503,29.93768],[-106.37455,29.93403],[-106.37409,29.93058],[-106.37363,29.92707],[-106.37314,29.92365],[-106.37268,29.91993],[-106.37208,29.91592],[-106.37159,29.91229],[-106.37122,29.90908],[-106.37087,29.90639],[-106.37027,29.902],[-106.36983,29.8987],[-106.36937,29.89529],[-106.36888,29.8917],[-106.36837,29.88776],[-106.36791,29.88435],[-106.36745,29.8807],[-106.36698,29.87731],[-106.36651,29.8739],[-106.366,29.86993],[-106.36553,29.86643],[-106.36505,29.86281],[-106.36458,29.85925],[-106.36414,29.85594],[-106.36367,29.85251],[-106.36319,29.84896],[-106.36269,29.84526],[-106.36225,29.84183],[-106.36178,29.83855],[-106.36135,29.83503],[-106.36089,29.83181],[-106.36041,29.82808],[-106.35987,29.82411],[-106.35943,29.82064],[-106.35899,29.8172],[-106.35849,29.81363],[-106.358,29.81004],[-106.35754,29.80646],[-106.35707,29.80288],[-106.35656,29.79919],[-106.35608,29.79569],[-106.35562,29.79221],[-106.35513,29.78852],[-106.35463,29.78477],[-106.35414,29.78126],[-106.3537,29.77766],[-106.35321,29.77409],[-106.35274,29.77053],[-106.35229,29.76702],[-106.35184,29.76369],[-106.35135,29.76012],[-106.35089,29.75656],[-106.35037,29.75293],[-106.3499,29.74926],[-106.34947,29.74592],[-106.34899,29.74224],[-106.34854,29.73872],[-106.34806,29.73519],[-106.34758,29.73166],[-106.3471,29.72799],[-106.3466,29.72441],[-106.34614,29.72081],[-106.34572,29.71729],[-106.34528,29.7137],[-106.34472,29.71005],[-106.3442,29.7061],[-106.3436,29.70167],[-106.34316,29.69798],[-106.34266,29.69454],[-106.3422,29.69116],[-106.34173,29.68768],[-106.34125,29.68407],[-106.34081,29.68068],[-106.34032,29.67721],[-106.33987,29.67371],[-106.33941,29.67023],[-106.33893,29.66666],[-106.33846,29.66307],[-106.33798,29.65958],[-106.33756,29.656],[-106.33704,29.65237],[-106.33657,29.64886],[-106.33607,29.64516],[-106.33561,29.64167],[-106.33517,29.63807],[-106.33466,29.63443],[-106.3342,29.63083],[-106.33369,29.62726],[-106.33326,29.62366],[-106.33278,29.6201],[-106.33229,29.61653],[-106.33178,29.61313],[-106.33135,29.60953],[-106.33086,29.60592],[-106.33042,29.60238],[-106.32991,29.59889],[-106.32948,29.59529],[-106.32898,29.59172],[-106.32852,29.58819],[-106.32801,29.58462],[-106.32758,29.58112],[-106.32711,29.57755],[-106.32669,29.57405],[-106.32616,29.57048],[-106.32569,29.56687],[-106.32521,29.5633],[-106.32479,29.55982],[-106.32429,29.55624],[-106.32381,29.55283],[-106.32344,29.54952],[-106.32293,29.54594],[-106.32243,29.54235],[-106.32196,29.53868],[-106.32145,29.53515],[-106.32106,29.53166],[-106.32052,29.52798],[-106.32005,29.52413],[-106.31961,29.52101],[-106.31844,29.51809],[-106.31721,29.515],[-106.31582,29.51148],[-106.31446,29.50809],[-106.31322,29.505],[-106.31184,29.50149],[-106.31021,29.49742],[-106.30854,29.49323],[-106.30742,29.49042],[-106.30623,29.48746],[-106.30494,29.48417],[-106.30353,29.4806],[-106.30206,29.47692],[-106.30066,29.47343],[-106.29933,29.47015],[-106.298,29.4667],[-106.29667,29.46336],[-106.29515,29.45955],[-106.29377,29.45612],[-106.29237,29.4526],[-106.29109,29.44939],[-106.28974,29.44597],[-106.28835,29.44247],[-106.28694,29.43887],[-106.28547,29.4352],[-106.28411,29.43182],[-106.28276,29.42838],[-106.28139,29.42499],[-106.28004,29.42156],[-106.27867,29.41813],[-106.27731,29.41473],[-106.27597,29.41131],[-106.27464,29.40799],[-106.27329,29.40457],[-106.27196,29.40124],[-106.27063,29.39789],[-106.26931,29.39456],[-106.26811,29.39151],[-106.26688,29.38842],[-106.26549,29.38497],[-106.26413,29.38154],[-106.26292,29.37851],[-106.26277,29.37571],[-106.26257,29.37262],[-106.26237,29.36912],[-106.26215,29.3655],[-106.26195,29.36198],[-106.26173,29.35836],[-106.26153,29.35495],[-106.26131,29.35151],[-106.26111,29.34792],[-106.26088,29.34429],[-106.26067,29.34068],[-106.26046,29.33716],[-106.26023,29.33345],[-106.26001,29.32959],[-106.25977,29.32585],[-106.25957,29.3224],[-106.25935,29.31882],[-106.25913,29.3152],[-106.25893,29.31176],[-106.2587,29.30797],[-106.25849,29.30443],[-106.25827,29.30073],[-106.25804,29.29711],[-106.25783,29.29349],[-106.25762,29.29],[-106.25741,29.28635],[-106.2572,29.28282],[-106.25697,29.2792],[-106.25676,29.2756],[-106.25655,29.27205],[-106.25633,29.26848],[-106.25613,29.26491],[-106.25589,29.26138],[-106.25568,29.25776],[-106.25548,29.25426],[-106.25524,29.25064],[-106.25503,29.24672],[-106.25481,29.24288],[-106.2546,29.23921],[-106.25438,29.23565],[-106.25416,29.23211],[-106.25395,29.22878],[-106.25374,29.22516],[-106.25352,29.22162],[-106.25333,29.21807],[-106.2531,29.2145],[-106.25288,29.21072],[-106.25265,29.20681],[-106.25241,29.20321],[-106.2522,29.19966],[-106.25198,29.19607],[-106.25178,29.19251],[-106.25157,29.18894],[-106.25133,29.18529],[-106.25114,29.1818],[-106.25091,29.17816],[-106.25071,29.1746],[-106.25049,29.17099],[-106.25027,29.16737],[-106.25009,29.16412],[-106.24899,29.16094],[-106.24789,29.15771],[-106.24672,29.15428],[-106.24542,29.15047],[-106.24414,29.14672],[-106.24285,29.14297],[-106.24158,29.13921],[-106.24029,29.13542],[-106.23903,29.13177],[-106.23776,29.12803],[-106.23648,29.1243],[-106.23521,29.12054],[-106.23394,29.11678],[-106.23265,29.11304],[-106.23139,29.10933],[-106.23019,29.10581],[-106.22898,29.10233],[-106.22772,29.09856],[-106.22644,29.09484],[-106.22518,29.09109],[-106.22385,29.08735],[-106.22264,29.08365],[-106.22143,29.08016],[-106.22024,29.07666],[-106.21897,29.07292],[-106.21772,29.06917],[-106.21652,29.06581],[-106.21716,29.06212],[-106.21783,29.05805],[-106.21853,29.0539],[-106.21915,29.0501],[-106.2198,29.0462],[-106.22045,29.04231],[-106.22103,29.03871],[-106.22159,29.03517],[-106.22221,29.03163],[-106.22281,29.02804],[-106.22339,29.02444],[-106.224,29.02089],[-106.22456,29.0173],[-106.22516,29.01369],[-106.22575,29.01007],[-106.2264,29.0063],[-106.22697,29.00273],[-106.22753,28.99927],[-106.22819,28.99543],[-106.22879,28.99179],[-106.2294,28.98822],[-106.23003,28.98428],[-106.23066,28.98043],[-106.23124,28.9768],[-106.22975,28.97298],[-106.22861,28.97005],[-106.22764,28.96753],[-106.2267,28.96497],[-106.22577,28.96272],[-106.22437,28.95906],[-106.22342,28.9566],[-106.22234,28.95388],[-106.22141,28.95142],[-106.22016,28.94822],[-106.21867,28.94437],[-106.21752,28.94138],[-106.21599,28.93743],[-106.21541,28.93589],[-106.21382,28.93178],[-106.21315,28.93009],[-106.2119,28.92687],[-106.21075,28.92392],[-106.20963,28.92105],[-106.20833,28.91764],[-106.20717,28.91464],[-106.20582,28.91118],[-106.20437,28.90747],[-106.20305,28.90397],[-106.20164,28.90025],[-106.20038,28.89703],[-106.19915,28.8939],[-106.19796,28.89083],[-106.19675,28.88768],[-106.19542,28.88433],[-106.19409,28.88075],[-106.19266,28.87716],[-106.19137,28.87381],[-106.19006,28.87036],[-106.18941,28.86871],[-106.18833,28.86636],[-106.18662,28.86265],[-106.18523,28.85947],[-106.18435,28.85751],[-106.18288,28.85429],[-106.18175,28.85181],[-106.18051,28.84896],[-106.17896,28.84551],[-106.17729,28.84188],[-106.17577,28.83847],[-106.17431,28.83515],[-106.17266,28.83149],[-106.17107,28.82796],[-106.16946,28.82442],[-106.1678,28.82077],[-106.16618,28.81716],[-106.16489,28.81433],[-106.16326,28.8107],[-106.16163,28.8071],[-106.16006,28.80363],[-106.15854,28.80024],[-106.15708,28.797],[-106.1552,28.79285],[-106.15362,28.78932],[-106.15188,28.78546],[-106.1501,28.78155],[-106.1487,28.77844],[-106.14705,28.77476],[-106.1455,28.77133],[-106.14396,28.76795],[-106.14238,28.76442],[-106.14099,28.7613],[-106.13944,28.7579],[-106.13791,28.7545],[-106.13649,28.75135],[-106.1351,28.74827],[-106.13409,28.74602],[-106.13274,28.74303],[-106.13126,28.73973],[-106.12966,28.7362],[-106.12838,28.73337],[-106.12885,28.73228],[-106.13279,28.73079],[-106.13408,28.73029]]}}
Línea 230.0 kV | LineString | 230.0 kV |  |  |  | CFE |  |  |  |  | OpenStreetMap | {"type":"Feature","properties":{},"geometry":{"type":"LineString","coordinates":[[-106.81013,28.44349],[-106.81092,28.44425],[-106.81216,28.44542],[-106.81274,28.44584]]}}
Línea 230.0 kV | LineString | 230.0 kV |  |  |  | CFE |  |  |  |  | OpenStreetMap | {"type":"Feature","properties":{},"geometry":{"type":"LineString","coordinates":[[-106.80183,28.43675],[-106.79999,28.43403],[-106.79863,28.43097],[-106.79714,28.42762],[-106.7956,28.42418],[-106.79402,28.4206],[-106.79263,28.41744],[-106.79141,28.41473],[-106.78932,28.40998],[-106.78799,28.40698],[-106.78656,28.40378],[-106.78499,28.40012],[-106.78368,28.39717],[-106.77958,28.39579],[-106.7744,28.39411],[-106.77121,28.39304],[-106.76598,28.39127],[-106.76181,28.38987],[-106.75699,28.38826],[-106.75393,28.38725],[-106.74758,28.38513],[-106.74432,28.38402],[-106.74109,28.38296],[-106.73743,28.38171],[-106.73174,28.37977],[-106.72664,28.37992],[-106.72245,28.38006],[-106.71835,28.38016],[-106.71388,28.38031],[-106.70989,28.38043],[-106.70532,28.38055],[-106.70083,28.38068],[-106.69702,28.38078],[-106.69334,28.37984],[-106.6873,28.37837],[-106.68331,28.37738],[-106.67931,28.37641],[-106.67506,28.37538],[-106.66922,28.37395],[-106.66677,28.37333],[-106.663,28.37239],[-106.65772,28.37104],[-106.65191,28.36962],[-106.64765,28.36857],[-106.64013,28.3667],[-106.63655,28.36581],[-106.63238,28.3648],[-106.62899,28.36395],[-106.62532,28.36301],[-106.6203,28.36179],[-106.61699,28.361],[-106.61367,28.36016],[-106.61005,28.35925],[-106.60665,28.35839],[-106.60142,28.35709],[-106.59784,28.3562],[-106.59426,28.35533],[-106.59153,28.35463],[-106.58837,28.35383],[-106.58556,28.35114],[-106.58233,28.34808],[-106.57847,28.34441],[-106.57632,28.34236],[-106.57393,28.34005],[-106.57136,28.33762],[-106.56872,28.33514],[-106.56647,28.33297],[-106.5633,28.32991],[-106.5611,28.32779],[-106.55864,28.32548],[-106.55634,28.32329],[-106.55257,28.31967],[-106.54961,28.31685],[-106.54656,28.31392],[-106.54315,28.31065],[-106.53902,28.31012],[-106.53385,28.30943],[-106.52822,28.30872],[-106.52446,28.30825],[-106.51992,28.30766],[-106.51582,28.30712],[-106.51162,28.30657],[-106.50766,28.30605],[-106.50212,28.3053],[-106.49681,28.30463],[-106.49348,28.30415],[-106.4879,28.30347],[-106.48466,28.30308],[-106.48106,28.30402],[-106.47673,28.30503],[-106.47286,28.306],[-106.46899,28.30698],[-106.46502,28.30794],[-106.46051,28.30909],[-106.45729,28.3099],[-106.45283,28.31103],[-106.44922,28.31191],[-106.44576,28.31274],[-106.44205,28.31369],[-106.43784,28.31476],[-106.43399,28.31572],[-106.42993,28.31675],[-106.42442,28.31819],[-106.41974,28.31934],[-106.41515,28.32045],[-106.40703,28.32251],[-106.40478,28.32307],[-106.39852,28.32462],[-106.39441,28.32564],[-106.39077,28.32658],[-106.38702,28.32752],[-106.38334,28.32842],[-106.37992,28.32928],[-106.37641,28.33017],[-106.37282,28.3311],[-106.36905,28.33208],[-106.36548,28.3329],[-106.36168,28.33374],[-106.35686,28.33459],[-106.35263,28.3355],[-106.34773,28.33645],[-106.34206,28.33761],[-106.33674,28.33868],[-106.32894,28.3402],[-106.32496,28.341],[-106.32175,28.34162],[-106.31373,28.34327],[-106.3085,28.34425],[-106.30232,28.34547],[-106.29585,28.34677],[-106.29128,28.34765],[-106.28601,28.34871],[-106.28107,28.3497],[-106.27306,28.35124],[-106.26952,28.35195],[-106.26502,28.35285],[-106.26041,28.35376],[-106.25575,28.35471],[-106.25179,28.35548],[-106.25025,28.35858],[-106.24864,28.36184],[-106.24721,28.36486],[-106.24583,28.36766],[-106.24453,28.37031],[-106.24339,28.37272],[-106.242,28.37549],[-106.24059,28.37845],[-106.23908,28.38148],[-106.23772,28.38429],[-106.23626,28.38728],[-106.23498,28.38994],[-106.23351,28.39296],[-106.23205,28.39597],[-106.23046,28.39922],[-106.22887,28.40245],[-106.22758,28.40509],[-106.22583,28.40871],[-106.22419,28.41205],[-106.22262,28.41529],[-106.22113,28.41833],[-106.21886,28.42106],[-106.21629,28.42409],[-106.21397,28.42685],[-106.21179,28.42946],[-106.20943,28.4323],[-106.20722,28.43492],[-106.20524,28.43729],[-106.20299,28.43994],[-106.20092,28.44239],[-106.19878,28.44494],[-106.19788,28.44798],[-106.19691,28.45137],[-106.19562,28.45575],[-106.19437,28.45996],[-106.19328,28.46369],[-106.19192,28.46853],[-106.19088,28.47197],[-106.18874,28.47918],[-106.1871,28.48473],[-106.18506,28.49172],[-106.18369,28.49642],[-106.18234,28.50096],[-106.18131,28.50444],[-106.18014,28.50848],[-106.17884,28.51286],[-106.17758,28.51724],[-106.17652,28.52097],[-106.17368,28.52465],[-106.17038,28.529],[-106.16792,28.53235],[-106.16591,28.53502],[-106.1639,28.53766],[-106.16165,28.54067],[-106.15941,28.54369],[-106.15741,28.54628],[-106.15511,28.54932],[-106.15222,28.55321],[-106.15068,28.55524]]}}
Línea 230.0 kV | LineString | 230.0 kV | 4 |  |  | CFE |  |  |  |  | OpenStreetMap | {"type":"Feature","properties":{},"geometry":{"type":"LineString","coordinates":[[-106.80277,28.43814],[-106.80391,28.43931],[-106.80618,28.44168],[-106.80708,28.44236],[-106.80811,28.44291],[-106.81013,28.44349]]}}
Línea 230.0 kV | LineString | 230.0 kV | 2 |  |  | CFE |  |  |  |  | OpenStreetMap | {"type":"Feature","properties":{},"geometry":{"type":"LineString","coordinates":[[-106.80183,28.43675],[-106.80102,28.43397],[-106.79945,28.43034],[-106.79778,28.42645],[-106.79618,28.42266],[-106.79443,28.41847],[-106.79281,28.41482],[-106.79061,28.40965],[-106.78947,28.40698],[-106.78842,28.40451],[-106.78708,28.4014],[-106.78558,28.39784],[-106.7842,28.39461],[-106.7829,28.39157],[-106.78165,28.38857],[-106.78021,28.38515],[-106.77783,28.37971],[-106.77646,28.37638],[-106.77323,28.37416],[-106.76722,28.36995],[-106.76388,28.36759],[-106.75903,28.36419],[-106.75609,28.36211],[-106.75217,28.35935],[-106.74961,28.35755],[-106.74737,28.35596],[-106.74403,28.35647],[-106.74052,28.35703],[-106.73401,28.35803],[-106.73191,28.35836],[-106.7264,28.35923],[-106.72252,28.35982],[-106.71894,28.36037],[-106.71197,28.36145],[-106.70891,28.36195],[-106.70427,28.36268],[-106.69964,28.36338],[-106.6949,28.36411],[-106.68984,28.36491],[-106.6861,28.36549],[-106.6793,28.36654],[-106.67562,28.3671],[-106.66959,28.36804],[-106.66554,28.36867],[-106.65978,28.36957],[-106.65722,28.36998],[-106.65463,28.36934],[-106.64994,28.36818],[-106.64685,28.36744],[-106.64019,28.36578],[-106.63653,28.36487],[-106.63197,28.36374],[-106.62885,28.36296],[-106.62529,28.36208],[-106.61976,28.36074],[-106.61497,28.35951],[-106.61005,28.35826],[-106.60546,28.35714],[-106.59978,28.35573],[-106.59561,28.35469],[-106.59177,28.35376],[-106.58893,28.35303],[-106.58605,28.35029],[-106.58281,28.34717],[-106.57881,28.3434],[-106.57585,28.34055],[-106.57259,28.33742],[-106.56932,28.33434],[-106.56615,28.33132],[-106.56258,28.32786],[-106.55987,28.32524],[-106.55675,28.32234],[-106.55316,28.31892],[-106.54988,28.31573],[-106.54712,28.31314],[-106.54377,28.30987],[-106.53884,28.30925],[-106.53484,28.30871],[-106.53052,28.30816],[-106.52581,28.30755],[-106.52189,28.30705],[-106.51691,28.30638],[-106.51199,28.30571],[-106.50764,28.30516],[-106.50248,28.30447],[-106.49845,28.30394],[-106.49454,28.30341],[-106.48847,28.30266],[-106.48501,28.30217],[-106.48126,28.30309],[-106.47698,28.30413],[-106.4723,28.3053],[-106.46757,28.30646],[-106.46319,28.30752],[-106.458,28.30881],[-106.45292,28.31006],[-106.44866,28.31109],[-106.44432,28.31212],[-106.43984,28.31319],[-106.43514,28.31442],[-106.43063,28.31561],[-106.4248,28.31694],[-106.41973,28.31815],[-106.41548,28.31919],[-106.41019,28.32053],[-106.40518,28.3217],[-106.39954,28.32314],[-106.39496,28.32422],[-106.39004,28.32545],[-106.38496,28.32669],[-106.38006,28.3279],[-106.37489,28.32916],[-106.37073,28.33021],[-106.3681,28.33086],[-106.36433,28.32875],[-106.3597,28.32622],[-106.35534,28.3238],[-106.35123,28.32151],[-106.34556,28.31835],[-106.33909,28.31479],[-106.33741,28.31397],[-106.33086,28.3155],[-106.3279,28.3162],[-106.31867,28.31835],[-106.31442,28.31938],[-106.30856,28.32076],[-106.30405,28.32184],[-106.29865,28.32312],[-106.2949,28.32402],[-106.28828,28.32557],[-106.28115,28.32724],[-106.27408,28.32895],[-106.26885,28.33016],[-106.26571,28.33089],[-106.26199,28.33181],[-106.26047,28.33477],[-106.25841,28.33903],[-106.25636,28.34326],[-106.25436,28.34741],[-106.25229,28.35169],[-106.25028,28.35581],[-106.24821,28.36007],[-106.24625,28.36426],[-106.24425,28.36823],[-106.2422,28.37238],[-106.24026,28.3764],[-106.23829,28.3805],[-106.23629,28.38464],[-106.23427,28.38875],[-106.23226,28.39288],[-106.23031,28.39697],[-106.22844,28.4008],[-106.22666,28.40446],[-106.22465,28.40871],[-106.22259,28.41283],[-106.22092,28.41627],[-106.21858,28.41902],[-106.21582,28.42232],[-106.21308,28.42562],[-106.21014,28.42908],[-106.20728,28.43249],[-106.20451,28.43581],[-106.20182,28.43895],[-106.19918,28.44212],[-106.19645,28.44527]]}}
Línea 230.0 kV | LineString | 230.0 kV |  |  |  | CFE |  |  |  |  | OpenStreetMap | {"type":"Feature","properties":{},"geometry":{"type":"LineString","coordinates":[[-105.99678,28.61211],[-105.99659,28.61168],[-105.99545,28.6082],[-105.99435,28.60489],[-105.99335,28.60187],[-105.99223,28.59851],[-105.99427,28.59567],[-105.9947,28.59509],[-105.99605,28.59324],[-105.99807,28.59043],[-105.99928,28.58874],[-106.00006,28.58765],[-106.00011,28.58758],[-106.00083,28.58659],[-106.00224,28.58468],[-106.0043,28.58186],[-106.00623,28.57916],[-106.00816,28.57651],[-106.00962,28.57583]]}}
Línea 230.0 kV | LineString | 230.0 kV |  |  |  | CFE |  |  |  |  | OpenStreetMap | {"type":"Feature","properties":{},"geometry":{"type":"LineString","coordinates":[[-105.9956,28.61255],[-105.99541,28.61226],[-105.99292,28.61174],[-105.99049,28.61151],[-105.98796,28.61123],[-105.98324,28.61063],[-105.97867,28.61005],[-105.97434,28.60934],[-105.97432,28.60961],[-105.97394,28.60976]]}}
Línea 230.0 kV | LineString | 230.0 kV |  |  |  | CFE |  |  |  |  | OpenStreetMap | {"type":"Feature","properties":{},"geometry":{"type":"LineString","coordinates":[[-106.16377,28.58511],[-106.16315,28.58454],[-106.16497,28.58034],[-106.16683,28.57595],[-106.1633,28.57168],[-106.16192,28.57007],[-106.15923,28.5668],[-106.15863,28.56303],[-106.15807,28.55959],[-106.1547,28.55762],[-106.15263,28.55639],[-106.15068,28.55524]]}}
Línea 230.0 kV | LineString | 230.0 kV | 2 |  |  | CFE |  |  |  |  | OpenStreetMap | {"type":"Feature","properties":{},"geometry":{"type":"LineString","coordinates":[[-104.49277,28.42968],[-104.49008,28.42862],[-104.48691,28.42741],[-104.48501,28.42433],[-104.48316,28.4214],[-104.48107,28.41807],[-104.47889,28.41467],[-104.47672,28.41125],[-104.47449,28.40775],[-104.47252,28.4046],[-104.4706,28.40146],[-104.47038,28.3979],[-104.47022,28.39411],[-104.47011,28.39016],[-104.46988,28.3861],[-104.46973,28.38254],[-104.46956,28.37893],[-104.46942,28.37533],[-104.46923,28.37172],[-104.46908,28.36809],[-104.46894,28.36451],[-104.46877,28.36071],[-104.4686,28.35726],[-104.46844,28.35356],[-104.46822,28.34978],[-104.46811,28.34621],[-104.46797,28.34233],[-104.46778,28.33875],[-104.46764,28.33538],[-104.46749,28.33181],[-104.46729,28.32789],[-104.46713,28.32413],[-104.46696,28.32019],[-104.46678,28.31661],[-104.46662,28.31325],[-104.46649,28.30988],[-104.46629,28.30659],[-104.46613,28.303],[-104.46601,28.2991],[-104.46581,28.2953],[-104.46568,28.29145],[-104.46546,28.28753],[-104.46533,28.28375],[-104.46508,28.27966],[-104.46493,28.27587],[-104.46477,28.27246],[-104.46462,28.26905],[-104.46447,28.26573],[-104.46428,28.26191],[-104.46416,28.25846],[-104.46404,28.2555],[-104.46387,28.25186],[-104.46371,28.24843],[-104.46357,28.24496],[-104.4634,28.24147],[-104.46321,28.23793],[-104.46307,28.23425],[-104.46292,28.23062],[-104.46276,28.22707],[-104.46264,28.22339],[-104.46237,28.2197],[-104.46231,28.21599],[-104.46214,28.2126],[-104.46203,28.21022]]}}
Línea 230.0 kV | LineString | 230.0 kV | 1 |  |  | CFE |  |  |  |  | OpenStreetMap | {"type":"Feature","properties":{},"geometry":{"type":"LineString","coordinates":[[-105.44574,28.16499],[-105.44659,28.16493],[-105.44899,28.16255],[-105.45125,28.16049],[-105.4538,28.15806],[-105.45649,28.15553],[-105.45922,28.15298],[-105.46205,28.15033],[-105.46502,28.15035],[-105.46801,28.1504],[-105.47096,28.15039],[-105.47412,28.152],[-105.47705,28.15351],[-105.48093,28.15548],[-105.48494,28.15754],[-105.48811,28.15915],[-105.49125,28.16073],[-105.49453,28.1624],[-105.49806,28.16421],[-105.50152,28.16593],[-105.50489,28.16764],[-105.5053,28.17094],[-105.5057,28.17419],[-105.50606,28.17708],[-105.50798,28.17928],[-105.50972,28.18127],[-105.51194,28.18367],[-105.51418,28.18616],[-105.51646,28.18871],[-105.51875,28.19124],[-105.52077,28.19347],[-105.52275,28.19566],[-105.52528,28.19785],[-105.52808,28.20028],[-105.531,28.20281],[-105.53362,28.20508],[-105.53637,28.20748],[-105.53913,28.20984],[-105.5413,28.21173],[-105.54392,28.214],[-105.54648,28.21621],[-105.54901,28.21842],[-105.55148,28.22054],[-105.55386,28.22261],[-105.55503,28.22557],[-105.55619,28.22847],[-105.55741,28.23152],[-105.55863,28.23461],[-105.55964,28.23707],[-105.56049,28.23928],[-105.56166,28.24271],[-105.56298,28.24635],[-105.56395,28.24909],[-105.56505,28.25215],[-105.5661,28.25515],[-105.56741,28.25876],[-105.56832,28.26132],[-105.5695,28.26482],[-105.57071,28.26826],[-105.57212,28.27232],[-105.57301,28.27477],[-105.57477,28.27984],[-105.57523,28.28113],[-105.57672,28.28534],[-105.57732,28.28707],[-105.57897,28.29146],[-105.57989,28.29412],[-105.57993,28.297],[-105.58136,28.29995],[-105.58291,28.30309],[-105.58442,28.30619],[-105.58588,28.30917],[-105.58713,28.3118],[-105.58851,28.31463],[-105.59051,28.31866],[-105.59217,28.32147],[-105.59312,28.32301],[-105.59472,28.32573],[-105.59683,28.32926],[-105.59929,28.33144],[-105.60166,28.33353],[-105.60412,28.33572],[-105.60675,28.33807],[-105.60924,28.34028],[-105.61176,28.34252],[-105.61414,28.34465],[-105.6165,28.34673],[-105.61881,28.34879],[-105.62108,28.35083],[-105.62383,28.35327],[-105.62641,28.3556],[-105.6288,28.3581],[-105.63084,28.36023],[-105.63321,28.36267],[-105.63557,28.36519],[-105.63758,28.36733],[-105.63992,28.36979],[-105.64223,28.37224],[-105.6445,28.37463],[-105.64749,28.37767],[-105.64987,28.38023],[-105.65172,28.38221],[-105.65414,28.38473],[-105.65606,28.38671],[-105.65848,28.38927],[-105.66056,28.39145],[-105.66314,28.39418],[-105.66525,28.3964],[-105.6676,28.39885],[-105.66997,28.40135],[-105.67232,28.40382],[-105.67436,28.40594],[-105.67682,28.40834],[-105.67919,28.41063],[-105.68174,28.41316],[-105.68457,28.41587],[-105.68763,28.41889],[-105.69021,28.42137],[-105.69267,28.4238],[-105.69485,28.42589],[-105.6976,28.42855],[-105.69966,28.43056],[-105.70168,28.43249],[-105.70428,28.43503],[-105.70721,28.43789],[-105.70928,28.43989],[-105.71176,28.44234],[-105.71415,28.44464],[-105.71551,28.44599],[-105.71711,28.44744],[-105.71953,28.44986],[-105.72088,28.45114],[-105.72348,28.45371],[-105.72525,28.45543],[-105.72808,28.45816],[-105.73078,28.46076],[-105.7341,28.46115],[-105.73632,28.46135],[-105.74209,28.46194],[-105.74573,28.46241],[-105.74939,28.46278],[-105.75091,28.46293],[-105.75372,28.46322],[-105.75657,28.46352],[-105.76069,28.46392],[-105.76519,28.46443],[-105.77195,28.46516],[-105.77527,28.46552],[-105.77863,28.46588],[-105.78293,28.4663],[-105.78593,28.46663],[-105.79063,28.46712],[-105.79549,28.46763],[-105.79968,28.46807],[-105.8052,28.46863],[-105.80832,28.469],[-105.81169,28.47046],[-105.81456,28.47173],[-105.81805,28.47327],[-105.8213,28.47468],[-105.82428,28.47597],[-105.82758,28.47741],[-105.82834,28.47771],[-105.82871,28.47707]]}}
Línea 230.0 kV | LineString | 230.0 kV |  |  |  | CFE |  |  |  |  | OpenStreetMap | {"type":"Feature","properties":{},"geometry":{"type":"LineString","coordinates":[[-106.46424,31.58604],[-106.46432,31.58581],[-106.46579,31.58546],[-106.46655,31.58235],[-106.4673,31.57916],[-106.46786,31.57677],[-106.4686,31.57369],[-106.46931,31.57079],[-106.47001,31.56789],[-106.47072,31.56486],[-106.47139,31.56205],[-106.47213,31.55895],[-106.47279,31.5562],[-106.47348,31.55331],[-106.47414,31.55055],[-106.47489,31.54744],[-106.47758,31.54465],[-106.48068,31.54145],[-106.48301,31.53912],[-106.48522,31.53677]]}}
Línea 230.0 kV | LineString | 230.0 kV |  |  |  | CFE |  |  |  |  | OpenStreetMap | {"type":"Feature","properties":{},"geometry":{"type":"LineString","coordinates":[[-106.45894,30.18154],[-106.45734,30.18091],[-106.45597,30.17866],[-106.45568,30.17819]]}}
Línea 230.0 kV | LineString | 230.0 kV | 1 |  |  | CFE |  |  |  |  | OpenStreetMap | {"type":"Feature","properties":{},"geometry":{"type":"LineString","coordinates":[[-106.48423,31.33035],[-106.48373,31.33021],[-106.48044,31.32925],[-106.47694,31.32982],[-106.47466,31.33303],[-106.4723,31.33668],[-106.47022,31.34002],[-106.46805,31.3435],[-106.46607,31.34665],[-106.46417,31.34976],[-106.46232,31.35259],[-106.46052,31.3555],[-106.45883,31.35815],[-106.45711,31.36087],[-106.4572,31.36452],[-106.45732,31.36797],[-106.45741,31.37153],[-106.45752,31.37523],[-106.45765,31.37899],[-106.45775,31.38246],[-106.45788,31.38659],[-106.45799,31.39048],[-106.45809,31.39392],[-106.45821,31.39723],[-106.45831,31.40083],[-106.45841,31.40429],[-106.45852,31.40782],[-106.45862,31.41109],[-106.45871,31.41442],[-106.45881,31.41802],[-106.45892,31.42144],[-106.45903,31.42492],[-106.45916,31.42977],[-106.45929,31.43359],[-106.45941,31.43726],[-106.45953,31.44105],[-106.45963,31.44433],[-106.45973,31.448],[-106.45984,31.45158],[-106.45995,31.45501],[-106.46006,31.45874],[-106.46017,31.4627],[-106.46025,31.46609],[-106.46038,31.46982],[-106.4605,31.47315],[-106.4606,31.47675],[-106.4607,31.48033],[-106.46081,31.48419],[-106.46093,31.48784],[-106.46105,31.49125],[-106.46116,31.49492],[-106.46126,31.49819],[-106.46135,31.50158],[-106.46146,31.50541],[-106.46157,31.50922],[-106.46169,31.51269],[-106.4618,31.5164],[-106.46192,31.52044],[-106.46204,31.5244],[-106.46218,31.52927],[-106.46231,31.53339],[-106.46241,31.5367],[-106.46253,31.54087],[-106.46265,31.5444],[-106.46275,31.54795],[-106.46287,31.55146],[-106.463,31.55551],[-106.46311,31.55907],[-106.46319,31.56242],[-106.46331,31.56605],[-106.46321,31.5694],[-106.46352,31.57271],[-106.46361,31.5764],[-106.46373,31.58026],[-106.46383,31.58336],[-106.46293,31.58532],[-106.46282,31.58557]]}}
Línea 230.0 kV | LineString | 230.0 kV |  |  |  | CFE |  |  |  |  | OpenStreetMap | {"type":"Feature","properties":{},"geometry":{"type":"LineString","coordinates":[[-106.4914,31.30843],[-106.49095,31.3072],[-106.49232,31.30497],[-106.49417,31.30198],[-106.49614,31.29882],[-106.49821,31.2956],[-106.49997,31.29276],[-106.50189,31.28973],[-106.50373,31.2868],[-106.50364,31.2831],[-106.50342,31.27946],[-106.50336,31.27508],[-106.50325,31.27174],[-106.50315,31.26855],[-106.50296,31.26502],[-106.50283,31.26124],[-106.5027,31.25791],[-106.50263,31.25461],[-106.50253,31.25197],[-106.50246,31.24812],[-106.50229,31.24446],[-106.50218,31.24082],[-106.50208,31.23714],[-106.50197,31.23368],[-106.5019,31.23006],[-106.50181,31.22666],[-106.50172,31.22292],[-106.50159,31.21944],[-106.50146,31.21652],[-106.50137,31.21336],[-106.50126,31.20961],[-106.50114,31.2064],[-106.50103,31.2031],[-106.50092,31.1995],[-106.50079,31.19586],[-106.50069,31.19246],[-106.50059,31.18889],[-106.50046,31.18531],[-106.50028,31.182],[-106.50023,31.17864],[-106.50013,31.17502],[-106.50003,31.17151],[-106.49991,31.16793],[-106.49978,31.16383],[-106.49965,31.15982],[-106.49952,31.15574],[-106.49939,31.15158],[-106.49922,31.14733],[-106.49916,31.14464],[-106.49906,31.14124],[-106.49894,31.13717],[-106.49913,31.1345],[-106.49949,31.13053],[-106.49978,31.12733],[-106.50007,31.12317],[-106.50053,31.11876],[-106.50079,31.1154],[-106.50108,31.11209],[-106.50139,31.10848],[-106.50171,31.10487],[-106.50203,31.10128],[-106.50231,31.09787],[-106.50265,31.09397],[-106.50292,31.09083],[-106.50322,31.08668],[-106.5035,31.08364],[-106.50385,31.07937],[-106.50414,31.07595],[-106.50446,31.07233],[-106.50478,31.06867],[-106.50509,31.06505],[-106.50539,31.06146],[-106.50571,31.05785],[-106.50601,31.05425],[-106.50633,31.05072],[-106.50661,31.04713],[-106.50691,31.04382],[-106.50722,31.04019],[-106.50754,31.03677],[-106.5078,31.03325],[-106.50812,31.02972],[-106.50838,31.02638],[-106.50874,31.02293],[-106.50895,31.01944],[-106.50928,31.01591],[-106.5096,31.01231],[-106.50987,31.00881],[-106.51016,31.00558],[-106.51049,31.00183],[-106.51083,30.99849],[-106.51106,30.99504],[-106.51134,30.9916],[-106.51165,30.98788],[-106.51197,30.9838],[-106.51231,30.98021],[-106.51264,30.97676],[-106.51293,30.97323],[-106.51322,30.96978],[-106.51352,30.96648],[-106.5138,30.96315],[-106.51415,30.95935],[-106.51447,30.95539],[-106.51477,30.95186],[-106.51507,30.94825],[-106.51541,30.94473],[-106.5157,30.94108],[-106.51599,30.93757],[-106.51633,30.93375],[-106.51679,30.92819],[-106.51699,30.92547],[-106.51749,30.91932],[-106.51786,30.91543],[-106.51816,30.91191],[-106.51848,30.90822],[-106.51878,30.90461],[-106.51911,30.90073],[-106.51948,30.89662],[-106.51982,30.89245],[-106.52017,30.88858],[-106.52047,30.88507],[-106.52078,30.88145],[-106.52109,30.87783],[-106.52141,30.87432],[-106.52171,30.87073],[-106.52201,30.86721],[-106.52235,30.86361],[-106.52264,30.86009],[-106.52291,30.85656],[-106.52321,30.85304],[-106.52352,30.84943],[-106.52382,30.84583],[-106.52413,30.84233],[-106.52446,30.83872],[-106.5248,30.83506],[-106.52507,30.8315],[-106.52538,30.82803],[-106.52566,30.82441],[-106.52596,30.82075],[-106.52626,30.81736],[-106.52657,30.81387],[-106.52684,30.8105],[-106.52718,30.80692],[-106.52749,30.80315],[-106.5278,30.79953],[-106.52807,30.79566],[-106.52841,30.7918],[-106.52873,30.78826],[-106.52903,30.78474],[-106.52938,30.78115],[-106.52967,30.77757],[-106.52996,30.77403],[-106.53027,30.77041],[-106.53057,30.7669],[-106.53088,30.76341],[-106.53117,30.75979],[-106.53149,30.75617],[-106.53182,30.75257],[-106.5321,30.74905],[-106.53239,30.74556],[-106.53272,30.74192],[-106.53303,30.73833],[-106.53333,30.73474],[-106.53365,30.73123],[-106.53394,30.72761],[-106.53423,30.72399],[-106.53454,30.72038],[-106.53487,30.71691],[-106.53517,30.71333],[-106.53547,30.70977],[-106.53579,30.70629],[-106.53606,30.70266],[-106.5364,30.69907],[-106.53668,30.69556],[-106.53699,30.69196],[-106.53732,30.68839],[-106.53757,30.68485],[-106.5379,30.68125],[-106.53819,30.67773],[-106.5385,30.67413],[-106.53881,30.67064],[-106.53907,30.66703],[-106.53942,30.66349],[-106.5397,30.6599],[-106.54004,30.65615],[-106.54036,30.65255],[-106.54063,30.64892],[-106.54094,30.64547],[-106.54125,30.64209],[-106.54158,30.63826],[-106.5419,30.63449],[-106.54218,30.63097],[-106.54248,30.62747],[-106.54277,30.62421],[-106.54271,30.62117],[-106.5426,30.61764],[-106.54252,30.61396],[-106.54241,30.61035],[-106.54231,30.60673],[-106.54226,30.60316],[-106.54215,30.59959],[-106.54207,30.59601],[-106.54194,30.59254],[-106.54187,30.58911],[-106.54182,30.58581],[-106.5417,30.58214],[-106.54163,30.57853],[-106.54151,30.57498],[-106.54142,30.5714],[-106.54135,30.56777],[-106.54124,30.56415],[-106.54116,30.56054],[-106.54106,30.557],[-106.54098,30.5534],[-106.5409,30.55016],[-106.54079,30.54649],[-106.54063,30.54209],[-106.54063,30.53913],[-106.54053,30.53525],[-106.54042,30.53165],[-106.5403,30.52785],[-106.54025,30.52414],[-106.54016,30.52051],[-106.54006,30.51687],[-106.53995,30.51319],[-106.53987,30.50969],[-106.53978,30.50616],[-106.53969,30.50264],[-106.5396,30.49912],[-106.5395,30.49549],[-106.53942,30.49161],[-106.53932,30.48774],[-106.53923,30.48414],[-106.53911,30.4805],[-106.53904,30.47696],[-106.53892,30.47326],[-106.53886,30.46957],[-106.5388,30.46604],[-106.53869,30.4626],[-106.5386,30.45911],[-106.53851,30.45565],[-106.53843,30.45221],[-106.53835,30.44874],[-106.53824,30.44515],[-106.53817,30.44174],[-106.53806,30.43792],[-106.53796,30.43441],[-106.53789,30.43089],[-106.5378,30.42736],[-106.53772,30.42357],[-106.5376,30.41975],[-106.5375,30.41623],[-106.53745,30.41261],[-106.53735,30.40901],[-106.53725,30.40548],[-106.53714,30.40185],[-106.53706,30.39824],[-106.53697,30.39463],[-106.53688,30.3911],[-106.53675,30.38763],[-106.53671,30.38422],[-106.53659,30.3804],[-106.53499,30.37647],[-106.53349,30.37266],[-106.53199,30.36891],[-106.53067,30.36557],[-106.52931,30.36215],[-106.5279,30.35869],[-106.5266,30.35537],[-106.52527,30.35205],[-106.52386,30.34854],[-106.52245,30.34503],[-106.52121,30.34182],[-106.51973,30.33817],[-106.51828,30.33448],[-106.51693,30.33108],[-106.51556,30.32766],[-106.51421,30.3243],[-106.51288,30.32096],[-106.51157,30.31765],[-106.51021,30.3143],[-106.50887,30.31089],[-106.50748,30.30746],[-106.50617,30.30415],[-106.50484,30.30083],[-106.50352,30.2975],[-106.50214,30.29406],[-106.5008,30.29066],[-106.49945,30.28726],[-106.49815,30.28391],[-106.49546,30.27727],[-106.49404,30.27366],[-106.49274,30.27042],[-106.49135,30.2669],[-106.48995,30.26341],[-106.48856,30.25998],[-106.48725,30.25659],[-106.48589,30.25324],[-106.48458,30.24987],[-106.48319,30.24645],[-106.48187,30.24306],[-106.48048,30.23962],[-106.47918,30.23632],[-106.47783,30.23295],[-106.47647,30.22952],[-106.47514,30.22619],[-106.47378,30.22275],[-106.47243,30.21933],[-106.47109,30.21598],[-106.46986,30.21286],[-106.46851,30.2095],[-106.4672,30.20617],[-106.46575,30.20252],[-106.46419,30.19861],[-106.46274,30.19492],[-106.461,30.19209],[-106.45922,30.18912],[-106.45737,30.18609],[-106.45558,30.18306],[-106.45364,30.1799],[-106.45325,30.17911]]}}
Línea 230.0 kV | LineString | 230.0 kV |  |  |  | CFE |  |  |  |  | OpenStreetMap | {"type":"Feature","properties":{},"geometry":{"type":"LineString","coordinates":[[-106.4914,31.30843],[-106.49039,31.30694],[-106.49167,31.30497],[-106.49367,31.30172],[-106.49545,31.2988],[-106.49742,31.29573],[-106.49953,31.29233],[-106.50157,31.28905],[-106.50308,31.28665],[-106.50298,31.28441],[-106.50289,31.28102],[-106.50282,31.27748],[-106.50267,31.27381],[-106.50256,31.27087],[-106.50248,31.2678],[-106.50228,31.26446],[-106.50216,31.26075],[-106.50205,31.25707],[-106.50193,31.25346],[-106.50182,31.24993],[-106.50178,31.24653],[-106.50162,31.24321],[-106.50152,31.24053],[-106.50142,31.23747],[-106.50133,31.23376],[-106.50126,31.22983],[-106.50114,31.22635],[-106.50104,31.22281],[-106.50089,31.21886],[-106.50079,31.21538],[-106.50068,31.21158],[-106.5006,31.20848],[-106.50043,31.20452],[-106.50035,31.2013],[-106.50021,31.19769],[-106.50012,31.19424],[-106.50001,31.19045],[-106.49988,31.18681],[-106.49978,31.18316],[-106.49965,31.17957],[-106.49953,31.17607],[-106.49941,31.1725],[-106.49933,31.16893],[-106.4992,31.16548],[-106.4991,31.16198],[-106.49898,31.15819],[-106.49887,31.15443],[-106.49875,31.15079],[-106.49857,31.14655],[-106.49849,31.14323],[-106.4984,31.14003],[-106.4983,31.13711],[-106.49759,31.1335],[-106.49657,31.12827],[-106.49567,31.12364],[-106.49515,31.12104],[-106.4961,31.11779],[-106.49735,31.11354],[-106.49853,31.1096],[-106.49956,31.10608],[-106.50058,31.10253],[-106.50153,31.09926],[-106.50184,31.09622],[-106.50215,31.09213],[-106.50241,31.08847],[-106.50274,31.08516],[-106.50297,31.0825],[-106.50325,31.07907],[-106.50355,31.07575],[-106.50392,31.07177],[-106.50409,31.06911],[-106.50436,31.06642],[-106.50465,31.06255],[-106.50506,31.05801],[-106.50542,31.05421],[-106.50571,31.05057],[-106.50601,31.04707],[-106.50635,31.04331],[-106.50666,31.03951],[-106.507,31.03551],[-106.50731,31.03191],[-106.50768,31.02808],[-106.50792,31.02515],[-106.50822,31.02158],[-106.50848,31.0178],[-106.50881,31.01407],[-106.50915,31.00989],[-106.50941,31.00706],[-106.50959,31.00495],[-106.5099,31.00139],[-106.51019,30.99796],[-106.51046,30.99484],[-106.51079,30.99158],[-106.51102,30.98848],[-106.51134,30.98471],[-106.51168,30.98051],[-106.51206,30.97638],[-106.51236,30.97259],[-106.51267,30.96881],[-106.51298,30.96545],[-106.51325,30.96203],[-106.51358,30.95834],[-106.51393,30.95466],[-106.51425,30.95095],[-106.51449,30.94768],[-106.51477,30.94451],[-106.51503,30.94143],[-106.5152,30.93935],[-106.51551,30.93572],[-106.51576,30.93301],[-106.51613,30.9288],[-106.51642,30.92557],[-106.51685,30.92057],[-106.51706,30.91771],[-106.51731,30.91499],[-106.51753,30.91214],[-106.51783,30.90863],[-106.51815,30.90485],[-106.51849,30.90107],[-106.51879,30.89755],[-106.51908,30.89408],[-106.51938,30.89053],[-106.51968,30.8873],[-106.51989,30.88466],[-106.52013,30.88175],[-106.52044,30.87818],[-106.52076,30.87456],[-106.52111,30.87101],[-106.52137,30.86719],[-106.52174,30.86332],[-106.52206,30.85949],[-106.52238,30.85566],[-106.52271,30.85192],[-106.523,30.84807],[-106.52332,30.84455],[-106.52363,30.84094],[-106.52399,30.83709],[-106.52435,30.83316],[-106.52465,30.82962],[-106.52492,30.82599],[-106.52526,30.82215],[-106.52557,30.81836],[-106.52587,30.81472],[-106.52616,30.81121],[-106.5265,30.8076],[-106.52678,30.80404],[-106.52705,30.80044],[-106.52736,30.79658],[-106.5277,30.79301],[-106.52802,30.78944],[-106.52835,30.78568],[-106.5287,30.78182],[-106.52902,30.7779],[-106.52935,30.77403],[-106.52966,30.77018],[-106.52999,30.7666],[-106.5303,30.76305],[-106.53062,30.75925],[-106.53094,30.75546],[-106.53125,30.75178],[-106.53149,30.74843],[-106.53183,30.7449],[-106.53217,30.74104],[-106.53246,30.73751],[-106.53279,30.73392],[-106.5331,30.73003],[-106.5334,30.7265],[-106.5337,30.72292],[-106.53403,30.71909],[-106.53441,30.71548],[-106.53467,30.71194],[-106.53498,30.70809],[-106.53528,30.7043],[-106.53561,30.70065],[-106.53594,30.69708],[-106.53626,30.69322],[-106.53656,30.68965],[-106.53689,30.68608],[-106.53717,30.68249],[-106.53749,30.67893],[-106.53782,30.67509],[-106.53815,30.67127],[-106.53843,30.66767],[-106.53873,30.66411],[-106.53904,30.66024],[-106.53937,30.6567],[-106.53966,30.65312],[-106.53997,30.64933],[-106.5403,30.64578],[-106.54061,30.64212],[-106.54093,30.6383],[-106.54125,30.63494],[-106.54153,30.63131],[-106.54185,30.62745],[-106.54216,30.62419],[-106.54209,30.62189],[-106.54201,30.61927],[-106.54193,30.61602],[-106.54182,30.61258],[-106.54177,30.60906],[-106.5417,30.60549],[-106.54155,30.60163],[-106.54145,30.59775],[-106.54135,30.59393],[-106.54127,30.5901],[-106.54117,30.5864],[-106.54106,30.58251],[-106.541,30.57897],[-106.54092,30.57541],[-106.54083,30.57156],[-106.54073,30.56768],[-106.5406,30.56386],[-106.54051,30.56002],[-106.54043,30.55625],[-106.54033,30.5524],[-106.54022,30.54882],[-106.54014,30.54521],[-106.54004,30.54129],[-106.53997,30.53802],[-106.53986,30.53446],[-106.53977,30.53097],[-106.5397,30.52713],[-106.53956,30.52326],[-106.53947,30.51935],[-106.53942,30.51557],[-106.53929,30.51176],[-106.5392,30.50817],[-106.5391,30.50458],[-106.53899,30.50076],[-106.53892,30.49694],[-106.5388,30.49312],[-106.53871,30.48938],[-106.53862,30.48557],[-106.53855,30.48203],[-106.53844,30.47847],[-106.53834,30.47454],[-106.53824,30.47108],[-106.53819,30.46757],[-106.53807,30.46395],[-106.53799,30.46002],[-106.53789,30.45637],[-106.53781,30.45278],[-106.5377,30.44922],[-106.53759,30.44568],[-106.5375,30.44204],[-106.53745,30.43845],[-106.53734,30.4349],[-106.53727,30.43149],[-106.53715,30.42813],[-106.53708,30.42458],[-106.53701,30.42121],[-106.5369,30.41761],[-106.53685,30.41383],[-106.53675,30.41018],[-106.53663,30.40641],[-106.53652,30.40257],[-106.53645,30.39879],[-106.53636,30.39521],[-106.53625,30.39162],[-106.53616,30.38789],[-106.5361,30.38411],[-106.53597,30.38051],[-106.53456,30.37701],[-106.53314,30.37344],[-106.53176,30.37003],[-106.53031,30.36636],[-106.5289,30.36277],[-106.52751,30.35934],[-106.52617,30.35595],[-106.52473,30.35235],[-106.52327,30.34876],[-106.52189,30.34535],[-106.52062,30.34201],[-106.51914,30.33834],[-106.51769,30.33471],[-106.51615,30.33097],[-106.51475,30.32738],[-106.51337,30.32382],[-106.512,30.32041],[-106.51066,30.31702],[-106.50928,30.31366],[-106.50792,30.31024],[-106.50659,30.30688],[-106.50522,30.30351],[-106.50377,30.29989],[-106.50248,30.29659],[-106.50107,30.29313],[-106.4997,30.2896],[-106.49825,30.28597],[-106.49685,30.28238],[-106.49541,30.27881],[-106.494,30.27534],[-106.49269,30.272],[-106.49122,30.26843],[-106.48992,30.26506],[-106.48853,30.26162],[-106.48718,30.25811],[-106.48578,30.25472],[-106.48445,30.25137],[-106.48304,30.24776],[-106.48166,30.24416],[-106.48017,30.24054],[-106.47883,30.2371],[-106.47749,30.23375],[-106.47604,30.23013],[-106.47471,30.22678],[-106.47338,30.22339],[-106.47193,30.21977],[-106.47052,30.21619],[-106.46916,30.21278],[-106.46768,30.20907],[-106.46628,30.20555],[-106.46493,30.20214],[-106.46347,30.19848],[-106.46217,30.19513],[-106.46047,30.19231],[-106.45864,30.18907],[-106.45653,30.18548],[-106.45486,30.18257],[-106.45334,30.17997],[-106.45308,30.17919]]}}
Línea 230.0 kV | LineString | 230.0 kV | 2 |  |  | CFE |  |  |  |  | OpenStreetMap | {"type":"Feature","properties":{},"geometry":{"type":"LineString","coordinates":[[-106.48373,31.32988],[-106.48275,31.32793],[-106.482,31.32643],[-106.48079,31.32369]]}}
Línea 230.0 kV | LineString | 230.0 kV | 1 |  |  | CFE |  |  |  |  | OpenStreetMap | {"type":"Feature","properties":{},"geometry":{"type":"LineString","coordinates":[[-106.45393,30.17878],[-106.45434,30.17951],[-106.455,30.18168],[-106.45663,30.18206],[-106.45944,30.18216],[-106.46183,30.18667],[-106.46308,30.18988],[-106.46436,30.19305],[-106.46559,30.19621],[-106.46683,30.1995],[-106.46815,30.20261],[-106.46941,30.2058],[-106.47071,30.20903],[-106.47197,30.21228],[-106.47324,30.2154],[-106.47452,30.21868],[-106.47578,30.22189],[-106.47711,30.22517],[-106.47833,30.22826],[-106.47954,30.23136],[-106.48071,30.23434],[-106.48198,30.23746],[-106.48322,30.24065],[-106.48447,30.24378],[-106.48572,30.24695],[-106.48695,30.24995],[-106.4883,30.25333],[-106.48953,30.25647],[-106.49078,30.25966],[-106.49206,30.26291],[-106.49338,30.26622],[-106.49455,30.26948],[-106.49579,30.27269],[-106.49714,30.27596],[-106.4984,30.27932],[-106.4997,30.28259],[-106.50102,30.28584],[-106.50318,30.2887],[-106.50535,30.29174],[-106.50749,30.29465],[-106.50961,30.29758],[-106.51179,30.30051],[-106.51396,30.30344],[-106.51613,30.30642],[-106.51828,30.3094],[-106.5204,30.31233],[-106.52241,30.31504],[-106.52478,30.31826],[-106.52674,30.32089],[-106.52928,30.32431],[-106.531,30.32678],[-106.53295,30.32937],[-106.535,30.33224],[-106.53724,30.33533],[-106.53913,30.33784],[-106.54157,30.34119],[-106.54367,30.34407],[-106.54596,30.34709],[-106.54787,30.34977],[-106.55027,30.35304],[-106.55131,30.35626],[-106.5523,30.35947],[-106.5534,30.36278],[-106.55442,30.36594],[-106.55552,30.36936],[-106.55649,30.37245],[-106.55753,30.37566],[-106.55857,30.37888],[-106.55961,30.38212],[-106.56066,30.38535],[-106.56167,30.3886],[-106.56273,30.39187],[-106.56407,30.39589],[-106.56499,30.39887],[-106.56597,30.40182],[-106.56687,30.40466],[-106.56778,30.40775],[-106.56883,30.4108],[-106.56986,30.41402],[-106.5709,30.41732],[-106.57223,30.42134],[-106.57354,30.42542],[-106.57406,30.4272],[-106.57518,30.43054],[-106.5763,30.43374],[-106.57722,30.43709],[-106.5783,30.44036],[-106.57936,30.44365],[-106.58035,30.44664],[-106.58142,30.45008],[-106.58254,30.45344],[-106.58364,30.45687],[-106.58466,30.46014],[-106.58571,30.46336],[-106.58661,30.46619],[-106.58797,30.47036],[-106.58895,30.47328],[-106.58803,30.4765],[-106.58705,30.47972],[-106.58609,30.48294],[-106.58514,30.48622],[-106.58422,30.48952],[-106.58329,30.49269],[-106.58235,30.49594],[-106.58138,30.4992],[-106.58052,30.50249],[-106.57946,30.50583],[-106.57839,30.50958],[-106.57732,30.51315],[-106.57665,30.51547],[-106.5757,30.51868],[-106.57479,30.52194],[-106.57387,30.52514],[-106.57298,30.5285],[-106.57192,30.53171],[-106.57099,30.53499],[-106.57006,30.53818],[-106.56913,30.54141],[-106.56817,30.54465],[-106.56715,30.5481],[-106.56628,30.55123],[-106.56513,30.55523],[-106.56437,30.55778],[-106.56337,30.56101],[-106.5625,30.56417],[-106.5615,30.56747],[-106.56052,30.5708],[-106.55961,30.57398],[-106.55867,30.57721],[-106.55844,30.58066],[-106.55825,30.58431],[-106.55792,30.58789],[-106.55784,30.59139],[-106.55765,30.59492],[-106.55741,30.59846],[-106.55713,30.6021],[-106.55699,30.60555],[-106.55676,30.60911],[-106.55653,30.61253],[-106.55635,30.61584],[-106.55621,30.61932],[-106.55596,30.6228],[-106.55578,30.62616],[-106.55557,30.6295],[-106.55541,30.63204],[-106.55516,30.63637],[-106.55492,30.64036],[-106.55471,30.64319],[-106.55458,30.64665],[-106.55434,30.65003],[-106.55416,30.65347],[-106.55391,30.65732],[-106.5537,30.6602],[-106.55352,30.66363],[-106.55337,30.66699],[-106.5531,30.6707],[-106.55291,30.67382],[-106.55273,30.67728],[-106.55254,30.68068],[-106.55232,30.68407],[-106.55218,30.68758],[-106.55195,30.69085],[-106.55174,30.69431],[-106.55154,30.6977],[-106.55133,30.70122],[-106.55115,30.70455],[-106.55092,30.70799],[-106.55071,30.71137],[-106.55053,30.7148],[-106.55031,30.71823],[-106.55012,30.7216],[-106.54989,30.72503],[-106.54977,30.72843],[-106.54952,30.73188],[-106.54925,30.73526],[-106.54907,30.73862],[-106.54889,30.74201],[-106.54867,30.74544],[-106.54856,30.74892],[-106.5483,30.7522],[-106.54802,30.75565],[-106.54785,30.75903],[-106.54768,30.76251],[-106.54746,30.76578],[-106.54722,30.76929],[-106.54701,30.77266],[-106.54688,30.77611],[-106.54665,30.77957],[-106.54649,30.78278],[-106.54627,30.7862],[-106.54601,30.7896],[-106.5458,30.79302],[-106.54563,30.79649],[-106.5455,30.7999],[-106.54522,30.80331],[-106.54504,30.80645],[-106.54485,30.81011],[-106.54462,30.81346],[-106.54441,30.81687],[-106.54422,30.82023],[-106.54402,30.82371],[-106.54377,30.82708],[-106.54359,30.83069],[-106.54345,30.83402],[-106.54326,30.83755],[-106.54296,30.84075],[-106.5428,30.84416],[-106.54267,30.84762],[-106.5424,30.85092],[-106.54216,30.85429],[-106.54376,30.85628],[-106.54577,30.85872],[-106.54846,30.86215],[-106.55137,30.86571],[-106.55369,30.86854],[-106.5559,30.87129],[-106.55813,30.87409],[-106.56032,30.87672],[-106.56257,30.87953],[-106.56481,30.88233],[-106.56707,30.88511],[-106.56932,30.8878],[-106.57153,30.89056],[-106.57369,30.89343],[-106.57603,30.89623],[-106.57828,30.89896],[-106.58052,30.90176],[-106.58273,30.90444],[-106.58506,30.90726],[-106.5872,30.90997],[-106.58947,30.91269],[-106.59171,30.91558],[-106.594,30.91842],[-106.59622,30.92127],[-106.59856,30.92411],[-106.6008,30.92682],[-106.60295,30.92946],[-106.60523,30.93236],[-106.60757,30.93523],[-106.60982,30.93789],[-106.61197,30.94053],[-106.61436,30.94348],[-106.61649,30.94602],[-106.61889,30.94913],[-106.62117,30.95193],[-106.62335,30.95457],[-106.62558,30.95731],[-106.62789,30.96018],[-106.63019,30.96303],[-106.63026,30.96642],[-106.63039,30.96948],[-106.63046,30.9734],[-106.63057,30.97673],[-106.63069,30.98016],[-106.63079,30.9837],[-106.63089,30.98719],[-106.63103,30.99058],[-106.63111,30.99399],[-106.63127,30.99745],[-106.63135,31.00097],[-106.63151,31.00437],[-106.63167,31.00764],[-106.63182,31.01159],[-106.63193,31.01474],[-106.632,31.01816],[-106.63214,31.02164],[-106.63225,31.02501],[-106.63236,31.02841],[-106.63247,31.03179],[-106.63254,31.03511],[-106.63264,31.03843],[-106.63281,31.04192],[-106.63289,31.04526],[-106.63303,31.04858],[-106.63314,31.052],[-106.63322,31.05528],[-106.63334,31.05861],[-106.63346,31.06208],[-106.63355,31.06538],[-106.63364,31.0687],[-106.63372,31.07213],[-106.63384,31.07545],[-106.63401,31.07889],[-106.63414,31.08232],[-106.63421,31.08569],[-106.63435,31.08911],[-106.63446,31.0925],[-106.63454,31.0959],[-106.6347,31.09913],[-106.6348,31.10269],[-106.63494,31.10611],[-106.63499,31.10948],[-106.63511,31.11288],[-106.63522,31.11632],[-106.63536,31.11976],[-106.6355,31.12321],[-106.63558,31.12657],[-106.63569,31.12971],[-106.6358,31.13337],[-106.63592,31.13681],[-106.63605,31.14016],[-106.63606,31.14374],[-106.63626,31.14732],[-106.6364,31.15085],[-106.63639,31.15454],[-106.63662,31.15803],[-106.63674,31.16153],[-106.63677,31.16511],[-106.63696,31.16869],[-106.637,31.17223],[-106.63707,31.17578],[-106.63721,31.17934],[-106.63742,31.18292],[-106.63752,31.18644],[-106.6376,31.19007],[-106.63778,31.19358],[-106.63784,31.19717],[-106.63795,31.20074],[-106.63807,31.2043],[-106.63817,31.20787],[-106.63824,31.21139],[-106.63848,31.21501],[-106.63854,31.21855],[-106.63863,31.22214],[-106.63875,31.22567],[-106.63884,31.22925],[-106.63898,31.23281],[-106.63909,31.23642],[-106.6392,31.23992],[-106.63932,31.24353],[-106.63943,31.24709],[-106.63957,31.25066],[-106.63971,31.25425],[-106.63981,31.25775],[-106.63984,31.26137],[-106.63998,31.26494],[-106.64009,31.26845],[-106.64018,31.27203],[-106.64031,31.27561],[-106.64042,31.27917],[-106.64057,31.28279],[-106.64065,31.2863],[-106.64077,31.28989],[-106.64096,31.29354],[-106.64105,31.29692],[-106.64116,31.30061],[-106.64125,31.30422],[-106.6414,31.30772],[-106.64154,31.31122],[-106.64167,31.31485],[-106.64173,31.31931],[-106.64186,31.32381],[-106.64205,31.32726],[-106.64218,31.33058],[-106.64227,31.33396],[-106.64238,31.33737],[-106.64259,31.34079],[-106.64271,31.34424],[-106.64281,31.3475],[-106.64288,31.35097],[-106.643,31.3543],[-106.64309,31.35782],[-106.64013,31.36008],[-106.6372,31.36257],[-106.6343,31.36491],[-106.63131,31.36723],[-106.62847,31.36967],[-106.62551,31.37203],[-106.62259,31.37432],[-106.61965,31.37673],[-106.61673,31.37915],[-106.61391,31.38137],[-106.61083,31.38388],[-106.60799,31.38618],[-106.60514,31.38856],[-106.60217,31.39095],[-106.5996,31.39309],[-106.59621,31.39589],[-106.59284,31.39862],[-106.59035,31.40065],[-106.58741,31.40306],[-106.58442,31.4054],[-106.58145,31.40779],[-106.57843,31.41022],[-106.57545,31.41259],[-106.57255,31.41507],[-106.56953,31.41748],[-106.5666,31.41987],[-106.56365,31.42228],[-106.56071,31.42469],[-106.55772,31.42707],[-106.55433,31.42979],[-106.55103,31.43248],[-106.54778,31.43517],[-106.54453,31.43786],[-106.54123,31.44043],[-106.5379,31.44311],[-106.53465,31.44579],[-106.53179,31.4478],[-106.52795,31.45095],[-106.52472,31.45358],[-106.5216,31.4562],[-106.52159,31.45621],[-106.51816,31.45903],[-106.51489,31.46168],[-106.51158,31.46435],[-106.50814,31.46712],[-106.50466,31.46994],[-106.50122,31.47269],[-106.4978,31.47549],[-106.49434,31.47831],[-106.49093,31.48115],[-106.4871,31.48224],[-106.4833,31.48329],[-106.47856,31.48166],[-106.47432,31.48007],[-106.47245,31.47938],[-106.47243,31.47735],[-106.47237,31.47684]]}}
Línea 230.0 kV | LineString | 230.0 kV |  |  |  | CFE |  |  |  |  | OpenStreetMap | {"type":"Feature","properties":{},"geometry":{"type":"LineString","coordinates":[[-106.4541,30.17872],[-106.45451,30.17927],[-106.45506,30.18123],[-106.45782,30.18394],[-106.46086,30.18694],[-106.46185,30.18949],[-106.4628,30.19185],[-106.46398,30.19477],[-106.46512,30.19769],[-106.46634,30.20069],[-106.4675,30.20369],[-106.46869,30.20665],[-106.46986,30.20966],[-106.47098,30.21246],[-106.47214,30.21537],[-106.47305,30.21772],[-106.4741,30.22032],[-106.47543,30.22369],[-106.47662,30.22668],[-106.47782,30.22963],[-106.47901,30.23272],[-106.48022,30.23567],[-106.48134,30.23849],[-106.48258,30.24156],[-106.48374,30.24457],[-106.48489,30.24753],[-106.48609,30.25051],[-106.48726,30.25348],[-106.48843,30.25647],[-106.48959,30.25941],[-106.49083,30.26245],[-106.49211,30.26567],[-106.4932,30.26843],[-106.49411,30.27076],[-106.49546,30.27409],[-106.49663,30.27709],[-106.49778,30.28005],[-106.49901,30.28305],[-106.50012,30.28597],[-106.50166,30.28806],[-106.50364,30.29074],[-106.50557,30.29339],[-106.50754,30.29607],[-106.50956,30.29883],[-106.51139,30.30138],[-106.5134,30.30407],[-106.51514,30.30646],[-106.51713,30.30918],[-106.51901,30.31176],[-106.52094,30.31442],[-106.52285,30.31702],[-106.52484,30.31974],[-106.52651,30.322],[-106.52871,30.32503],[-106.53044,30.32734],[-106.53257,30.33026],[-106.53448,30.33292],[-106.53639,30.33547],[-106.53843,30.33828],[-106.54073,30.34148],[-106.54353,30.34522],[-106.54551,30.34794],[-106.54746,30.35057],[-106.54938,30.35322],[-106.55046,30.3566],[-106.5515,30.35978],[-106.55254,30.36308],[-106.55353,30.36614],[-106.55452,30.36919],[-106.55547,30.37219],[-106.55646,30.37525],[-106.55745,30.37831],[-106.55839,30.38125],[-106.55936,30.38429],[-106.56032,30.38735],[-106.56133,30.3904],[-106.5623,30.39341],[-106.56328,30.39649],[-106.56427,30.39953],[-106.5652,30.40254],[-106.56619,30.40559],[-106.5671,30.40843],[-106.56809,30.4115],[-106.56907,30.41454],[-106.56999,30.41755],[-106.57102,30.42064],[-106.57199,30.42367],[-106.57296,30.42675],[-106.57395,30.4298],[-106.57492,30.43283],[-106.57574,30.43541],[-106.57655,30.43784],[-106.57727,30.44],[-106.57822,30.44303],[-106.57921,30.44604],[-106.58023,30.44914],[-106.58118,30.45217],[-106.58217,30.45515],[-106.58312,30.45815],[-106.58413,30.4612],[-106.58509,30.46414],[-106.58605,30.46716],[-106.58708,30.47024],[-106.58804,30.47326],[-106.58709,30.47651],[-106.58628,30.4793],[-106.58541,30.48216],[-106.58455,30.48513],[-106.58369,30.48813],[-106.5828,30.4911],[-106.58191,30.49424],[-106.58109,30.49706],[-106.58016,30.5004],[-106.57932,30.50317],[-106.57843,30.50622],[-106.57763,30.50902],[-106.57675,30.51202],[-106.5759,30.51499],[-106.57504,30.518],[-106.5741,30.52109],[-106.57327,30.52388],[-106.57232,30.52725],[-106.5715,30.53002],[-106.57064,30.53301],[-106.56981,30.5358],[-106.56897,30.53879],[-106.56808,30.54183],[-106.56716,30.5449],[-106.56627,30.54794],[-106.56538,30.551],[-106.56451,30.55408],[-106.56362,30.55712],[-106.56281,30.55985],[-106.56209,30.5623],[-106.56121,30.56536],[-106.56036,30.56834],[-106.55952,30.57122],[-106.55857,30.57445],[-106.55772,30.57732],[-106.55678,30.58057],[-106.55594,30.58347],[-106.55508,30.58643],[-106.55417,30.58959],[-106.55331,30.59259],[-106.55257,30.5952],[-106.55167,30.59807],[-106.55088,30.60091],[-106.55008,30.60359],[-106.5494,30.60595],[-106.54871,30.6083],[-106.54794,30.61095],[-106.54717,30.61354],[-106.54645,30.6161],[-106.54561,30.6189],[-106.54483,30.6216],[-106.54395,30.62465],[-106.54365,30.62788],[-106.54345,30.63067],[-106.54317,30.63356],[-106.54292,30.63672],[-106.54267,30.6395],[-106.54241,30.64236],[-106.54217,30.64503],[-106.54199,30.64768],[-106.54172,30.65065],[-106.54147,30.6535],[-106.54124,30.65648],[-106.54093,30.65968],[-106.54065,30.66311],[-106.54042,30.66657],[-106.54009,30.67006],[-106.53979,30.67368],[-106.53949,30.67719],[-106.53917,30.68059],[-106.53884,30.68408],[-106.53859,30.68753],[-106.5383,30.69077],[-106.53799,30.69424],[-106.5377,30.69767],[-106.53743,30.70109],[-106.53713,30.70449],[-106.53678,30.70799],[-106.53653,30.71143],[-106.53625,30.71486],[-106.53596,30.71829],[-106.53563,30.72177],[-106.53538,30.72522],[-106.53508,30.72871],[-106.53477,30.7322],[-106.53448,30.73562],[-106.53419,30.73907],[-106.53389,30.74246],[-106.53357,30.74606],[-106.53328,30.74946],[-106.53297,30.75297],[-106.53269,30.75648],[-106.53241,30.75999],[-106.53209,30.7635],[-106.53179,30.76684],[-106.53148,30.77034],[-106.53122,30.77367],[-106.53094,30.77672],[-106.53068,30.77969],[-106.53046,30.78201],[-106.53028,30.78435],[-106.53001,30.78731],[-106.52975,30.79045],[-106.5295,30.79361],[-106.52922,30.79677],[-106.52896,30.79993],[-106.52872,30.80283],[-106.52847,30.80578],[-106.5282,30.80893],[-106.52791,30.81206],[-106.52765,30.81522],[-106.52739,30.81843],[-106.52712,30.8215],[-106.52684,30.82465],[-106.52659,30.82772],[-106.52635,30.83052],[-106.52611,30.83396],[-106.52579,30.83699],[-106.52555,30.83989],[-106.5253,30.84293],[-106.52499,30.84596],[-106.52477,30.84902],[-106.52455,30.85156],[-106.52428,30.85453],[-106.52402,30.85748],[-106.52379,30.86055],[-106.5235,30.8636],[-106.52325,30.86659],[-106.52301,30.86953],[-106.52281,30.87197],[-106.5225,30.87541],[-106.52227,30.87812],[-106.52201,30.88094],[-106.52179,30.8837],[-106.52153,30.88661],[-106.52133,30.88924],[-106.5211,30.89165],[-106.52085,30.89451],[-106.52059,30.89785],[-106.52036,30.90049],[-106.52002,30.90415],[-106.51984,30.90642],[-106.51963,30.90863],[-106.51935,30.91215],[-106.51911,30.91491],[-106.5189,30.91738],[-106.51866,30.91982],[-106.51837,30.92357],[-106.51819,30.92569],[-106.51798,30.92826],[-106.51777,30.93078],[-106.51747,30.9342],[-106.5172,30.93739],[-106.51694,30.94049],[-106.5167,30.94346],[-106.51639,30.94677],[-106.51616,30.94969],[-106.51594,30.95237],[-106.51564,30.95561],[-106.51541,30.95868],[-106.51511,30.96172],[-106.5149,30.96445],[-106.51469,30.96689],[-106.51439,30.97019],[-106.51413,30.97315],[-106.5139,30.97572],[-106.5136,30.97877],[-106.5134,30.98152],[-106.51315,30.9846],[-106.51284,30.98785],[-106.5126,30.9906],[-106.51237,30.99317],[-106.51212,30.9967],[-106.51194,30.9991],[-106.51171,31.00182],[-106.51142,31.00524],[-106.51119,31.00773],[-106.51087,31.01095],[-106.51063,31.01391],[-106.51046,31.01659],[-106.51007,31.02032],[-106.51022,31.02343],[-106.51024,31.02658],[-106.51025,31.02972],[-106.51032,31.03288],[-106.51036,31.03592],[-106.5104,31.03809],[-106.51043,31.04062],[-106.51047,31.04296],[-106.51049,31.04598],[-106.51056,31.04929],[-106.51058,31.05224],[-106.51068,31.05549],[-106.51071,31.05858],[-106.51074,31.06172],[-106.51077,31.06488],[-106.51083,31.06802],[-106.51087,31.07129],[-106.51093,31.07436],[-106.51091,31.0776],[-106.51105,31.08038],[-106.51106,31.08392],[-106.51109,31.08653],[-106.51114,31.0896],[-106.51123,31.09284],[-106.51128,31.09637],[-106.51131,31.09997],[-106.51141,31.10335],[-106.51147,31.10664],[-106.51152,31.11],[-106.51157,31.11349],[-106.51163,31.11697],[-106.5117,31.12071],[-106.51175,31.12356],[-106.51177,31.12704],[-106.51182,31.12931],[-106.51184,31.13245],[-106.51189,31.13534],[-106.51194,31.13793],[-106.51197,31.14095],[-106.51206,31.14388],[-106.51207,31.14706],[-106.51215,31.14997],[-106.51217,31.15267],[-106.51223,31.15628],[-106.51225,31.15843],[-106.5123,31.16114],[-106.51233,31.16385],[-106.51239,31.16744],[-106.51244,31.16994],[-106.51247,31.17261],[-106.51251,31.17538],[-106.51253,31.17818],[-106.5126,31.18153],[-106.51264,31.18433],[-106.51269,31.18694],[-106.51274,31.19001],[-106.51278,31.1931],[-106.51282,31.19539],[-106.51012,31.19741],[-106.50779,31.19908],[-106.5051,31.20111],[-106.50239,31.20322],[-106.50246,31.20715],[-106.50252,31.20942],[-106.50261,31.21286],[-106.50267,31.21609],[-106.50274,31.21908],[-106.50281,31.222],[-106.50287,31.22513],[-106.50296,31.22827],[-106.50302,31.23135],[-106.50309,31.23451],[-106.50315,31.23765],[-106.50326,31.24072],[-106.50328,31.24334],[-106.50337,31.24652],[-106.50343,31.24912],[-106.50345,31.25242],[-106.50357,31.25594],[-106.50356,31.25874],[-106.50365,31.26186],[-106.50379,31.26532],[-106.504,31.26884],[-106.50417,31.2719],[-106.50437,31.27506],[-106.50446,31.27822],[-106.5047,31.2811],[-106.5049,31.28408],[-106.50508,31.28744],[-106.50532,31.29043],[-106.5053,31.29228],[-106.50213,31.29523],[-106.49931,31.29783],[-106.49524,31.30465],[-106.49296,31.30847],[-106.49295,31.30884],[-106.49335,31.30904]]}}
Línea 230.0 kV | LineString | 230.0 kV | 2 |  |  | CFE |  |  |  |  | OpenStreetMap | {"type":"Feature","properties":{},"geometry":{"type":"LineString","coordinates":[[-106.45894,30.18154],[-106.46086,30.18118],[-106.4645,30.18052],[-106.47002,30.17951],[-106.47506,30.17838],[-106.48018,30.1774],[-106.48402,30.17657],[-106.48713,30.17619],[-106.4918,30.1756],[-106.4963,30.17503],[-106.50094,30.17447],[-106.50553,30.17385],[-106.51013,30.17325],[-106.51471,30.17265],[-106.51933,30.17199],[-106.52372,30.17144],[-106.52828,30.17083],[-106.53294,30.17027],[-106.5374,30.16968],[-106.5421,30.16904],[-106.54662,30.16848],[-106.55088,30.16792],[-106.55555,30.16731],[-106.5601,30.16676],[-106.56463,30.16616],[-106.5693,30.16557],[-106.57415,30.16492],[-106.57834,30.16438],[-106.5829,30.16376],[-106.58736,30.16321],[-106.59204,30.16263],[-106.59658,30.16205],[-106.60123,30.16144],[-106.60585,30.16085],[-106.61028,30.16031],[-106.61512,30.15971],[-106.6195,30.15907],[-106.62395,30.15854],[-106.6307,30.15765],[-106.63667,30.15688],[-106.64244,30.15613],[-106.64899,30.15524],[-106.65287,30.1547],[-106.65934,30.15391],[-106.66477,30.15318],[-106.67144,30.15235],[-106.67718,30.1516],[-106.68192,30.15099],[-106.6864,30.15046],[-106.69074,30.14984],[-106.69366,30.15],[-106.69795,30.15026],[-106.70274,30.15049],[-106.70724,30.15076],[-106.71154,30.15098],[-106.71731,30.15135],[-106.72281,30.15165],[-106.72667,30.15184],[-106.73094,30.15214],[-106.7349,30.15234],[-106.73946,30.15258],[-106.74416,30.1528],[-106.7485,30.15306],[-106.75247,30.15327],[-106.75672,30.15353],[-106.76135,30.15374],[-106.76478,30.15401],[-106.7669,30.1541],[-106.77263,30.15332],[-106.77836,30.15246],[-106.78433,30.15164],[-106.79034,30.15081],[-106.79578,30.15005],[-106.8004,30.14934],[-106.80485,30.14869],[-106.80933,30.14806],[-106.81387,30.14744],[-106.81833,30.14682],[-106.82178,30.14634],[-106.82504,30.14589],[-106.82939,30.14532],[-106.83385,30.14467],[-106.83926,30.14391],[-106.84454,30.14321],[-106.85359,30.14191],[-106.858,30.14125],[-106.86256,30.14056],[-106.86706,30.14001],[-106.8717,30.13935],[-106.87698,30.13854],[-106.88005,30.13799],[-106.88362,30.13714],[-106.88833,30.1359],[-106.89251,30.13476],[-106.89677,30.13344],[-106.90132,30.13214],[-106.9055,30.13103],[-106.90988,30.12975],[-106.91438,30.12856],[-106.9186,30.12733],[-106.92308,30.1261],[-106.92749,30.12487],[-106.9317,30.12371],[-106.93598,30.12252],[-106.94042,30.12123],[-106.94483,30.12],[-106.94904,30.11885],[-106.95321,30.11771],[-106.95778,30.11642],[-106.96303,30.11489],[-106.96871,30.11322],[-106.97259,30.112],[-106.9792,30.11257],[-106.9841,30.1129],[-106.98834,30.11305],[-106.99321,30.11343],[-106.99777,30.11368],[-107.00228,30.11396],[-107.00688,30.11418],[-107.01152,30.11449],[-107.01617,30.11477],[-107.02075,30.11505],[-107.02516,30.11529],[-107.02987,30.11554],[-107.03448,30.11582],[-107.03913,30.11609],[-107.04374,30.11636],[-107.04798,30.11659],[-107.05257,30.11684],[-107.05703,30.11709],[-107.06181,30.11741],[-107.06621,30.1176],[-107.07069,30.11792],[-107.07539,30.11814],[-107.07979,30.11841],[-107.08422,30.11868],[-107.08897,30.11893],[-107.09335,30.11918],[-107.09754,30.11944],[-107.10243,30.11968],[-107.10692,30.11995],[-107.1116,30.12023],[-107.11581,30.12047],[-107.12025,30.12071],[-107.12541,30.121],[-107.12978,30.12129],[-107.13429,30.12151],[-107.13899,30.12178],[-107.14352,30.12207],[-107.14828,30.12231],[-107.15279,30.12258],[-107.15732,30.12289],[-107.16201,30.12309],[-107.16665,30.12335],[-107.17125,30.12361],[-107.17569,30.1239],[-107.18044,30.12416],[-107.18501,30.12441],[-107.18831,30.12459],[-107.19218,30.12481],[-107.19747,30.12509],[-107.2015,30.12532],[-107.20567,30.12557],[-107.2103,30.12585],[-107.21489,30.12609],[-107.21941,30.12635],[-107.22397,30.12657],[-107.22835,30.12685],[-107.23307,30.12708],[-107.23725,30.12733],[-107.24225,30.12759],[-107.24742,30.12791],[-107.25126,30.12813],[-107.25754,30.12848],[-107.26169,30.12867],[-107.26631,30.13082],[-107.26992,30.13248],[-107.27553,30.13504],[-107.28128,30.13769],[-107.28586,30.13978],[-107.28947,30.14144],[-107.2936,30.14333],[-107.29743,30.14507],[-107.30206,30.14429],[-107.30801,30.14332],[-107.31222,30.14256],[-107.31605,30.14194],[-107.3196,30.14131],[-107.32415,30.13909],[-107.3305,30.13792],[-107.3366,30.13683],[-107.34068,30.13713],[-107.34652,30.13768],[-107.35295,30.13833],[-107.35932,30.13895],[-107.36397,30.13927],[-107.36984,30.13986],[-107.37567,30.14045],[-107.38159,30.14103],[-107.38795,30.14169],[-107.39432,30.1423],[-107.3999,30.14285],[-107.40489,30.14334],[-107.4088,30.14372],[-107.41228,30.1441],[-107.41734,30.14457],[-107.4223,30.14506],[-107.42947,30.14578],[-107.43619,30.14645],[-107.44006,30.14683],[-107.44325,30.14763],[-107.44862,30.14908],[-107.4531,30.15025],[-107.45735,30.15139],[-107.46206,30.15263],[-107.46619,30.1537],[-107.47061,30.15488],[-107.47506,30.15603],[-107.47936,30.15715],[-107.48408,30.15844],[-107.48836,30.15956],[-107.49483,30.16131],[-107.49957,30.16249],[-107.50311,30.16345],[-107.50608,30.16422],[-107.50991,30.16521],[-107.51418,30.16636],[-107.51875,30.16753],[-107.52286,30.1686],[-107.52716,30.16975],[-107.5313,30.1708],[-107.53577,30.172],[-107.54018,30.17312],[-107.54448,30.17429],[-107.54888,30.17542],[-107.5532,30.17656],[-107.55737,30.17766],[-107.56206,30.17889],[-107.56595,30.1799],[-107.56984,30.18092],[-107.57472,30.18221],[-107.57877,30.18328],[-107.58304,30.18439],[-107.58754,30.18559],[-107.59191,30.1867],[-107.5962,30.18783],[-107.6008,30.18903],[-107.60496,30.19016],[-107.60936,30.19129],[-107.61361,30.19238],[-107.61747,30.19342],[-107.62147,30.19444],[-107.62562,30.19553],[-107.62893,30.1964],[-107.63274,30.19739],[-107.63816,30.19882],[-107.64167,30.19974],[-107.64602,30.20089],[-107.65023,30.20195],[-107.6547,30.20316],[-107.65911,30.20429],[-107.66361,30.20546],[-107.66746,30.20649],[-107.67199,30.20766],[-107.67638,30.20883],[-107.68021,30.20981],[-107.68423,30.21086],[-107.68847,30.21196],[-107.69185,30.21283],[-107.69456,30.21434],[-107.69806,30.21627],[-107.70167,30.21822],[-107.70544,30.22024],[-107.70929,30.22235],[-107.71323,30.22452],[-107.71716,30.22663],[-107.72104,30.22878],[-107.72493,30.23092],[-107.72836,30.2328],[-107.73282,30.23519],[-107.73766,30.23782],[-107.74211,30.24028],[-107.74524,30.242],[-107.74658,30.24469],[-107.74846,30.24838],[-107.75163,30.255],[-107.75314,30.25775],[-107.75586,30.26324],[-107.75766,30.26679],[-107.75959,30.27062],[-107.76239,30.27631],[-107.76343,30.2784],[-107.76469,30.28084],[-107.76842,30.28846],[-107.77025,30.29196],[-107.77257,30.29662],[-107.77439,30.30028],[-107.77582,30.30314],[-107.77753,30.30657],[-107.77922,30.30988],[-107.78147,30.31432],[-107.78226,30.31616],[-107.78521,30.32196],[-107.78856,30.32851],[-107.78984,30.33112],[-107.79145,30.33433],[-107.79306,30.33752],[-107.79499,30.34144],[-107.7967,30.34485],[-107.79861,30.34865],[-107.80039,30.35224],[-107.80213,30.35567],[-107.80221,30.35822],[-107.80238,30.36098],[-107.8026,30.36466],[-107.80287,30.36884],[-107.80306,30.37273],[-107.80323,30.37684],[-107.80345,30.38068],[-107.80373,30.38445],[-107.80394,30.38859],[-107.80416,30.3929],[-107.80447,30.39787],[-107.80482,30.40423],[-107.80499,30.40885],[-107.80542,30.4157],[-107.80568,30.42048],[-107.80602,30.42566],[-107.80629,30.43018],[-107.80645,30.43358],[-107.80671,30.43766],[-107.8069,30.44168],[-107.80711,30.44549],[-107.80731,30.44921],[-107.80754,30.45356],[-107.80778,30.45686],[-107.81119,30.45859],[-107.8155,30.46091],[-107.81985,30.46323],[-107.82329,30.46506],[-107.82693,30.467],[-107.83016,30.46867],[-107.83274,30.47072],[-107.83674,30.47399],[-107.84052,30.47693],[-107.84357,30.47939],[-107.84715,30.4823],[-107.85045,30.485],[-107.85376,30.48756],[-107.8573,30.49046],[-107.86056,30.49303],[-107.86386,30.49572],[-107.86723,30.49843],[-107.86959,30.50032],[-107.87243,30.50254],[-107.87606,30.50545],[-107.87925,30.50802],[-107.88266,30.51072],[-107.88605,30.51343],[-107.88932,30.51609],[-107.89145,30.51775],[-107.89565,30.52117],[-107.89897,30.52379],[-107.89981,30.52387]]}}
Línea 230.0 kV | LineString | 230.0 kV | 1 |  |  | CFE |  |  |  |  | OpenStreetMap | {"type":"Feature","properties":{},"geometry":{"type":"LineString","coordinates":[[-107.63255,30.19694],[-107.63225,30.19649],[-107.62949,30.19577],[-107.62581,30.19479],[-107.62164,30.19371],[-107.61735,30.19258],[-107.61314,30.19148],[-107.60923,30.19047],[-107.60553,30.1895],[-107.60136,30.18841],[-107.59707,30.18728],[-107.59316,30.18627],[-107.58931,30.18526],[-107.58552,30.18428],[-107.58213,30.1834],[-107.57814,30.18235],[-107.57387,30.18123],[-107.5696,30.18011],[-107.56569,30.17909],[-107.56184,30.17808],[-107.55745,30.17692],[-107.55325,30.17581],[-107.54927,30.17477],[-107.54547,30.17377],[-107.54151,30.17274],[-107.5373,30.17163],[-107.53291,30.17049],[-107.52862,30.16936],[-107.52535,30.16851],[-107.52135,30.16746],[-107.51708,30.16632],[-107.5132,30.16531],[-107.50891,30.16417],[-107.50491,30.16314],[-107.50103,30.1621],[-107.49654,30.16094],[-107.49384,30.16022],[-107.48996,30.15921],[-107.48588,30.15813],[-107.48312,30.1574],[-107.47832,30.15615],[-107.47445,30.15515],[-107.47028,30.15403],[-107.4662,30.15297],[-107.46232,30.15195],[-107.45803,30.15082],[-107.45385,30.14971],[-107.44971,30.14863],[-107.44571,30.14758],[-107.44118,30.14638],[-107.43806,30.14556],[-107.43498,30.14475],[-107.43138,30.1438],[-107.42677,30.14258],[-107.42294,30.14157],[-107.41928,30.1406],[-107.41568,30.13966],[-107.4122,30.13874],[-107.40842,30.13774],[-107.40434,30.13668],[-107.40046,30.13565],[-107.39661,30.13462],[-107.39242,30.13353],[-107.38855,30.13251],[-107.38459,30.13146],[-107.38039,30.13037],[-107.37617,30.12925],[-107.37234,30.12823],[-107.36845,30.12724],[-107.36444,30.12616],[-107.36041,30.12509],[-107.35625,30.12399],[-107.35211,30.1229],[-107.34775,30.12175],[-107.34357,30.12066],[-107.33941,30.11952],[-107.33539,30.11847],[-107.33181,30.11843],[-107.32809,30.11836],[-107.3238,30.11827],[-107.31975,30.11823],[-107.31558,30.11815],[-107.31156,30.11805],[-107.30722,30.11795],[-107.30276,30.11788],[-107.29839,30.1178],[-107.29401,30.11772],[-107.28976,30.11764],[-107.28537,30.11757],[-107.28093,30.11748],[-107.27728,30.11741],[-107.27291,30.11734],[-107.26873,30.11726],[-107.26526,30.11723],[-107.26083,30.11711],[-107.2562,30.11703],[-107.25296,30.11698],[-107.2486,30.11689],[-107.24559,30.11682],[-107.24196,30.11677],[-107.23758,30.1167],[-107.23362,30.11662],[-107.23042,30.11657],[-107.22595,30.11649],[-107.22149,30.11637],[-107.21733,30.11631],[-107.21323,30.11623],[-107.20964,30.11618],[-107.2058,30.11609],[-107.20197,30.11602],[-107.19736,30.11594],[-107.19467,30.11588],[-107.18989,30.1158],[-107.18553,30.11571],[-107.18211,30.11564],[-107.17817,30.11557],[-107.17381,30.11548],[-107.17016,30.11543],[-107.16582,30.11534],[-107.16168,30.11526],[-107.15823,30.11519],[-107.15458,30.11513],[-107.15068,30.11503],[-107.1465,30.11496],[-107.14318,30.11489],[-107.13934,30.11484],[-107.13498,30.11472],[-107.1308,30.11465],[-107.12668,30.11459],[-107.12284,30.1145],[-107.11926,30.11444],[-107.11527,30.11436],[-107.11142,30.11428],[-107.10757,30.11422],[-107.10378,30.11414],[-107.09985,30.11407],[-107.09517,30.11396],[-107.09111,30.11389],[-107.08771,30.1138],[-107.08366,30.11373],[-107.07955,30.11366],[-107.07586,30.11358],[-107.07204,30.11351],[-107.0682,30.11343],[-107.06419,30.11336],[-107.06032,30.11327],[-107.05648,30.1132],[-107.05316,30.1131],[-107.04921,30.11306],[-107.04493,30.11297],[-107.04069,30.11287],[-107.03653,30.11279],[-107.03281,30.11272],[-107.02912,30.11265],[-107.02594,30.11259],[-107.02207,30.11248],[-107.01864,30.11244],[-107.01439,30.11235],[-107.01099,30.11228],[-107.00695,30.11221],[-107.00293,30.11212],[-106.99868,30.11203],[-106.9949,30.11195],[-106.99122,30.11188],[-106.98744,30.1118],[-106.9838,30.11173],[-106.97976,30.11165],[-106.97644,30.11158],[-106.97249,30.11151],[-106.97026,30.11212],[-106.96619,30.11329],[-106.96339,30.11408],[-106.96095,30.11478],[-106.95658,30.11595],[-106.9531,30.11696],[-106.95046,30.11765],[-106.94736,30.11856],[-106.94269,30.11987],[-106.93844,30.12105],[-106.9343,30.12223],[-106.93205,30.12285],[-106.92826,30.1239],[-106.9246,30.12492],[-106.92095,30.12594],[-106.91694,30.12706],[-106.91274,30.12823],[-106.90852,30.12937],[-106.90465,30.13051],[-106.90109,30.13151],[-106.89526,30.13313],[-106.89139,30.13422],[-106.88773,30.13524],[-106.88388,30.13633],[-106.8799,30.13745],[-106.87629,30.13791],[-106.87318,30.1384],[-106.8694,30.13891],[-106.86503,30.1395],[-106.86067,30.14013],[-106.85751,30.14055],[-106.85394,30.14109],[-106.85017,30.14163],[-106.84635,30.14217],[-106.84255,30.14266],[-106.83817,30.14327],[-106.83426,30.14385],[-106.82947,30.1445],[-106.82424,30.14527],[-106.8193,30.14594],[-106.81629,30.14637],[-106.81329,30.14677],[-106.80984,30.14727],[-106.80591,30.14785],[-106.8027,30.14832],[-106.79939,30.14878],[-106.79527,30.1494],[-106.79122,30.14997],[-106.78714,30.15049],[-106.78284,30.15106],[-106.77883,30.15165],[-106.77361,30.15241],[-106.77083,30.15279],[-106.76684,30.15332],[-106.76398,30.15328],[-106.75973,30.15302],[-106.7555,30.1527],[-106.75161,30.1525],[-106.74732,30.15227],[-106.74324,30.15207],[-106.73946,30.15183],[-106.73532,30.15159],[-106.73112,30.15135],[-106.7268,30.15109],[-106.72304,30.15087],[-106.72028,30.1507],[-106.717,30.15055],[-106.71309,30.15035],[-106.70882,30.1501],[-106.7044,30.14987],[-106.70104,30.14967],[-106.69729,30.14948],[-106.69409,30.1493],[-106.69062,30.14912],[-106.68777,30.14949],[-106.68347,30.15005],[-106.67967,30.15051],[-106.67649,30.15091],[-106.67172,30.15152],[-106.66787,30.15202],[-106.66481,30.15243],[-106.66193,30.1528],[-106.65801,30.15334],[-106.65446,30.15376],[-106.65126,30.15416],[-106.64824,30.15459],[-106.644,30.15518],[-106.64095,30.15556],[-106.63755,30.15601],[-106.63446,30.15642],[-106.63087,30.15688],[-106.62849,30.15719],[-106.6244,30.15773],[-106.6213,30.15813],[-106.61905,30.15842],[-106.61547,30.15887],[-106.61156,30.1594],[-106.60885,30.15973],[-106.6059,30.16009],[-106.60241,30.16052],[-106.59889,30.161],[-106.59547,30.16145],[-106.59211,30.16189],[-106.58831,30.16236],[-106.58433,30.16291],[-106.58022,30.16343],[-106.57614,30.16392],[-106.57193,30.16448],[-106.56802,30.16498],[-106.56413,30.16549],[-106.56041,30.16597],[-106.5569,30.16649],[-106.5534,30.1669],[-106.54978,30.16739],[-106.54628,30.16784],[-106.54274,30.16828],[-106.53893,30.16874],[-106.53511,30.16922],[-106.53146,30.16967],[-106.52781,30.17018],[-106.52401,30.17067],[-106.52021,30.17116],[-106.51644,30.17168],[-106.5128,30.17214],[-106.50892,30.17259],[-106.5053,30.17309],[-106.50165,30.17358],[-106.49788,30.17409],[-106.49415,30.17453],[-106.49041,30.17504],[-106.48687,30.1755],[-106.48386,30.17587],[-106.48075,30.17649],[-106.47742,30.17716],[-106.47375,30.17791],[-106.47001,30.17866],[-106.46627,30.17937],[-106.46258,30.18009],[-106.45868,30.18086],[-106.45774,30.17912],[-106.45655,30.17839],[-106.45633,30.17798]]}}
Línea 230.0 kV | LineString | 230.0 kV |  |  |  | CFE |  |  |  |  | OpenStreetMap | {"type":"Feature","properties":{},"geometry":{"type":"LineString","coordinates":[[-106.53821,31.73108],[-106.53836,31.73088],[-106.53872,31.73076]]}}
Línea 230.0 kV | LineString | 230.0 kV | 1 |  |  | CFE |  |  |  |  | OpenStreetMap | {"type":"Feature","properties":{},"geometry":{"type":"LineString","coordinates":[[-106.48425,31.32522],[-106.48684,31.32586],[-106.48977,31.32657],[-106.49208,31.32714],[-106.49189,31.33073],[-106.49176,31.33433],[-106.49158,31.33762],[-106.49147,31.34079],[-106.49134,31.34422],[-106.49119,31.34737],[-106.49106,31.35011],[-106.49092,31.35357],[-106.49079,31.35701],[-106.49066,31.36018],[-106.49051,31.36333],[-106.4904,31.36631],[-106.49025,31.36936],[-106.49012,31.37253],[-106.49002,31.37533],[-106.48988,31.37857],[-106.48975,31.38152],[-106.48963,31.38468],[-106.4895,31.38739],[-106.48939,31.39036],[-106.48928,31.39279],[-106.48914,31.39576],[-106.48903,31.39873],[-106.48889,31.40198],[-106.48878,31.40487],[-106.48864,31.40774],[-106.48851,31.41071],[-106.4884,31.41369],[-106.48825,31.41686],[-106.48812,31.41999],[-106.48799,31.42326],[-106.48787,31.42651],[-106.48766,31.43007],[-106.4875,31.43348],[-106.48734,31.43715],[-106.48718,31.44131],[-106.48699,31.44546],[-106.48688,31.4486],[-106.48672,31.45184],[-106.48662,31.45469],[-106.4865,31.45724],[-106.48637,31.46037],[-106.4863,31.4639],[-106.48617,31.46699],[-106.48603,31.46975],[-106.48592,31.47283],[-106.48579,31.47599],[-106.48566,31.47916],[-106.48558,31.48066],[-106.48551,31.4821],[-106.48545,31.48307],[-106.48304,31.48371]]}}
Línea 230.0 kV | LineString | 230.0 kV |  |  |  | CFE |  |  |  |  | OpenStreetMap | {"type":"Feature","properties":{},"geometry":{"type":"LineString","coordinates":[[-106.48425,31.32522],[-106.4833,31.32812],[-106.48347,31.32881],[-106.48407,31.32928]]}}
Línea 230.0 kV | LineString | 230.0 kV | 2 |  |  | CFE |  |  |  |  | OpenStreetMap | {"type":"Feature","properties":{},"geometry":{"type":"LineString","coordinates":[[-100.15669,25.78744],[-100.16004,25.78872],[-100.16264,25.78968],[-100.1655,25.79076],[-100.16881,25.79199],[-100.17046,25.7926],[-100.17196,25.79316],[-100.173,25.79356],[-100.17509,25.79434],[-100.17809,25.79546],[-100.18252,25.79706],[-100.18374,25.79757],[-100.18744,25.79894],[-100.19149,25.80046],[-100.19199,25.80065],[-100.19582,25.80208],[-100.19879,25.80319],[-100.20131,25.80413],[-100.202,25.80439],[-100.20615,25.80593],[-100.20976,25.8073],[-100.211,25.80773],[-100.21308,25.80852],[-100.21593,25.80959],[-100.2187,25.81062],[-100.22194,25.81182],[-100.22608,25.81338],[-100.22903,25.81448],[-100.23196,25.81556],[-100.23511,25.81673],[-100.23806,25.81784],[-100.2416,25.81915],[-100.2445,25.82024],[-100.24811,25.82159],[-100.25123,25.82275],[-100.2541,25.82381],[-100.25706,25.82493],[-100.26067,25.82629],[-100.26381,25.82744],[-100.26684,25.82857],[-100.27086,25.83008],[-100.27348,25.83106],[-100.27684,25.8323],[-100.27834,25.83285],[-100.28024,25.83356],[-100.28366,25.83486],[-100.28711,25.83613],[-100.29067,25.83746],[-100.29445,25.83886],[-100.2981,25.84022],[-100.30128,25.84141],[-100.30432,25.84253],[-100.3076,25.84376],[-100.31074,25.8449],[-100.31319,25.84581],[-100.31598,25.84686],[-100.3193,25.84811],[-100.32223,25.84919],[-100.32532,25.85034],[-100.32817,25.8514],[-100.3314,25.8526],[-100.33463,25.85381],[-100.33796,25.85507],[-100.34127,25.85629],[-100.34455,25.8575],[-100.34788,25.85874],[-100.35025,25.85962],[-100.35306,25.86066],[-100.35666,25.862],[-100.35931,25.86182],[-100.36245,25.86162]]}}
Línea 230.0 kV | LineString | 230.0 kV | 1 |  |  | CFE |  |  |  |  | OpenStreetMap | {"type":"Feature","properties":{},"geometry":{"type":"LineString","coordinates":[[-100.37144,25.80958],[-100.3714,25.81129],[-100.37124,25.81462],[-100.37105,25.81832],[-100.37092,25.82113],[-100.37081,25.82308],[-100.3707,25.82582],[-100.37054,25.82859],[-100.37039,25.83202],[-100.37032,25.83348],[-100.37024,25.83526],[-100.3701,25.83831],[-100.36992,25.84125],[-100.36978,25.84464],[-100.36964,25.84718],[-100.3695,25.85051],[-100.36944,25.85352],[-100.36924,25.85667],[-100.36909,25.85976],[-100.36882,25.86225],[-100.3687,25.86379],[-100.36857,25.86465],[-100.36873,25.86499]]}}
Línea 230.0 kV | LineString | 230.0 kV |  |  |  | CFE |  |  |  |  | OpenStreetMap | {"type":"Feature","properties":{},"geometry":{"type":"LineString","coordinates":[[-99.24294,19.35456],[-99.24246,19.35497],[-99.24089,19.35673],[-99.23849,19.35569],[-99.23807,19.35544],[-99.23516,19.35418],[-99.23352,19.35349],[-99.23054,19.35467],[-99.23025,19.35479],[-99.22813,19.356],[-99.22762,19.3562],[-99.22598,19.35686],[-99.22519,19.35718],[-99.22171,19.35847],[-99.21767,19.35915],[-99.21491,19.3596],[-99.21422,19.35971],[-99.21402,19.36013],[-99.21331,19.36166],[-99.20999,19.36297],[-99.20524,19.36507]]}}
Línea 230.0 kV | LineString | 230.0 kV |  |  |  | CFE |  |  |  |  | OpenStreetMap | {"type":"Feature","properties":{},"geometry":{"type":"LineString","coordinates":[[-99.25122,19.38288],[-99.24863,19.37881],[-99.24783,19.37755],[-99.24709,19.37323],[-99.24607,19.36734],[-99.24552,19.36415],[-99.24529,19.36162],[-99.24478,19.35688],[-99.24447,19.35405],[-99.24335,19.35468]]}}
Línea 230.0 kV | LineString | 230.0 kV | 2 |  |  | CFE |  |  |  |  | OpenStreetMap | {"type":"Feature","properties":{},"geometry":{"type":"LineString","coordinates":[[-99.24317,19.35441],[-99.24444,19.3537],[-99.24425,19.35176],[-99.24491,19.34603],[-99.24536,19.34192],[-99.24582,19.33828],[-99.24639,19.33447]]}}
Línea 230.0 kV | LineString | 230.0 kV |  |  |  | CFE |  |  |  |  | OpenStreetMap | {"type":"Feature","properties":{},"geometry":{"type":"LineString","coordinates":[[-103.22,25.56565],[-103.22079,25.5658],[-103.22226,25.56608],[-103.22424,25.56404],[-103.22657,25.56168],[-103.22944,25.55879],[-103.23234,25.55585],[-103.23513,25.55302],[-103.23817,25.54999],[-103.24072,25.54731],[-103.24355,25.54439],[-103.24642,25.54156],[-103.24914,25.53875],[-103.24976,25.53613],[-103.24999,25.53508],[-103.25033,25.53355],[-103.25106,25.53045],[-103.25178,25.52716],[-103.25245,25.52417],[-103.25313,25.52097],[-103.25391,25.5175],[-103.25463,25.51423],[-103.25535,25.51096],[-103.25609,25.50749],[-103.25685,25.50412],[-103.25766,25.50038],[-103.25842,25.49694],[-103.25906,25.49403],[-103.26155,25.49204],[-103.26441,25.48979],[-103.26738,25.48741],[-103.26987,25.48545],[-103.27256,25.48327],[-103.27525,25.48113],[-103.27765,25.47925],[-103.28027,25.47715],[-103.28304,25.47494],[-103.2857,25.47283],[-103.28843,25.47065],[-103.29113,25.4685],[-103.29367,25.46647],[-103.29626,25.46441],[-103.29889,25.46233],[-103.30137,25.46033],[-103.30361,25.45802],[-103.30573,25.45772],[-103.30786,25.45744],[-103.30932,25.45561],[-103.3098,25.45504]]}}
Línea 230.0 kV | LineString | 230.0 kV | 2 |  |  | CFE |  |  |  |  | OpenStreetMap | {"type":"Feature","properties":{},"geometry":{"type":"LineString","coordinates":[[-103.45569,25.47903],[-103.45251,25.4774],[-103.44913,25.47568],[-103.44585,25.47399],[-103.44176,25.4719],[-103.43822,25.47009],[-103.4356,25.46875],[-103.43309,25.46745],[-103.4304,25.46608],[-103.42635,25.46475],[-103.41624,25.46147],[-103.40602,25.45812],[-103.40418,25.4575],[-103.4008,25.45639],[-103.39392,25.45415],[-103.39101,25.45321],[-103.38633,25.45167],[-103.3829,25.45054],[-103.37812,25.44899],[-103.37506,25.44799],[-103.37003,25.44636],[-103.36861,25.44478],[-103.36571,25.44153],[-103.36301,25.43854],[-103.36047,25.43573],[-103.35811,25.4331],[-103.35441,25.43369],[-103.35087,25.43423],[-103.34733,25.43479],[-103.34402,25.4353],[-103.34039,25.43587],[-103.33685,25.43641],[-103.33345,25.43844],[-103.33011,25.44042],[-103.32679,25.44242],[-103.32341,25.44445],[-103.3203,25.44624],[-103.31707,25.44818],[-103.31431,25.44981],[-103.31193,25.45125],[-103.31042,25.45214],[-103.30939,25.45348],[-103.30904,25.45391]]}}
Línea 230.0 kV | LineString | 230.0 kV | 1 |  |  | CFE |  |  |  |  | OpenStreetMap | {"type":"Feature","properties":{},"geometry":{"type":"LineString","coordinates":[[-103.21924,25.5664],[-103.21876,25.56631],[-103.21631,25.56629],[-103.21387,25.56626],[-103.21027,25.56541],[-103.20652,25.56454],[-103.20273,25.56366],[-103.19907,25.56281],[-103.19541,25.56195],[-103.19186,25.56111],[-103.18804,25.56021],[-103.18399,25.55926],[-103.18024,25.55838],[-103.17648,25.55751],[-103.17266,25.55661],[-103.16869,25.55566],[-103.16478,25.55475],[-103.16121,25.55387],[-103.15803,25.55362],[-103.15471,25.55337],[-103.1509,25.55307],[-103.14695,25.55275],[-103.14297,25.55245],[-103.13906,25.55215],[-103.13508,25.55179],[-103.13113,25.55149],[-103.12716,25.55117],[-103.12333,25.55086],[-103.11939,25.55055],[-103.1153,25.55024],[-103.11141,25.54992],[-103.10743,25.54961],[-103.10349,25.54931],[-103.09988,25.54901],[-103.09559,25.54867],[-103.09155,25.54835],[-103.08781,25.54804],[-103.08417,25.54772],[-103.0804,25.54744],[-103.07638,25.54711],[-103.07245,25.5468],[-103.06868,25.5465],[-103.0648,25.54617],[-103.06064,25.54583],[-103.05704,25.54557],[-103.05391,25.54704],[-103.05056,25.5486],[-103.04738,25.55011],[-103.04437,25.55151],[-103.04096,25.5531],[-103.0373,25.55482],[-103.03361,25.55655],[-103.03023,25.55812],[-103.02673,25.55975],[-103.02328,25.56136],[-103.01993,25.56293],[-103.01615,25.56469],[-103.01287,25.56621],[-103.00951,25.56779],[-103.00601,25.56942],[-103.0024,25.57109],[-102.99906,25.57266],[-102.99539,25.57438],[-102.99183,25.57602],[-102.98875,25.57746],[-102.98495,25.57923],[-102.98121,25.58099],[-102.97778,25.58259],[-102.97409,25.58429],[-102.97048,25.58599],[-102.96686,25.5877],[-102.96332,25.58937],[-102.95978,25.59099],[-102.9567,25.59246],[-102.95275,25.59423],[-102.94901,25.59599],[-102.9455,25.59767],[-102.94195,25.5993],[-102.93842,25.60096],[-102.93489,25.60258],[-102.93132,25.60424],[-102.92782,25.60587],[-102.92431,25.60754],[-102.92079,25.60918],[-102.91735,25.61076],[-102.91385,25.61242],[-102.91033,25.61409],[-102.90677,25.61568],[-102.90326,25.61731],[-102.89972,25.61898],[-102.89624,25.62065],[-102.8927,25.6223],[-102.88942,25.62377],[-102.88592,25.62545],[-102.8822,25.62716],[-102.87863,25.62882],[-102.87502,25.63054],[-102.87155,25.63212],[-102.86809,25.63373],[-102.86456,25.63537],[-102.86103,25.63702],[-102.8575,25.63866],[-102.85392,25.64034],[-102.85037,25.64202],[-102.84683,25.64365],[-102.8433,25.64525],[-102.83956,25.64703],[-102.8355,25.64729],[-102.83129,25.64757],[-102.82702,25.64785],[-102.82308,25.64815],[-102.81912,25.64843],[-102.81516,25.6487],[-102.81122,25.64895],[-102.80728,25.64923],[-102.80334,25.6495],[-102.79937,25.64976],[-102.79554,25.65003],[-102.79159,25.6503],[-102.78764,25.65057],[-102.7837,25.65085],[-102.77974,25.6511],[-102.77602,25.65137],[-102.77206,25.65162],[-102.7681,25.6519],[-102.76409,25.65218],[-102.76016,25.65245],[-102.75617,25.65272],[-102.75217,25.65299],[-102.74823,25.65327],[-102.74427,25.65354],[-102.74034,25.65384],[-102.73637,25.65411],[-102.73277,25.65432],[-102.72883,25.6546],[-102.72486,25.65487],[-102.72092,25.65515],[-102.71698,25.65541],[-102.71312,25.65569],[-102.70881,25.65599],[-102.70488,25.65627],[-102.70097,25.65651],[-102.69699,25.65678],[-102.693,25.65707],[-102.68909,25.65737],[-102.68512,25.65764],[-102.68114,25.65793],[-102.67714,25.65815],[-102.67319,25.65844],[-102.66926,25.65873],[-102.66532,25.65898],[-102.66132,25.65927],[-102.65733,25.65951],[-102.65335,25.65982],[-102.64939,25.66008],[-102.6454,25.66033],[-102.64143,25.66061],[-102.63746,25.66096],[-102.63356,25.66123],[-102.62958,25.66145],[-102.62563,25.6617],[-102.62168,25.662],[-102.61773,25.66229],[-102.61378,25.66254],[-102.60983,25.66283],[-102.60586,25.66308],[-102.6019,25.66336],[-102.59793,25.6636],[-102.59396,25.66383],[-102.59002,25.66413],[-102.58606,25.66437],[-102.58198,25.66461],[-102.57792,25.66499],[-102.57406,25.66522],[-102.57008,25.66549],[-102.56615,25.66575],[-102.56221,25.66612],[-102.55833,25.66636],[-102.55452,25.66664],[-102.55056,25.66685],[-102.54668,25.66712],[-102.54279,25.66738],[-102.53881,25.66761],[-102.53489,25.6679],[-102.53094,25.66819],[-102.52699,25.66846],[-102.52294,25.66876],[-102.51907,25.66903],[-102.51504,25.66929],[-102.51119,25.66956],[-102.50739,25.66977],[-102.50347,25.67005],[-102.49947,25.67035],[-102.4957,25.67065],[-102.49156,25.67094],[-102.48763,25.67118],[-102.48369,25.67148],[-102.47977,25.6718],[-102.47581,25.67199],[-102.47187,25.67229],[-102.4679,25.67253],[-102.46397,25.67279],[-102.46001,25.67306],[-102.45604,25.67335],[-102.45206,25.67364],[-102.44808,25.67386],[-102.44424,25.67412],[-102.44013,25.67442],[-102.4359,25.67469],[-102.4316,25.67498],[-102.42693,25.6753],[-102.42265,25.67556],[-102.41856,25.67584],[-102.41506,25.67613],[-102.4117,25.67573],[-102.4083,25.67537],[-102.4047,25.67496],[-102.40083,25.67458],[-102.397,25.67413],[-102.39301,25.67372],[-102.38906,25.67326],[-102.38506,25.67286],[-102.38117,25.67241],[-102.37702,25.67196],[-102.37307,25.67164],[-102.36903,25.67127],[-102.36509,25.67099],[-102.36105,25.67067],[-102.35725,25.67039],[-102.35341,25.67009],[-102.34945,25.66977],[-102.34553,25.66944],[-102.34164,25.66914],[-102.33761,25.66881],[-102.33365,25.6685],[-102.32966,25.66817],[-102.32566,25.66783],[-102.32177,25.6675],[-102.31771,25.66724],[-102.31375,25.66691],[-102.31008,25.6666],[-102.30607,25.66627],[-102.30213,25.66594],[-102.29815,25.66564],[-102.29415,25.66531],[-102.29016,25.66502],[-102.28621,25.66469],[-102.28222,25.66438],[-102.27825,25.66405],[-102.27425,25.66372],[-102.27027,25.66343],[-102.26637,25.66318],[-102.26233,25.66283],[-102.2583,25.66246],[-102.25434,25.6621],[-102.25034,25.6618],[-102.24657,25.66147],[-102.24279,25.66118],[-102.23846,25.66083],[-102.23479,25.66053],[-102.23101,25.66024],[-102.22683,25.65991],[-102.22284,25.65956],[-102.21883,25.65927],[-102.21497,25.65894],[-102.21087,25.65859],[-102.20688,25.65829],[-102.20284,25.65797],[-102.19885,25.65765],[-102.19485,25.6573],[-102.19083,25.657],[-102.18684,25.65667],[-102.18281,25.65634],[-102.17886,25.65603],[-102.17484,25.65571],[-102.17089,25.65537],[-102.16692,25.65503],[-102.16286,25.65471],[-102.15892,25.65441],[-102.15519,25.65408],[-102.15129,25.65377],[-102.14732,25.65346],[-102.14352,25.65313],[-102.13954,25.65283],[-102.13558,25.65249],[-102.13163,25.65217],[-102.12788,25.65187],[-102.12409,25.65156],[-102.12026,25.65122],[-102.1161,25.65091],[-102.11224,25.6506],[-102.10853,25.65026],[-102.10435,25.64992],[-102.10056,25.64962],[-102.09659,25.64932],[-102.09312,25.64902],[-102.08864,25.64865],[-102.08464,25.64834],[-102.08068,25.64799],[-102.07667,25.64767],[-102.07259,25.64741],[-102.06859,25.64705],[-102.06491,25.64674],[-102.06138,25.64706],[-102.05744,25.64727],[-102.05341,25.6476],[-102.04943,25.6479],[-102.04521,25.64829],[-102.04172,25.64851],[-102.03775,25.64881],[-102.03376,25.64916],[-102.03021,25.64941],[-102.0269,25.64965],[-102.0225,25.65001],[-102.01844,25.65033],[-102.01443,25.6506],[-102.01037,25.65096],[-102.00641,25.65124],[-102.00252,25.65156],[-101.99856,25.65188],[-101.99454,25.65219],[-101.99088,25.65245],[-101.98701,25.65277],[-101.98333,25.65303],[-101.98002,25.65329],[-101.97642,25.65357],[-101.97251,25.65387],[-101.96878,25.65415],[-101.96468,25.65447],[-101.96065,25.6548],[-101.95683,25.65508],[-101.95306,25.65536],[-101.94992,25.65559],[-101.9468,25.65582],[-101.94284,25.65615],[-101.9389,25.65648],[-101.93489,25.65677],[-101.93077,25.65711],[-101.92677,25.65742],[-101.92267,25.65771],[-101.91882,25.65798],[-101.91501,25.65828],[-101.91083,25.65861],[-101.90697,25.65893],[-101.90325,25.65916],[-101.8994,25.65948],[-101.89566,25.65977],[-101.89138,25.66008],[-101.88699,25.66045],[-101.88339,25.66072],[-101.87924,25.66099],[-101.87483,25.66135],[-101.87161,25.66161],[-101.86797,25.66188],[-101.86399,25.6622],[-101.85998,25.66249],[-101.85579,25.6628],[-101.85202,25.6631],[-101.848,25.66343],[-101.84401,25.66373],[-101.84003,25.66403],[-101.83601,25.66432],[-101.83213,25.66461],[-101.82797,25.66495],[-101.82407,25.66526],[-101.82002,25.66555],[-101.816,25.66585],[-101.81233,25.6661],[-101.80833,25.66644],[-101.80441,25.66674],[-101.8009,25.66625],[-101.79694,25.6657],[-101.793,25.66515],[-101.78889,25.66455],[-101.78508,25.66404],[-101.7812,25.66351],[-101.77724,25.66296],[-101.7734,25.66245],[-101.76934,25.66185],[-101.76542,25.66132],[-101.76206,25.66084],[-101.75865,25.66099],[-101.75467,25.66113],[-101.75102,25.66122],[-101.74708,25.66136],[-101.74307,25.6615],[-101.73902,25.66165],[-101.73448,25.66177],[-101.73098,25.66189],[-101.72706,25.66201],[-101.72313,25.66218],[-101.71909,25.66234],[-101.71516,25.66241],[-101.71117,25.66255],[-101.70719,25.6627],[-101.70319,25.66285],[-101.69924,25.66297],[-101.69523,25.66311],[-101.69123,25.66325],[-101.68721,25.66335],[-101.68319,25.66349],[-101.67918,25.6636],[-101.67518,25.66373],[-101.67116,25.66386],[-101.66712,25.664],[-101.66316,25.66421],[-101.65909,25.66428],[-101.65508,25.6644],[-101.65106,25.66452],[-101.64706,25.66465],[-101.64307,25.66478],[-101.63908,25.66493],[-101.63508,25.66506],[-101.6311,25.66519],[-101.62708,25.66531],[-101.62309,25.66543],[-101.61906,25.66556],[-101.6151,25.6657],[-101.61109,25.6658],[-101.60716,25.66594],[-101.60315,25.66608],[-101.59918,25.66619],[-101.59515,25.66635],[-101.59085,25.66649],[-101.58683,25.6666],[-101.58284,25.66673],[-101.57887,25.66688],[-101.57486,25.667],[-101.57108,25.66711],[-101.56665,25.66728],[-101.56242,25.66738],[-101.55932,25.66509],[-101.55621,25.66278],[-101.55315,25.66049],[-101.55006,25.65818],[-101.54702,25.65592],[-101.5439,25.65362],[-101.54083,25.6513],[-101.53773,25.64902],[-101.5347,25.6467],[-101.53161,25.64439],[-101.52935,25.64262],[-101.52783,25.64269]]}}
Línea 230.0 kV | LineString | 230.0 kV |  |  |  | CFE |  |  |  |  | OpenStreetMap | {"type":"Feature","properties":{},"geometry":{"type":"LineString","coordinates":[[-103.47188,25.59729],[-103.47162,25.59709],[-103.46963,25.59553],[-103.46593,25.59535],[-103.46221,25.59515],[-103.45853,25.59495],[-103.45485,25.59478],[-103.45038,25.59453],[-103.4469,25.59436],[-103.44356,25.59418],[-103.43996,25.59399],[-103.43556,25.59377],[-103.43271,25.59361],[-103.42939,25.59344],[-103.4256,25.59326],[-103.42191,25.59306],[-103.41827,25.59284],[-103.41451,25.59268],[-103.41082,25.59248],[-103.40727,25.5923],[-103.4037,25.59211],[-103.39953,25.59188],[-103.39572,25.59169],[-103.39235,25.59152],[-103.38836,25.59129],[-103.38532,25.59115],[-103.38402,25.59106],[-103.38007,25.59088],[-103.37599,25.59066],[-103.37211,25.59046],[-103.36816,25.59025],[-103.36432,25.59005],[-103.36026,25.58983],[-103.35617,25.58961],[-103.35232,25.58941],[-103.34825,25.5892],[-103.34441,25.58897],[-103.34087,25.58878],[-103.33697,25.58858],[-103.3331,25.58838],[-103.32927,25.58817],[-103.32544,25.58796],[-103.3213,25.58774],[-103.31757,25.58757],[-103.3138,25.58737],[-103.30937,25.58712],[-103.30497,25.58688],[-103.30093,25.58666],[-103.29749,25.58586],[-103.29345,25.58492],[-103.28982,25.58407],[-103.28605,25.58318],[-103.28226,25.5823],[-103.27851,25.58142],[-103.27478,25.58055],[-103.27086,25.57963],[-103.26708,25.57875],[-103.2633,25.57786],[-103.25959,25.57698],[-103.25584,25.5761],[-103.25239,25.57527],[-103.24784,25.57422],[-103.24416,25.57333],[-103.24059,25.57254],[-103.23687,25.57164],[-103.23317,25.57079],[-103.22943,25.5699],[-103.22565,25.56901],[-103.22202,25.56815],[-103.22008,25.5664],[-103.21981,25.56635]]}}
Línea 230.0 kV | LineString | 230.0 kV | 1 |  |  | CFE |  |  |  |  | OpenStreetMap | {"type":"Feature","properties":{},"geometry":{"type":"LineString","coordinates":[[-93.58784,17.17864],[-93.58802,17.17956],[-93.58749,17.18094],[-93.58675,17.18261],[-93.58399,17.18845],[-93.58235,17.19225],[-93.58032,17.19646],[-93.57911,17.1997],[-93.5765,17.20708],[-93.57307,17.21531],[-93.57041,17.22249],[-93.56755,17.2297],[-93.56603,17.23384],[-93.56427,17.23829],[-93.56157,17.24523],[-93.55917,17.25143],[-93.55928,17.25449],[-93.5591,17.26043],[-93.55933,17.2669],[-93.55944,17.27277],[-93.55953,17.27634],[-93.55965,17.28248],[-93.55964,17.28706],[-93.55972,17.29047],[-93.55983,17.29581],[-93.55985,17.29891],[-93.55985,17.30157],[-93.55999,17.30912],[-93.56002,17.31433],[-93.56005,17.31723],[-93.56011,17.31916],[-93.56011,17.32182],[-93.56021,17.32499],[-93.56019,17.32773],[-93.56044,17.33146],[-93.56066,17.3339],[-93.56108,17.33851],[-93.56164,17.34548],[-93.56189,17.34879],[-93.56208,17.35124],[-93.56092,17.35349],[-93.55879,17.35758],[-93.55681,17.36137],[-93.55568,17.36342],[-93.55106,17.36861],[-93.54701,17.37247],[-93.54062,17.37909],[-93.53672,17.38299],[-93.53445,17.38878],[-93.53322,17.39189],[-93.53149,17.39638],[-93.52998,17.40031],[-93.5273,17.40719],[-93.5253,17.41239],[-93.52379,17.41606],[-93.52289,17.4186],[-93.52174,17.4215],[-93.52018,17.42542],[-93.51772,17.42636],[-93.51564,17.42718],[-93.50992,17.42941],[-93.50598,17.43089],[-93.50346,17.43184],[-93.50001,17.43315],[-93.49612,17.43463],[-93.49332,17.4357],[-93.4905,17.43664],[-93.48761,17.43775],[-93.48475,17.43885],[-93.48001,17.44067],[-93.47725,17.4417],[-93.47424,17.44282],[-93.46899,17.4445],[-93.46808,17.44476],[-93.46575,17.44639],[-93.46543,17.44636]]}}
Línea 230.0 kV | LineString | 230.0 kV |  |  |  | CFE |  |  |  |  | OpenStreetMap | {"type":"Feature","properties":{},"geometry":{"type":"LineString","coordinates":[[-93.5877,17.17867],[-93.58775,17.17956],[-93.58683,17.18075],[-93.58362,17.1822],[-93.58103,17.1869],[-93.57836,17.19213],[-93.57636,17.1954],[-93.57392,17.19909],[-93.5703,17.20462],[-93.56882,17.20691],[-93.56671,17.2102],[-93.56546,17.21572],[-93.56478,17.21827],[-93.56257,17.22681],[-93.56221,17.22814],[-93.56096,17.23378],[-93.56006,17.23764],[-93.5585,17.24342],[-93.55756,17.24689],[-93.55708,17.24881],[-93.55694,17.25154],[-93.55709,17.25491],[-93.55721,17.26043],[-93.55712,17.26315],[-93.55722,17.2675],[-93.55723,17.27308],[-93.55699,17.27875],[-93.55695,17.28241],[-93.55698,17.28466],[-93.55696,17.28802],[-93.55688,17.29569],[-93.55686,17.3029],[-93.55688,17.30696],[-93.55687,17.31105],[-93.55679,17.31341],[-93.55679,17.31804],[-93.55672,17.32149],[-93.55667,17.32485],[-93.5567,17.33014],[-93.55677,17.33446],[-93.55667,17.34037],[-93.55661,17.34634],[-93.55637,17.3491],[-93.55597,17.35273],[-93.5555,17.35742],[-93.55527,17.36046],[-93.55513,17.36254],[-93.55458,17.36762],[-93.55429,17.37103],[-93.55412,17.37222],[-93.55121,17.37425],[-93.54833,17.37622],[-93.54654,17.37744],[-93.53964,17.38221],[-93.53686,17.38413],[-93.53504,17.38903],[-93.53371,17.39238],[-93.5316,17.39785],[-93.53027,17.40161],[-93.52745,17.40911],[-93.52625,17.41234],[-93.52437,17.41697],[-93.52349,17.4194],[-93.52209,17.42317],[-93.52072,17.42681],[-93.5194,17.43031],[-93.51758,17.43514],[-93.51541,17.44085]]}}
Línea 230.0 kV | LineString | 230.0 kV | 1 |  |  | Comisión Federal de Electricidad |  |  |  |  | OpenStreetMap | {"type":"Feature","properties":{},"geometry":{"type":"LineString","coordinates":[[-96.39058,18.25651],[-96.39005,18.25612],[-96.3883,18.25488],[-96.3875,18.25387],[-96.38678,18.25092],[-96.38658,18.25006],[-96.38567,18.24679],[-96.38404,18.24552],[-96.38185,18.24386],[-96.38024,18.24263],[-96.37565,18.239],[-96.37305,18.23701],[-96.37136,18.23577],[-96.3688,18.23373],[-96.36677,18.23216],[-96.36474,18.23059],[-96.362,18.22841],[-96.35936,18.22631],[-96.3566,18.22417],[-96.35421,18.2223],[-96.3519,18.22049],[-96.34903,18.2183],[-96.34723,18.21689],[-96.34509,18.21527],[-96.34314,18.21353],[-96.34072,18.2114],[-96.33811,18.20895],[-96.33559,18.20671],[-96.33367,18.20487],[-96.33114,18.20257],[-96.32862,18.20022],[-96.32616,18.19813],[-96.32468,18.19668],[-96.32234,18.19429],[-96.32009,18.19194],[-96.3183,18.19008],[-96.31677,18.18857],[-96.31437,18.18601],[-96.31202,18.1836],[-96.30969,18.18121],[-96.30831,18.17969],[-96.30626,18.17729],[-96.30454,18.17541],[-96.30279,18.17341],[-96.30084,18.1712],[-96.29878,18.16883],[-96.29653,18.16627],[-96.29422,18.16369],[-96.2923,18.16149],[-96.29069,18.16042],[-96.28851,18.15901],[-96.28572,18.15716],[-96.28267,18.15505],[-96.27985,18.15328],[-96.27562,18.15048],[-96.27132,18.14768],[-96.26895,18.14612],[-96.26618,18.14421],[-96.26315,18.14226],[-96.26043,18.14047],[-96.25775,18.1387],[-96.25447,18.13653],[-96.25188,18.13474],[-96.2492,18.13305],[-96.24736,18.13177],[-96.24425,18.12973],[-96.24174,18.12801],[-96.23964,18.1267],[-96.23757,18.12386],[-96.23572,18.12136],[-96.23367,18.11848],[-96.23147,18.11548],[-96.22986,18.11319],[-96.22876,18.11164],[-96.2274,18.11007],[-96.22574,18.10807],[-96.22395,18.10592],[-96.22185,18.10342],[-96.22012,18.10135],[-96.21823,18.09906],[-96.21614,18.0967],[-96.21427,18.09437],[-96.21257,18.09205],[-96.21073,18.08957],[-96.20904,18.08724],[-96.20723,18.08472],[-96.20565,18.0826],[-96.2042,18.08061],[-96.20229,18.07797],[-96.20027,18.07527],[-96.19816,18.07245],[-96.1962,18.06967],[-96.19412,18.06678],[-96.19211,18.06404],[-96.19026,18.0615],[-96.18873,18.05944],[-96.18727,18.0576],[-96.18575,18.05553],[-96.18418,18.0534],[-96.1833,18.05064],[-96.18263,18.0481],[-96.18185,18.04568],[-96.18095,18.04299],[-96.17967,18.03904],[-96.17866,18.03578],[-96.17762,18.03258],[-96.17702,18.03075],[-96.17763,18.02921],[-96.17787,18.02884]]}}
Línea 230.0 kV | LineString | 230.0 kV |  |  |  | Comisión Federal de Electricidad |  |  |  |  | OpenStreetMap | {"type":"Feature","properties":{},"geometry":{"type":"LineString","coordinates":[[-96.38718,18.25406],[-96.38702,18.25341],[-96.38648,18.25104],[-96.38581,18.24839],[-96.38556,18.24731]]}}
Línea 230.0 kV | LineString | 230.0 kV |  |  |  | CFE |  |  |  |  | OpenStreetMap | {"type":"Feature","properties":{},"geometry":{"type":"LineString","coordinates":[[-96.78882,16.90337],[-96.79098,16.90502],[-96.79322,16.90672],[-96.79583,16.90868],[-96.79904,16.91126],[-96.79988,16.91386],[-96.8016,16.91936],[-96.80284,16.92321],[-96.80348,16.92523],[-96.80511,16.93044],[-96.80599,16.93348],[-96.80721,16.93718],[-96.80842,16.94102],[-96.80978,16.94532],[-96.81133,16.95019],[-96.81213,16.95276],[-96.8132,16.95615],[-96.81444,16.96006],[-96.81545,16.96331],[-96.81654,16.96682],[-96.81717,16.96884],[-96.81791,16.97121],[-96.81872,16.97375],[-96.81963,16.97672],[-96.82033,16.979],[-96.82158,16.98286],[-96.82247,16.98563],[-96.8233,16.98836],[-96.82461,16.9926],[-96.82615,16.99721],[-96.82707,17.00017],[-96.82786,17.00281],[-96.82905,17.00645],[-96.83019,17.01015],[-96.83141,17.01404],[-96.8329,17.01867],[-96.83408,17.02248],[-96.83521,17.0261],[-96.83666,17.0306],[-96.8378,17.03431],[-96.83913,17.03857],[-96.84047,17.04283],[-96.84151,17.04612],[-96.8426,17.04954],[-96.84416,17.05451],[-96.84528,17.05806],[-96.84629,17.06132],[-96.84803,17.06677],[-96.84875,17.06911],[-96.8493,17.07095],[-96.85057,17.07486],[-96.85206,17.07962],[-96.8504,17.08558],[-96.84978,17.08782],[-96.84873,17.09148],[-96.84661,17.09252],[-96.84256,17.09456],[-96.83882,17.09638],[-96.8356,17.09804],[-96.83252,17.09954],[-96.8293,17.10121],[-96.82535,17.10311],[-96.82183,17.10493],[-96.8194,17.10613],[-96.81912,17.10628]]}}
Línea 230.0 kV | LineString | 230.0 kV |  |  |  | CFE |  |  |  |  | OpenStreetMap | {"type":"Feature","properties":{},"geometry":{"type":"LineString","coordinates":[[-90.35374,19.71409],[-90.35303,19.71016],[-90.35243,19.70688],[-90.35188,19.70386],[-90.35129,19.70031],[-90.35049,19.69638],[-90.35005,19.69368],[-90.34933,19.68997],[-90.34873,19.68656],[-90.34809,19.68321],[-90.34754,19.68018],[-90.34689,19.6766],[-90.34627,19.67317],[-90.3485,19.66885],[-90.35011,19.66574],[-90.35173,19.66258],[-90.35378,19.65862],[-90.3554,19.65551],[-90.35744,19.65155],[-90.35854,19.64943],[-90.36029,19.64608],[-90.36185,19.64302],[-90.36303,19.64074],[-90.36496,19.63701],[-90.3666,19.6338],[-90.36821,19.63072],[-90.36982,19.62754],[-90.3718,19.62373],[-90.37336,19.62073],[-90.37469,19.61813],[-90.3764,19.6149],[-90.37835,19.61109],[-90.38014,19.60758],[-90.38168,19.60464],[-90.38332,19.60143],[-90.38494,19.59834],[-90.38652,19.59524],[-90.38809,19.59218],[-90.38982,19.58887],[-90.39327,19.58686],[-90.39509,19.58579],[-90.39829,19.58394],[-90.40193,19.5818],[-90.40419,19.58046],[-90.40763,19.57849],[-90.41072,19.57669],[-90.41364,19.57497],[-90.41672,19.57319],[-90.4205,19.57094],[-90.42385,19.56901],[-90.42569,19.56794],[-90.42727,19.56704],[-90.4304,19.56519],[-90.4322,19.56227],[-90.43407,19.55935],[-90.436,19.55632],[-90.43791,19.5533],[-90.44008,19.5499],[-90.44184,19.54711],[-90.44342,19.54464],[-90.44498,19.54215],[-90.44655,19.53965],[-90.44846,19.53665],[-90.45016,19.53392],[-90.45203,19.53099],[-90.45424,19.52749],[-90.45602,19.52461],[-90.45739,19.52245],[-90.4591,19.51984],[-90.46133,19.51626],[-90.4635,19.51286],[-90.46548,19.50975],[-90.46617,19.50859],[-90.46749,19.50649],[-90.4689,19.50428],[-90.47022,19.50213],[-90.47272,19.49832],[-90.47467,19.4952],[-90.47662,19.49205],[-90.47838,19.48929],[-90.48063,19.48573],[-90.48283,19.48229],[-90.48475,19.47927],[-90.4868,19.47746],[-90.4911,19.47379],[-90.49302,19.47214],[-90.49608,19.46954],[-90.49884,19.46709],[-90.50076,19.46546],[-90.50298,19.4636],[-90.50635,19.46068],[-90.50903,19.45838],[-90.51243,19.45545],[-90.51455,19.45363],[-90.51645,19.45199],[-90.51877,19.45],[-90.52061,19.44844],[-90.52432,19.44529],[-90.5272,19.44272],[-90.53004,19.44028],[-90.53276,19.43797],[-90.53529,19.43582],[-90.53749,19.43393],[-90.53933,19.43231],[-90.54186,19.4293],[-90.54411,19.42661],[-90.54686,19.42334],[-90.5497,19.41994],[-90.55213,19.41705],[-90.55427,19.4145],[-90.55605,19.41237],[-90.55782,19.41025],[-90.55958,19.40814],[-90.56198,19.40523],[-90.56436,19.40246],[-90.56705,19.39923],[-90.56977,19.39596],[-90.57262,19.39257],[-90.57418,19.39073],[-90.57602,19.38854],[-90.57927,19.38464],[-90.58193,19.38267],[-90.58465,19.38066],[-90.58723,19.37877],[-90.58993,19.37677],[-90.59261,19.37479],[-90.59545,19.37268],[-90.59834,19.37058],[-90.60119,19.36847],[-90.60419,19.36626],[-90.60675,19.36437],[-90.6096,19.36227],[-90.61245,19.36016],[-90.61531,19.35805],[-90.61772,19.35624],[-90.62012,19.3545],[-90.62237,19.35284],[-90.62464,19.35116],[-90.62751,19.34905],[-90.63035,19.34695],[-90.63276,19.34518],[-90.63554,19.34312],[-90.63797,19.34134],[-90.6408,19.33924],[-90.64359,19.33718],[-90.64651,19.33504],[-90.64841,19.33364],[-90.6511,19.33166],[-90.65311,19.33019],[-90.65592,19.3281],[-90.65906,19.32579],[-90.66299,19.32287],[-90.66657,19.32021],[-90.66989,19.31778],[-90.67288,19.31556],[-90.67573,19.31345],[-90.67865,19.31129],[-90.68155,19.30915],[-90.68443,19.30703],[-90.68724,19.30494],[-90.69012,19.30281]]}}
Línea 230.0 kV | LineString | 230.0 kV | 1 |  |  | CFE |  |  |  |  | OpenStreetMap | {"type":"Feature","properties":{},"geometry":{"type":"LineString","coordinates":[[-103.23632,20.47735],[-103.2363,20.47823],[-103.2353,20.47826],[-103.23441,20.47833],[-103.23344,20.47839],[-103.23259,20.47843],[-103.23198,20.47822],[-103.23112,20.47714],[-103.23014,20.47686],[-103.22906,20.47652],[-103.22603,20.47796],[-103.22297,20.47943],[-103.22169,20.48112],[-103.22072,20.48242],[-103.21849,20.48533],[-103.2163,20.48822],[-103.21589,20.49169],[-103.21547,20.49511],[-103.21507,20.49861],[-103.21465,20.50207],[-103.21434,20.50472],[-103.214,20.50768],[-103.21364,20.51061],[-103.21518,20.51327],[-103.21631,20.51527],[-103.21738,20.51708],[-103.21899,20.51988],[-103.2204,20.52236],[-103.22212,20.52532],[-103.22346,20.52761],[-103.22473,20.52981],[-103.22622,20.53235],[-103.22776,20.53504],[-103.2306,20.5367],[-103.2316,20.53731],[-103.23347,20.53843],[-103.23615,20.54004],[-103.23956,20.54206],[-103.24217,20.54362],[-103.24539,20.54558],[-103.24815,20.54722],[-103.25101,20.54892],[-103.25412,20.55076],[-103.25706,20.55251],[-103.26016,20.55437],[-103.26281,20.55597],[-103.26504,20.55729],[-103.26757,20.5588],[-103.27056,20.5606],[-103.27414,20.56273],[-103.27652,20.56413],[-103.28008,20.56504],[-103.282,20.56413],[-103.28476,20.56279],[-103.28557,20.56052]]}}
Línea 230.0 kV | LineString | 230.0 kV |  |  |  | CFE |  |  |  |  | OpenStreetMap | {"type":"Feature","properties":{},"geometry":{"type":"LineString","coordinates":[[-89.52959,20.90927],[-89.53015,20.90976],[-89.53021,20.90983],[-89.53032,20.90997],[-89.5305,20.91019]]}}
Línea 230.0 kV | LineString | 230.0 kV |  |  |  | CFE |  |  |  |  | OpenStreetMap | {"type":"Feature","properties":{},"geometry":{"type":"LineString","coordinates":[[-89.53009,20.91049],[-89.52991,20.91026],[-89.5298,20.91013],[-89.52975,20.91006],[-89.52913,20.90906]]}}
Línea 230.0 kV | LineString | 230.0 kV |  |  |  | CFE |  |  |  |  | OpenStreetMap | {"type":"Feature","properties":{},"geometry":{"type":"LineString","coordinates":[[-89.52826,20.91021],[-89.52894,20.91065],[-89.52899,20.91072],[-89.5291,20.91086],[-89.52928,20.91109]]}}
Línea 230.0 kV | LineString | 230.0 kV |  |  |  | CFE |  |  |  |  | OpenStreetMap | {"type":"Feature","properties":{},"geometry":{"type":"LineString","coordinates":[[-89.52885,20.91082],[-89.52899,20.91072],[-89.52925,20.91053],[-89.52952,20.91033],[-89.5298,20.91013],[-89.52993,20.91003],[-89.53007,20.90993],[-89.53021,20.90983]]}}
Línea 230.0 kV | LineString | 230.0 kV |  |  |  | CFE |  |  |  |  | OpenStreetMap | {"type":"Feature","properties":{},"geometry":{"type":"LineString","coordinates":[[-89.52959,20.90927],[-89.53001,20.90986],[-89.53007,20.90993],[-89.53018,20.91007],[-89.53037,20.9103]]}}
Línea 230.0 kV | LineString | 230.0 kV |  |  |  | CFE |  |  |  |  | OpenStreetMap | {"type":"Feature","properties":{},"geometry":{"type":"LineString","coordinates":[[-89.53023,20.9104],[-89.53004,20.91017],[-89.52993,20.91003],[-89.52987,20.90996],[-89.52913,20.90906]]}}
Línea 230.0 kV | LineString | 230.0 kV |  |  |  | CFE |  |  |  |  | OpenStreetMap | {"type":"Feature","properties":{},"geometry":{"type":"LineString","coordinates":[[-89.52956,20.9109],[-89.52936,20.91066],[-89.52925,20.91053],[-89.52921,20.91047],[-89.52825,20.90934]]}}
Línea 230.0 kV | LineString | 230.0 kV |  |  |  | CFE |  |  |  |  | OpenStreetMap | {"type":"Feature","properties":{},"geometry":{"type":"LineString","coordinates":[[-89.52826,20.91021],[-89.5288,20.91076],[-89.52885,20.91082],[-89.52896,20.91096],[-89.52914,20.91118]]}}
Línea 230.0 kV | LineString | 230.0 kV |  |  |  | CFE |  |  |  |  | OpenStreetMap | {"type":"Feature","properties":{},"geometry":{"type":"LineString","coordinates":[[-89.69679,20.93518],[-89.69732,20.93598],[-89.69739,20.93607],[-89.6977,20.93658]]}}
Línea 230.0 kV | LineString | 230.0 kV |  |  |  | CFE |  |  |  |  | OpenStreetMap | {"type":"Feature","properties":{},"geometry":{"type":"LineString","coordinates":[[-89.69747,20.93746],[-89.69708,20.93623],[-89.69704,20.93616],[-89.69651,20.93537]]}}
Línea 230.0 kV | LineString | 230.0 kV |  |  |  | CFE |  |  |  |  | OpenStreetMap | {"type":"Feature","properties":{},"geometry":{"type":"LineString","coordinates":[[-89.6977,20.93658],[-89.70049,20.93478],[-89.70335,20.93304],[-89.70451,20.93489],[-89.70571,20.9369],[-89.70868,20.93666],[-89.71225,20.93634],[-89.71582,20.93601],[-89.71943,20.93567],[-89.72301,20.93539],[-89.72667,20.93505],[-89.72833,20.9316],[-89.7263,20.92873],[-89.72445,20.92606],[-89.72241,20.92318],[-89.72047,20.92042],[-89.71861,20.91777],[-89.71843,20.91751],[-89.71626,20.91443],[-89.71443,20.91183],[-89.71249,20.90907],[-89.71035,20.90603],[-89.70825,20.90306],[-89.70614,20.90005],[-89.70405,20.89708],[-89.70214,20.89435],[-89.70016,20.89153],[-89.69814,20.88867],[-89.69615,20.88583],[-89.69403,20.88284],[-89.69244,20.88056],[-89.69042,20.87769],[-89.6883,20.87468],[-89.68625,20.87178],[-89.68429,20.86899],[-89.6831,20.86729],[-89.68229,20.86613],[-89.67819,20.86671],[-89.67438,20.86724],[-89.67085,20.86772],[-89.66687,20.86827],[-89.66333,20.86876],[-89.65997,20.86923],[-89.65643,20.86971],[-89.65255,20.87024],[-89.6489,20.87073],[-89.64526,20.87125],[-89.64154,20.87178],[-89.63799,20.8723],[-89.63456,20.87279],[-89.63076,20.87326],[-89.62695,20.8738],[-89.62323,20.87434],[-89.61993,20.87481],[-89.61729,20.8754],[-89.61354,20.87624],[-89.60999,20.877],[-89.60627,20.87788],[-89.60258,20.8787],[-89.59902,20.87949],[-89.59572,20.88024],[-89.59364,20.88206],[-89.59077,20.88453],[-89.58811,20.88688],[-89.58555,20.88911],[-89.58252,20.89152],[-89.57989,20.8939],[-89.57714,20.89645],[-89.57453,20.89865],[-89.57227,20.90056],[-89.56877,20.90096],[-89.56507,20.9014],[-89.56132,20.90181],[-89.55774,20.90222],[-89.55405,20.90261],[-89.55007,20.90305],[-89.54651,20.90343],[-89.54278,20.90383],[-89.5392,20.90423],[-89.53532,20.90462],[-89.53164,20.90503],[-89.53025,20.90784],[-89.52959,20.90927]]}}
Línea 230.0 kV | LineString | 230.0 kV |  |  |  | CFE |  |  |  |  | OpenStreetMap | {"type":"Feature","properties":{},"geometry":{"type":"LineString","coordinates":[[-89.6977,20.93658],[-89.69752,20.93597],[-89.69747,20.93589],[-89.69691,20.93508]]}}
Línea 230.0 kV | LineString | 230.0 kV |  |  |  | CFE |  |  |  |  | OpenStreetMap | {"type":"Feature","properties":{},"geometry":{"type":"LineString","coordinates":[[-89.69664,20.93528],[-89.69718,20.93607],[-89.69722,20.93614],[-89.69747,20.93746]]}}
Línea 230.0 kV | LineString | 230.0 kV |  |  |  | CFE |  |  |  |  | OpenStreetMap | {"type":"Feature","properties":{},"geometry":{"type":"LineString","coordinates":[[-89.69651,20.93537],[-89.69664,20.93528],[-89.69679,20.93518],[-89.69691,20.93508],[-89.69779,20.93453],[-89.69841,20.9354],[-89.6989,20.93511],[-89.69874,20.9349]]}}
Línea 230.0 kV | LineString | 230.0 kV |  |  |  | CFE |  |  |  |  | OpenStreetMap | {"type":"Feature","properties":{},"geometry":{"type":"LineString","coordinates":[[-89.69912,20.93467],[-89.69922,20.93481],[-89.69912,20.93527],[-89.69892,20.93541],[-89.69841,20.93569],[-89.69823,20.93543],[-89.69747,20.93589],[-89.69732,20.93598],[-89.69718,20.93607],[-89.69704,20.93616]]}}
Línea 230.0 kV | LineString | 230.0 kV |  |  |  | CFE |  |  |  |  | OpenStreetMap | {"type":"Feature","properties":{},"geometry":{"type":"LineString","coordinates":[[-89.69604,20.9928],[-89.69684,20.99319],[-89.69745,20.99327]]}}
Línea 230.0 kV | LineString | 230.0 kV |  |  |  | CFE |  |  |  |  | OpenStreetMap | {"type":"Feature","properties":{},"geometry":{"type":"LineString","coordinates":[[-89.69597,20.99293],[-89.69676,20.99333],[-89.6972,20.99369]]}}
Línea 230.0 kV | LineString | 230.0 kV |  |  |  | CFE |  |  |  |  | OpenStreetMap | {"type":"Feature","properties":{},"geometry":{"type":"LineString","coordinates":[[-89.6958,20.99324],[-89.69661,20.99362],[-89.6972,20.99369]]}}
Línea 230.0 kV | LineString | 230.0 kV |  |  |  | CFE |  |  |  |  | OpenStreetMap | {"type":"Feature","properties":{},"geometry":{"type":"LineString","coordinates":[[-89.6962,20.99251],[-89.69702,20.9929],[-89.69745,20.99327]]}}
Línea 230.0 kV | LineString | 230.0 kV |  |  |  | CFE |  |  |  |  | OpenStreetMap | {"type":"Feature","properties":{},"geometry":{"type":"LineString","coordinates":[[-89.62711,21.05149],[-89.62702,21.05075],[-89.627,21.05065],[-89.62698,21.05048],[-89.62696,21.05041]]}}
Línea 230.0 kV | LineString | 230.0 kV |  |  |  | CFE |  |  |  |  | OpenStreetMap | {"type":"Feature","properties":{},"geometry":{"type":"LineString","coordinates":[[-89.62763,21.04995],[-89.62771,21.05017],[-89.62773,21.0504],[-89.62775,21.05057]]}}
Línea 230.0 kV | LineString | 230.0 kV |  |  |  | CFE |  |  |  |  | OpenStreetMap | {"type":"Feature","properties":{},"geometry":{"type":"LineString","coordinates":[[-89.62761,21.05058],[-89.62759,21.05042],[-89.62756,21.05018],[-89.62754,21.04996]]}}
Línea 230.0 kV | LineString | 230.0 kV |  |  |  | CFE |  |  |  |  | OpenStreetMap | {"type":"Feature","properties":{},"geometry":{"type":"LineString","coordinates":[[-89.62775,21.05057],[-89.62761,21.05058],[-89.627,21.05065],[-89.62684,21.05066]]}}
Línea 230.0 kV | LineString | 230.0 kV |  |  |  | CFE |  |  |  |  | OpenStreetMap | {"type":"Feature","properties":{},"geometry":{"type":"LineString","coordinates":[[-89.62773,21.0504],[-89.62759,21.05042],[-89.62698,21.05048],[-89.62683,21.05049]]}}
Línea 230.0 kV | LineString | 230.0 kV | 1 |  |  | CFE |  |  |  |  | OpenStreetMap | {"type":"Feature","properties":{},"geometry":{"type":"LineString","coordinates":[[-98.30207,19.97951],[-98.30165,19.97967],[-98.30114,19.97993],[-98.30063,19.98019],[-98.30005,19.98049]]}}
Línea 230.0 kV | LineString | 230.0 kV | 1 |  |  | CFE |  |  |  |  | OpenStreetMap | {"type":"Feature","properties":{},"geometry":{"type":"LineString","coordinates":[[-98.30005,19.98049],[-98.30071,19.98034],[-98.30122,19.98008],[-98.30173,19.97982],[-98.30207,19.97951]]}}
Línea 230.0 kV | LineString | 230.0 kV | 1 |  |  | CFE |  |  |  |  | OpenStreetMap | {"type":"Feature","properties":{},"geometry":{"type":"LineString","coordinates":[[-102.00723,19.84501],[-102.00698,19.84485],[-102.00235,19.8418],[-102.00031,19.84048],[-101.99785,19.83889],[-101.99492,19.83695],[-101.99232,19.83525],[-101.98826,19.83262],[-101.98607,19.83117],[-101.98243,19.8288],[-101.97954,19.82691],[-101.97625,19.82475],[-101.97232,19.82217],[-101.96784,19.81926],[-101.96242,19.81571],[-101.95994,19.81408],[-101.95804,19.81286],[-101.95392,19.81304],[-101.95137,19.81312],[-101.94819,19.81332],[-101.94421,19.81348],[-101.94192,19.81358],[-101.9378,19.81379],[-101.93389,19.81393],[-101.93063,19.81407],[-101.92768,19.81419],[-101.92526,19.81432],[-101.92166,19.81365],[-101.91777,19.81292],[-101.91333,19.81206],[-101.90863,19.81121],[-101.90505,19.81058],[-101.90104,19.80985],[-101.89686,19.80906],[-101.89467,19.80869],[-101.89093,19.80798],[-101.8868,19.80722],[-101.88383,19.8067],[-101.87959,19.8059],[-101.8761,19.80527],[-101.8711,19.80437],[-101.86697,19.80366],[-101.86314,19.80294],[-101.85802,19.80204],[-101.84956,19.80047],[-101.8453,19.79965],[-101.83998,19.79872],[-101.83309,19.79744],[-101.82977,19.79686],[-101.82681,19.79628],[-101.82242,19.79548],[-101.81844,19.79477],[-101.81253,19.79368],[-101.80619,19.79251],[-101.80086,19.7915],[-101.7967,19.79079],[-101.79338,19.79017],[-101.79232,19.78998],[-101.78882,19.78932],[-101.78584,19.787],[-101.78281,19.78469],[-101.78002,19.78259],[-101.77761,19.78071],[-101.77498,19.7787],[-101.76951,19.77446],[-101.7672,19.77262],[-101.76401,19.77009],[-101.76122,19.76799],[-101.75824,19.76562],[-101.7554,19.76347],[-101.75232,19.76108],[-101.74953,19.75891],[-101.74663,19.75663],[-101.74411,19.75467],[-101.74178,19.75284],[-101.7387,19.75184],[-101.73293,19.75],[-101.7272,19.74814],[-101.72241,19.74661],[-101.71854,19.74534],[-101.71453,19.74401],[-101.71045,19.74269],[-101.70466,19.74081],[-101.69877,19.73886],[-101.69567,19.73786],[-101.69285,19.73691],[-101.6889,19.73564],[-101.68566,19.73457],[-101.68189,19.73333],[-101.67897,19.73242],[-101.67285,19.73051],[-101.6696,19.72946],[-101.66519,19.72787],[-101.65818,19.72559],[-101.65513,19.7246],[-101.65156,19.72343],[-101.64622,19.72169],[-101.64311,19.72068],[-101.63985,19.71962],[-101.63432,19.71782],[-101.62825,19.71454],[-101.624,19.71223],[-101.62169,19.71097],[-101.61893,19.70952],[-101.61611,19.70795],[-101.61261,19.70605],[-101.60545,19.70217],[-101.60131,19.69993],[-101.59768,19.69796],[-101.59353,19.69571],[-101.5912,19.69445],[-101.58846,19.69296],[-101.5851,19.69109],[-101.58187,19.68935],[-101.57739,19.68694],[-101.57357,19.68484],[-101.57007,19.68299],[-101.56661,19.68242],[-101.56323,19.68192],[-101.55956,19.68137],[-101.55426,19.68054],[-101.55033,19.67996],[-101.54693,19.67943],[-101.54317,19.67885],[-101.53969,19.6783],[-101.53677,19.67784],[-101.53215,19.67716],[-101.52873,19.67663],[-101.52503,19.67604],[-101.51911,19.6751],[-101.51389,19.67436],[-101.50806,19.67263],[-101.50417,19.67148],[-101.50034,19.67031],[-101.49513,19.6688],[-101.49126,19.66765],[-101.48827,19.66677],[-101.48403,19.66551],[-101.4804,19.66445],[-101.47526,19.66291],[-101.47142,19.66177],[-101.46854,19.66092],[-101.46519,19.65992],[-101.4602,19.65845],[-101.45696,19.65747],[-101.45428,19.65669],[-101.45173,19.65586],[-101.44907,19.656],[-101.44632,19.65612],[-101.44335,19.65624],[-101.43944,19.65641],[-101.43507,19.65656],[-101.43234,19.65668],[-101.42893,19.65684],[-101.426,19.65697],[-101.42233,19.65708],[-101.41826,19.65726],[-101.41335,19.65748],[-101.40724,19.6577],[-101.40332,19.65792],[-101.39863,19.65814],[-101.39331,19.6583],[-101.38863,19.65854],[-101.38476,19.65871],[-101.37906,19.65895],[-101.37563,19.65905],[-101.37213,19.65917],[-101.36788,19.65934],[-101.36473,19.65947],[-101.36029,19.65972],[-101.35761,19.65976],[-101.35307,19.65997],[-101.34997,19.66009],[-101.34602,19.66025],[-101.34138,19.66047],[-101.33629,19.66067],[-101.33136,19.66087],[-101.32573,19.66108],[-101.32203,19.66122],[-101.31774,19.6614],[-101.31409,19.66156],[-101.31027,19.66172],[-101.30663,19.66187],[-101.30287,19.66201],[-101.29969,19.66381],[-101.29571,19.66611],[-101.29291,19.6677],[-101.28996,19.66937],[-101.28687,19.67114],[-101.28288,19.67343],[-101.28041,19.675],[-101.27765,19.67675],[-101.27577,19.67794],[-101.27252,19.67999],[-101.26967,19.68174],[-101.26678,19.68353],[-101.26397,19.68531],[-101.26112,19.6871],[-101.2597,19.68801],[-101.25752,19.68941]]}}
Línea 230.0 kV | LineString | 230.0 kV | 1 |  |  | CFE |  |  |  |  | OpenStreetMap | {"type":"Feature","properties":{},"geometry":{"type":"LineString","coordinates":[[-102.00723,19.84501],[-102.00713,19.84423],[-102.00407,19.84224],[-102.00047,19.83988],[-101.99805,19.8383],[-101.9935,19.83532],[-101.98927,19.8326],[-101.98724,19.83124],[-101.98527,19.82997],[-101.98176,19.8277],[-101.97912,19.82595],[-101.97643,19.82422],[-101.97319,19.82208],[-101.97014,19.82008],[-101.96725,19.8182],[-101.96408,19.81614],[-101.96056,19.81386],[-101.95776,19.812],[-101.95283,19.81228],[-101.94885,19.81252],[-101.94462,19.81276],[-101.94182,19.8129],[-101.93761,19.81315],[-101.93286,19.81341],[-101.92737,19.81371],[-101.92546,19.81379],[-101.92142,19.81306],[-101.91761,19.81234],[-101.91371,19.81159],[-101.90907,19.81074],[-101.90548,19.8101],[-101.89962,19.80902],[-101.89599,19.80837],[-101.89099,19.80743],[-101.88552,19.80646],[-101.8834,19.80609],[-101.87942,19.80544],[-101.87628,19.80475],[-101.87247,19.8041],[-101.86952,19.80353],[-101.86522,19.80275],[-101.86259,19.80227],[-101.85891,19.80164],[-101.85388,19.80065],[-101.8495,19.79988],[-101.84545,19.79913],[-101.83947,19.79805],[-101.83495,19.79722],[-101.83225,19.79672],[-101.82841,19.79599],[-101.82399,19.79518],[-101.82154,19.79474],[-101.81955,19.79436],[-101.81814,19.79365],[-101.81422,19.79146],[-101.8108,19.78968],[-101.80742,19.78784],[-101.80343,19.78566],[-101.79986,19.78372],[-101.79404,19.78057],[-101.79098,19.77885],[-101.78593,19.77617],[-101.78224,19.77416],[-101.77817,19.77199],[-101.77481,19.77017],[-101.76965,19.76735],[-101.76618,19.76546],[-101.76178,19.76307],[-101.75726,19.76066],[-101.75299,19.75835],[-101.74895,19.75614],[-101.74518,19.75412],[-101.74192,19.75349],[-101.73803,19.7522],[-101.73295,19.7506],[-101.72744,19.74879],[-101.72166,19.7469],[-101.71735,19.74549],[-101.7133,19.74416],[-101.70909,19.74278],[-101.70355,19.74101],[-101.69802,19.73917],[-101.69383,19.7378],[-101.68965,19.73642],[-101.68568,19.73511],[-101.68167,19.73382],[-101.67778,19.73257],[-101.67189,19.73069],[-101.66912,19.72982],[-101.66453,19.72826],[-101.6582,19.72619],[-101.65397,19.72481],[-101.64962,19.7234],[-101.64571,19.72212],[-101.64084,19.72053],[-101.63793,19.71949],[-101.63419,19.71836],[-101.63157,19.71703],[-101.62814,19.71509],[-101.62405,19.71287],[-101.62126,19.71136],[-101.6186,19.70992],[-101.61528,19.70812],[-101.61211,19.7064],[-101.6059,19.70304],[-101.60202,19.70093],[-101.5984,19.69897],[-101.59505,19.69715],[-101.5909,19.69491],[-101.58772,19.69318],[-101.58446,19.69142],[-101.58076,19.68938],[-101.57678,19.68724],[-101.57325,19.68529],[-101.56978,19.68341],[-101.5664,19.6829],[-101.56209,19.68223],[-101.55797,19.68162],[-101.55404,19.681],[-101.54849,19.68019],[-101.54534,19.67971],[-101.54119,19.67909],[-101.53731,19.6785],[-101.53195,19.67769],[-101.52721,19.67697],[-101.52345,19.67635],[-101.51848,19.67565],[-101.51375,19.67487],[-101.50931,19.67355],[-101.50708,19.6729],[-101.50383,19.67193],[-101.50019,19.67086],[-101.4945,19.66917],[-101.49033,19.66794],[-101.48643,19.66679],[-101.48255,19.66564],[-101.47961,19.66476],[-101.47488,19.66336],[-101.47102,19.66219],[-101.46664,19.66095],[-101.46105,19.65929],[-101.45799,19.65834],[-101.45398,19.65719],[-101.45082,19.65619],[-101.44842,19.65548],[-101.44505,19.65563],[-101.44153,19.65578],[-101.43799,19.65593],[-101.43397,19.65606],[-101.42997,19.65622],[-101.42558,19.65642],[-101.42124,19.65658],[-101.41587,19.65682],[-101.41152,19.65703],[-101.40716,19.6572],[-101.40371,19.65735],[-101.4006,19.65749],[-101.3991,19.65756],[-101.394,19.65778],[-101.39077,19.65792],[-101.38803,19.65801],[-101.38517,19.65813],[-101.37946,19.65837],[-101.37483,19.65852],[-101.37081,19.65865],[-101.36649,19.65882],[-101.36045,19.65907],[-101.35656,19.65924],[-101.35082,19.65949],[-101.34622,19.6597],[-101.34155,19.6599],[-101.33688,19.66012],[-101.3328,19.66028],[-101.32922,19.66043],[-101.32379,19.66058],[-101.32002,19.66074],[-101.31522,19.66096],[-101.31023,19.66117],[-101.30673,19.66127],[-101.30253,19.66144],[-101.29874,19.66162],[-101.29515,19.66176],[-101.29121,19.66191],[-101.28694,19.6621],[-101.28348,19.66221],[-101.28005,19.66235],[-101.2776,19.66534],[-101.27495,19.6684],[-101.27239,19.67129],[-101.26949,19.67465],[-101.26657,19.6781],[-101.26376,19.68135],[-101.26075,19.68488],[-101.25863,19.68732],[-101.25749,19.68869],[-101.25752,19.68941]]}}
Línea 230.0 kV | LineString | 230.0 kV |  |  |  | CFE |  |  |  |  | OpenStreetMap | {"type":"Feature","properties":{},"geometry":{"type":"LineString","coordinates":[[-102.24144,21.99017],[-102.24188,21.99032],[-102.24434,21.99121],[-102.24679,21.99209],[-102.24633,21.99323],[-102.24542,21.99295],[-102.24489,21.99276]]}}
Línea 230.0 kV | LineString | 230.0 kV |  |  |  | CFE |  |  |  |  | OpenStreetMap | {"type":"Feature","properties":{},"geometry":{"type":"LineString","coordinates":[[-102.21993,21.76403],[-102.22016,21.76471],[-102.22089,21.76691],[-102.21922,21.76998],[-102.21723,21.77363],[-102.21591,21.77612],[-102.21425,21.77924],[-102.21282,21.78191],[-102.2137,21.78514],[-102.21449,21.78807],[-102.21561,21.79205],[-102.21665,21.79594],[-102.21761,21.79952],[-102.21847,21.8026],[-102.21944,21.80622],[-102.2203,21.8093],[-102.22125,21.81278],[-102.22204,21.81563],[-102.22324,21.81993],[-102.22397,21.8227],[-102.22536,21.82771],[-102.22634,21.83138],[-102.22712,21.83421],[-102.22832,21.83862],[-102.22942,21.84267],[-102.22997,21.84452],[-102.23096,21.8483],[-102.23157,21.85056],[-102.23244,21.85371],[-102.23339,21.85716],[-102.23415,21.85995],[-102.23529,21.86418],[-102.23602,21.86668],[-102.23711,21.87072],[-102.23824,21.87486],[-102.23954,21.87966],[-102.24071,21.88384],[-102.24149,21.88672],[-102.24221,21.88934],[-102.24288,21.89174],[-102.24379,21.89512],[-102.24501,21.89965],[-102.24577,21.90235],[-102.24636,21.90456],[-102.24624,21.90707],[-102.24603,21.91057],[-102.24581,21.91417],[-102.2456,21.91814],[-102.24536,21.92225],[-102.24502,21.92788],[-102.24479,21.93217],[-102.2445,21.93685],[-102.24429,21.94118],[-102.24407,21.94508],[-102.24392,21.94728],[-102.24375,21.95063],[-102.24358,21.95318],[-102.24336,21.9575],[-102.2432,21.96028],[-102.24307,21.96241],[-102.24279,21.96755],[-102.24257,21.97106],[-102.2424,21.97396],[-102.24218,21.97793],[-102.24205,21.98056],[-102.2418,21.98472],[-102.24162,21.9877],[-102.24144,21.99017]]}}
Línea 230.0 kV | LineString | 230.0 kV | 2 |  |  | CFE |  |  |  |  | OpenStreetMap | {"type":"Feature","properties":{},"geometry":{"type":"LineString","coordinates":[[-99.09558,19.51708],[-99.09342,19.51897],[-99.09172,19.52042],[-99.08972,19.52211],[-99.0879,19.5237],[-99.08654,19.52484],[-99.08524,19.52604],[-99.08367,19.52749],[-99.08197,19.52911],[-99.08028,19.53073],[-99.07857,19.53236],[-99.07707,19.53378],[-99.07595,19.53504],[-99.07497,19.53641],[-99.07418,19.53782],[-99.07352,19.53928],[-99.07291,19.54108],[-99.07242,19.54259],[-99.07165,19.54414],[-99.0707,19.54557],[-99.06957,19.54694],[-99.06827,19.54816],[-99.06698,19.54917],[-99.06467,19.55067],[-99.06327,19.5515],[-99.06186,19.55212]]}}
Línea 230.0 kV | LineString | 230.0 kV | 2 |  |  | CFE |  |  |  |  | OpenStreetMap | {"type":"Feature","properties":{},"geometry":{"type":"LineString","coordinates":[[-99.09115,19.51399],[-99.09251,19.51497],[-99.09404,19.51603],[-99.09558,19.51708]]}}
Línea 230.0 kV | LineString | 230.0 kV | 2 |  |  | CFE |  |  |  |  | OpenStreetMap | {"type":"Feature","properties":{},"geometry":{"type":"LineString","coordinates":[[-99.09558,19.51708],[-99.09681,19.51605],[-99.09852,19.5146],[-99.10036,19.51301],[-99.10262,19.51107],[-99.10477,19.50923],[-99.10714,19.50723],[-99.10919,19.50549],[-99.11085,19.50348],[-99.11176,19.50235],[-99.11198,19.50208],[-99.11248,19.50147],[-99.11407,19.49953],[-99.11548,19.49783],[-99.11684,19.49616],[-99.11778,19.49502],[-99.11882,19.49378],[-99.11979,19.49258],[-99.12056,19.49165],[-99.12117,19.49092],[-99.12232,19.48951],[-99.12359,19.48794],[-99.12475,19.48652],[-99.12602,19.48499],[-99.12732,19.48342],[-99.12862,19.48186],[-99.12989,19.4803],[-99.13117,19.47872],[-99.13246,19.47717],[-99.13358,19.47578],[-99.13487,19.47422],[-99.13621,19.47258],[-99.13704,19.47158],[-99.13844,19.46986],[-99.13997,19.46801],[-99.14111,19.46664],[-99.14207,19.46548],[-99.14261,19.4648],[-99.14342,19.46385],[-99.14436,19.46272],[-99.14556,19.46132],[-99.14667,19.45996],[-99.14768,19.45829],[-99.14812,19.45731],[-99.14851,19.45643],[-99.14927,19.45455],[-99.14932,19.45387],[-99.14935,19.45317]]}}
Línea 230.0 kV | LineString | 230.0 kV | 2 |  |  | CFE |  |  |  |  | OpenStreetMap | {"type":"Feature","properties":{},"geometry":{"type":"LineString","coordinates":[[-99.18808,19.30944],[-99.18723,19.30967],[-99.18635,19.3094],[-99.18528,19.30834],[-99.18432,19.3074],[-99.1827,19.30709],[-99.18104,19.30781],[-99.17942,19.3085],[-99.17759,19.30928],[-99.1762,19.3099],[-99.17478,19.3105],[-99.17331,19.31114],[-99.1716,19.31187],[-99.16894,19.31307],[-99.16816,19.31397],[-99.16719,19.31507],[-99.16619,19.31624],[-99.16486,19.3177],[-99.1639,19.3188],[-99.16257,19.3203],[-99.16144,19.32157],[-99.16048,19.32268],[-99.15913,19.3242],[-99.15816,19.3253],[-99.1568,19.32685],[-99.15582,19.32797],[-99.15476,19.32925],[-99.15356,19.33056],[-99.15272,19.33218],[-99.15175,19.33397],[-99.15008,19.33512],[-99.14999,19.33539]]}}
Línea 230.0 kV | LineString | 230.0 kV | 2 |  |  | CFE |  |  |  |  | OpenStreetMap | {"type":"Feature","properties":{},"geometry":{"type":"LineString","coordinates":[[-90.76357,18.61031],[-90.76554,18.61192],[-90.76745,18.61352],[-90.77022,18.61581],[-90.77269,18.61786],[-90.77543,18.62011],[-90.77815,18.62235],[-90.78076,18.62451],[-90.78364,18.62688],[-90.78633,18.6291],[-90.79014,18.62945],[-90.79381,18.62979],[-90.79731,18.63011],[-90.80084,18.63043],[-90.80411,18.63074],[-90.8074,18.63103],[-90.81134,18.63139],[-90.81517,18.63174],[-90.81942,18.63213],[-90.82344,18.63251],[-90.82713,18.63284],[-90.83082,18.63278],[-90.83405,18.6327],[-90.83735,18.63262],[-90.84104,18.63259],[-90.84463,18.63256],[-90.84826,18.63251],[-90.85204,18.63245],[-90.85583,18.63241],[-90.85878,18.63236],[-90.86209,18.63243],[-90.86586,18.63251],[-90.87044,18.63264],[-90.87412,18.63274],[-90.87774,18.63283],[-90.88152,18.63292],[-90.88555,18.63302],[-90.88977,18.63312],[-90.89347,18.63321],[-90.89679,18.6333],[-90.90032,18.63339],[-90.90401,18.63348],[-90.90766,18.63357],[-90.9113,18.63365],[-90.915,18.63374],[-90.91873,18.63383],[-90.92245,18.63392],[-90.9261,18.63402],[-90.92956,18.63411],[-90.933,18.6342],[-90.93657,18.63428],[-90.94026,18.63437],[-90.94395,18.63447],[-90.9476,18.63456],[-90.95083,18.63369],[-90.95466,18.6326],[-90.95841,18.63156],[-90.96192,18.6306],[-90.96546,18.62964],[-90.96896,18.62867],[-90.97253,18.62769],[-90.97601,18.62674],[-90.97962,18.62575],[-90.98253,18.62496],[-90.9858,18.62406],[-90.98937,18.62306],[-90.993,18.62206],[-90.99623,18.62118],[-90.99906,18.62039],[-91.00247,18.61947],[-91.00611,18.61845],[-91.00975,18.61748],[-91.01313,18.61652],[-91.01506,18.614],[-91.01715,18.61123],[-91.0194,18.60825],[-91.02149,18.60547],[-91.02366,18.60262],[-91.02582,18.59976],[-91.02799,18.59685],[-91.02996,18.5943],[-91.03216,18.59137],[-91.03429,18.58855],[-91.03636,18.58584],[-91.03852,18.58297],[-91.04084,18.57991],[-91.043,18.57705],[-91.04524,18.57408],[-91.0477,18.57081],[-91.04997,18.56784],[-91.05226,18.56479],[-91.05439,18.56197],[-91.05654,18.55914],[-91.05863,18.55636],[-91.06074,18.55358],[-91.06286,18.55076],[-91.06502,18.54792],[-91.06716,18.54509],[-91.06931,18.54228],[-91.07142,18.53946],[-91.07353,18.53665],[-91.07572,18.53376],[-91.07758,18.5313],[-91.07954,18.52869],[-91.08167,18.52588],[-91.08383,18.52302],[-91.08602,18.52012],[-91.08818,18.5175],[-91.09047,18.51473],[-91.09268,18.51208],[-91.09499,18.50928],[-91.0973,18.50646],[-91.09961,18.50368],[-91.10193,18.50087],[-91.10384,18.49854],[-91.10601,18.49593],[-91.10838,18.49303],[-91.11074,18.49017],[-91.11318,18.48725],[-91.11537,18.4846],[-91.11739,18.48215],[-91.11943,18.47968],[-91.12144,18.47722],[-91.12406,18.47407],[-91.12668,18.4709],[-91.12899,18.46807],[-91.13114,18.46549],[-91.13331,18.46286],[-91.1356,18.4601],[-91.13791,18.4573],[-91.14019,18.45455],[-91.14242,18.45184],[-91.14467,18.44911],[-91.147,18.44628],[-91.14922,18.44361],[-91.15144,18.44092],[-91.15367,18.4382],[-91.15602,18.43539],[-91.158,18.43297],[-91.15964,18.43096],[-91.162,18.42815],[-91.16401,18.42571],[-91.16633,18.42289],[-91.16835,18.42049],[-91.17022,18.41725],[-91.1721,18.41405],[-91.17397,18.41081],[-91.17614,18.40711],[-91.17804,18.40392],[-91.17983,18.40084],[-91.18159,18.39785],[-91.18331,18.39494],[-91.18509,18.39185],[-91.18681,18.38893],[-91.18873,18.38562],[-91.19038,18.38282],[-91.19213,18.37984],[-91.19391,18.37679],[-91.1957,18.37376],[-91.19762,18.3705],[-91.19934,18.36754],[-91.20113,18.36444],[-91.20302,18.36124],[-91.20501,18.35778],[-91.20677,18.35464],[-91.20857,18.35175],[-91.2103,18.34881],[-91.21206,18.34581],[-91.21389,18.34269],[-91.21561,18.33973],[-91.2174,18.33671],[-91.21915,18.33369],[-91.22096,18.33062],[-91.22273,18.32758],[-91.2245,18.32454],[-91.22628,18.32151],[-91.22806,18.31848],[-91.22986,18.3154],[-91.23161,18.31241],[-91.23444,18.31061],[-91.23763,18.30858],[-91.2406,18.30672],[-91.24365,18.30477],[-91.24674,18.30282],[-91.24975,18.30092],[-91.2528,18.299],[-91.25582,18.29709],[-91.25882,18.29518],[-91.26192,18.29321],[-91.265,18.29127],[-91.26803,18.28936],[-91.27111,18.2874],[-91.27408,18.28554],[-91.27707,18.28365],[-91.27997,18.2818],[-91.28289,18.27995],[-91.28581,18.27809],[-91.28885,18.27618],[-91.29193,18.27422],[-91.29476,18.27243],[-91.29784,18.27049],[-91.30079,18.26863],[-91.30346,18.26692],[-91.30645,18.26502],[-91.3092,18.26326],[-91.31205,18.26148],[-91.31512,18.25953],[-91.31813,18.25763],[-91.32116,18.25569],[-91.32416,18.25383],[-91.32715,18.25191],[-91.3303,18.24991],[-91.33326,18.24803],[-91.33601,18.24631],[-91.33909,18.24436],[-91.34221,18.24238],[-91.34591,18.2419],[-91.34933,18.24147],[-91.3524,18.24108],[-91.35612,18.2406],[-91.35944,18.24017],[-91.36325,18.23968],[-91.36671,18.23923],[-91.37018,18.23879],[-91.37346,18.23836],[-91.37693,18.23792],[-91.38068,18.23744],[-91.38405,18.23701],[-91.38789,18.23654],[-91.39136,18.23607],[-91.39487,18.23563],[-91.39834,18.23518],[-91.40213,18.23469],[-91.40548,18.23428],[-91.40905,18.23381],[-91.41245,18.23337],[-91.41618,18.23291],[-91.41974,18.23244],[-91.42334,18.23198],[-91.42695,18.23151],[-91.43047,18.23106],[-91.43402,18.2306],[-91.43772,18.23013],[-91.44124,18.22967],[-91.44489,18.2292],[-91.44825,18.22877],[-91.45201,18.22828],[-91.45557,18.22782],[-91.45922,18.22735],[-91.46278,18.22688],[-91.4664,18.22642],[-91.46996,18.22597],[-91.47362,18.2255],[-91.47725,18.22502],[-91.48008,18.22367],[-91.48304,18.22223],[-91.48624,18.22068],[-91.48934,18.21918],[-91.49255,18.21763],[-91.49573,18.21608],[-91.49893,18.21454],[-91.50217,18.21297],[-91.50535,18.21143],[-91.50821,18.21004],[-91.51087,18.20876],[-91.51399,18.20725],[-91.51718,18.2057],[-91.52014,18.20427],[-91.52344,18.20268],[-91.52637,18.20124],[-91.52899,18.19997],[-91.53187,18.19859],[-91.535,18.19706],[-91.53779,18.19484],[-91.54081,18.19245],[-91.54382,18.19007],[-91.54662,18.18783],[-91.54943,18.18561],[-91.55222,18.18338],[-91.55521,18.181],[-91.55822,18.1786],[-91.56102,18.17638],[-91.56374,18.17419],[-91.56655,18.17196],[-91.56939,18.16972],[-91.57235,18.16736],[-91.57511,18.16516],[-91.57788,18.16296],[-91.58065,18.16076],[-91.58362,18.1584],[-91.58656,18.15604],[-91.58983,18.15349],[-91.59277,18.15111],[-91.59557,18.14888],[-91.59838,18.14665],[-91.60118,18.14442],[-91.60367,18.14243],[-91.6058,18.14072],[-91.60803,18.13894],[-91.61059,18.13644],[-91.61318,18.13393],[-91.61565,18.13151],[-91.61839,18.12887],[-91.62112,18.1262],[-91.62368,18.12372],[-91.62623,18.12123],[-91.62881,18.11872],[-91.63134,18.11628],[-91.63387,18.1138],[-91.63642,18.11133],[-91.63898,18.10885],[-91.64149,18.1064],[-91.64402,18.10394],[-91.64654,18.1015],[-91.64906,18.09906],[-91.65161,18.09656],[-91.65416,18.09409],[-91.65671,18.0916],[-91.65929,18.08909],[-91.66181,18.08664],[-91.66435,18.08417],[-91.66691,18.08169],[-91.66944,18.07924],[-91.67192,18.07682],[-91.67445,18.07438],[-91.67696,18.07191],[-91.67954,18.06941],[-91.68207,18.06695],[-91.68464,18.06446],[-91.68716,18.06201],[-91.6897,18.05954],[-91.69035,18.05613],[-91.69101,18.05268],[-91.69167,18.04925],[-91.69233,18.04582],[-91.69293,18.04268],[-91.69353,18.03952],[-91.6942,18.03606],[-91.69487,18.03255],[-91.69552,18.02917],[-91.69617,18.02575],[-91.69683,18.02231],[-91.69862,18.01927],[-91.70056,18.01601],[-91.7025,18.01276],[-91.70428,18.00972],[-91.70609,18.0067],[-91.70789,18.00368],[-91.70972,18.00061],[-91.71133,17.9979],[-91.71294,17.99519],[-91.71474,17.99217],[-91.71651,17.98915],[-91.71834,17.9861],[-91.72009,17.98313],[-91.72188,17.98011],[-91.72367,17.97713],[-91.72547,17.9741],[-91.72721,17.97116],[-91.729,17.96813],[-91.7308,17.96511],[-91.73258,17.96213],[-91.73437,17.9591],[-91.73612,17.95615],[-91.73791,17.95318],[-91.73971,17.9501],[-91.74153,17.94708],[-91.74333,17.94404],[-91.74427,17.94228],[-91.7444,17.94123],[-91.74268,17.93931],[-91.74088,17.93733],[-91.73709,17.93716],[-91.73559,17.93738]]}}
Línea 230.0 kV | LineString | 230.0 kV | 2 |  |  | CFE |  |  |  |  | OpenStreetMap | {"type":"Feature","properties":{},"geometry":{"type":"LineString","coordinates":[[-90.77179,18.5963],[-90.76976,18.59382],[-90.76767,18.59124],[-90.76541,18.58843],[-90.76287,18.58817],[-90.76031,18.5879],[-90.75597,18.58744],[-90.75338,18.58718],[-90.74968,18.58679],[-90.74646,18.58645],[-90.74298,18.58609],[-90.73969,18.58575],[-90.73651,18.58541],[-90.7332,18.58508],[-90.7301,18.58474],[-90.72699,18.58442],[-90.72361,18.58407],[-90.72049,18.58374],[-90.71644,18.58331],[-90.71325,18.58299],[-90.70965,18.58261],[-90.70712,18.58234],[-90.70345,18.58196],[-90.70055,18.58166],[-90.69649,18.58122],[-90.69292,18.58085],[-90.68932,18.58049],[-90.68603,18.58014],[-90.68339,18.57986],[-90.67881,18.57938],[-90.67501,18.57889],[-90.67305,18.57863],[-90.67144,18.57842],[-90.66875,18.57825],[-90.66479,18.57793],[-90.6615,18.57757],[-90.65877,18.57728],[-90.65511,18.5769],[-90.6519,18.57657],[-90.6487,18.57623],[-90.6455,18.5759],[-90.64155,18.57548],[-90.63843,18.57516],[-90.63384,18.57467],[-90.63205,18.57449],[-90.62762,18.57403],[-90.62295,18.57354],[-90.61988,18.57321],[-90.61678,18.57289],[-90.61349,18.57255],[-90.60791,18.57197],[-90.60528,18.57169],[-90.60292,18.57144],[-90.59868,18.571],[-90.59545,18.57066],[-90.59282,18.57037],[-90.58925,18.57001],[-90.58643,18.56971],[-90.58332,18.56937],[-90.5801,18.56905],[-90.57701,18.56871],[-90.574,18.56839],[-90.571,18.56809],[-90.56788,18.56775],[-90.56487,18.56744],[-90.56183,18.56714],[-90.55875,18.5668],[-90.55667,18.56659],[-90.55405,18.5663],[-90.55055,18.56592],[-90.54733,18.56562],[-90.54432,18.56529],[-90.54121,18.56496],[-90.53868,18.56468],[-90.53578,18.56437],[-90.53453,18.56425],[-90.53171,18.56395],[-90.52878,18.56364],[-90.52539,18.5633],[-90.52191,18.56292],[-90.51884,18.56257],[-90.51545,18.56222],[-90.51231,18.5621],[-90.5089,18.56197],[-90.50512,18.5618],[-90.50285,18.56169],[-90.49991,18.56158],[-90.49657,18.56145],[-90.49355,18.56134],[-90.48994,18.56119],[-90.48729,18.5611],[-90.48372,18.56093],[-90.48098,18.56082],[-90.47721,18.56065],[-90.47365,18.56049],[-90.47111,18.56039],[-90.46845,18.56028],[-90.46505,18.56015],[-90.46184,18.56002],[-90.45806,18.55987],[-90.45503,18.55973],[-90.45188,18.5596],[-90.44897,18.55949],[-90.44524,18.55929],[-90.44365,18.56146],[-90.44169,18.56402],[-90.43962,18.56672],[-90.43812,18.56868],[-90.43616,18.57124],[-90.43437,18.57358],[-90.43253,18.57598],[-90.43053,18.57863],[-90.42875,18.58095],[-90.42701,18.58322],[-90.42528,18.58548],[-90.42361,18.58767],[-90.42165,18.59023],[-90.41897,18.59373],[-90.41658,18.59686],[-90.41456,18.5995],[-90.41235,18.60244],[-90.41085,18.60441],[-90.40901,18.60682],[-90.4074,18.60894],[-90.40532,18.61164],[-90.40331,18.61425],[-90.40136,18.61681],[-90.39935,18.61944],[-90.39695,18.62258],[-90.39537,18.62462],[-90.39345,18.62719],[-90.3908,18.63061],[-90.3892,18.63271],[-90.3871,18.63543],[-90.38437,18.63621],[-90.38013,18.63742],[-90.37739,18.63821],[-90.37465,18.63897],[-90.37132,18.63993],[-90.36877,18.64066],[-90.36584,18.64148],[-90.3632,18.64223],[-90.36031,18.64306],[-90.35668,18.6441],[-90.35369,18.64495],[-90.35096,18.64573],[-90.3476,18.64669],[-90.34408,18.64769],[-90.34062,18.64868],[-90.33735,18.64961],[-90.33408,18.65054],[-90.33118,18.65136],[-90.3281,18.65224],[-90.32537,18.65301],[-90.32174,18.65404],[-90.319,18.65482],[-90.31546,18.65582],[-90.31236,18.6567],[-90.30927,18.65758],[-90.30618,18.65846],[-90.30299,18.65813],[-90.29988,18.6578],[-90.2967,18.65747],[-90.29344,18.65714],[-90.28904,18.65668],[-90.28604,18.65637],[-90.28273,18.65602],[-90.28009,18.65575],[-90.27596,18.65532],[-90.27313,18.65503],[-90.26899,18.6546],[-90.26595,18.65428],[-90.26285,18.65396],[-90.25966,18.65363],[-90.25606,18.65325],[-90.25263,18.6529],[-90.24961,18.65258],[-90.2465,18.65226],[-90.24295,18.65189],[-90.23906,18.65149],[-90.23503,18.65107],[-90.23171,18.65073],[-90.22812,18.65067],[-90.22415,18.6506],[-90.22063,18.65055],[-90.2176,18.6505],[-90.2144,18.65045],[-90.21127,18.6504],[-90.20783,18.65034],[-90.20499,18.65029],[-90.20208,18.65025],[-90.19903,18.6502],[-90.1959,18.65015],[-90.19326,18.65011],[-90.18995,18.65005],[-90.187,18.65],[-90.18321,18.64994],[-90.17846,18.64987],[-90.17469,18.64981],[-90.17097,18.64975],[-90.16738,18.64969],[-90.16415,18.64964],[-90.16121,18.64959],[-90.15838,18.64954],[-90.15515,18.64949],[-90.15198,18.64944],[-90.14872,18.64762],[-90.14612,18.64614],[-90.14335,18.64456],[-90.14028,18.6428],[-90.13725,18.64108],[-90.13449,18.63951],[-90.13156,18.63785],[-90.12822,18.63595],[-90.12546,18.63438],[-90.12179,18.6323],[-90.11861,18.6305],[-90.11544,18.6287],[-90.1125,18.62703],[-90.10989,18.62555],[-90.1072,18.62402],[-90.10445,18.62245],[-90.10129,18.62065],[-90.09818,18.61889],[-90.09558,18.61741],[-90.09338,18.61616],[-90.09052,18.61454],[-90.08776,18.61296],[-90.085,18.61138],[-90.08256,18.61],[-90.08151,18.6094],[-90.07882,18.60787],[-90.07629,18.60643],[-90.07354,18.60487],[-90.07075,18.60329],[-90.06771,18.60156],[-90.06413,18.59952],[-90.0594,18.59681],[-90.05692,18.59542],[-90.05376,18.59362],[-90.05026,18.59164],[-90.04708,18.58982],[-90.04317,18.5876],[-90.04051,18.58607],[-90.03611,18.58356],[-90.03202,18.58126],[-90.0287,18.57937],[-90.02593,18.57778],[-90.02315,18.57621],[-90.01997,18.57441],[-90.01524,18.57172],[-90.01377,18.56945],[-90.01168,18.56623],[-90.00976,18.56329],[-90.00731,18.56118],[-90.00485,18.55905],[-90.00245,18.55698],[-89.99986,18.55409],[-89.99692,18.55082],[-89.99455,18.54819],[-89.99118,18.54731],[-89.98843,18.54659],[-89.98567,18.54584],[-89.98303,18.54518],[-89.97928,18.54495],[-89.97515,18.54469],[-89.97148,18.54445],[-89.96786,18.54422],[-89.96437,18.544],[-89.96069,18.54376],[-89.95795,18.54359],[-89.95474,18.54339],[-89.95115,18.54313],[-89.94746,18.54289],[-89.94397,18.54264],[-89.94028,18.5424],[-89.93661,18.54216],[-89.93301,18.54192],[-89.9296,18.54168],[-89.92651,18.54147],[-89.92348,18.54229],[-89.9203,18.54109],[-89.91631,18.54083],[-89.91244,18.54058],[-89.90819,18.5403],[-89.90488,18.54009],[-89.90101,18.53984],[-89.8973,18.5396],[-89.89363,18.53936],[-89.89014,18.53913],[-89.88654,18.5389],[-89.88266,18.53863],[-89.8786,18.53837],[-89.87584,18.53818],[-89.87249,18.53796],[-89.86922,18.53979],[-89.86656,18.54127],[-89.86378,18.5411],[-89.86105,18.54093],[-89.85806,18.54074],[-89.85502,18.53894],[-89.85204,18.53717],[-89.84929,18.53555],[-89.84664,18.53396],[-89.84349,18.53209],[-89.84061,18.53035],[-89.83772,18.52865],[-89.83516,18.52708],[-89.83228,18.52533],[-89.82929,18.52356],[-89.82713,18.52154],[-89.82473,18.51934],[-89.82243,18.5172],[-89.82013,18.51509],[-89.81782,18.51526],[-89.81516,18.5171],[-89.81278,18.51877],[-89.81004,18.5207],[-89.80739,18.52255],[-89.80509,18.52416],[-89.80228,18.52613],[-89.80003,18.5277],[-89.79721,18.52752],[-89.79338,18.5273],[-89.79113,18.52669],[-89.78903,18.52618],[-89.78718,18.52522],[-89.78523,18.52421],[-89.78219,18.52416],[-89.7781,18.52408],[-89.77394,18.524],[-89.77031,18.52394],[-89.76616,18.52383],[-89.76312,18.52378],[-89.75955,18.52367],[-89.75605,18.52361],[-89.7531,18.52356],[-89.75017,18.52347],[-89.74686,18.52339],[-89.74425,18.52333],[-89.74014,18.52344],[-89.7374,18.52423],[-89.73403,18.5252],[-89.732,18.52508],[-89.72888,18.52491],[-89.72576,18.52473],[-89.72252,18.52454],[-89.71949,18.52436],[-89.71724,18.52368],[-89.71508,18.52299],[-89.71333,18.52252],[-89.71065,18.52238],[-89.7078,18.52224],[-89.70544,18.52212],[-89.70181,18.52306],[-89.69807,18.52405],[-89.69458,18.52494],[-89.6911,18.52585],[-89.68753,18.52678],[-89.68424,18.52765],[-89.68097,18.5285],[-89.6774,18.52943],[-89.67357,18.5304],[-89.67001,18.5313],[-89.66626,18.5323],[-89.66259,18.53324],[-89.65898,18.53421],[-89.65574,18.53427],[-89.65249,18.53437],[-89.64832,18.53451],[-89.64521,18.53461],[-89.64198,18.53471],[-89.64057,18.53475],[-89.63742,18.53483],[-89.6344,18.53492],[-89.63108,18.53502],[-89.62711,18.53513],[-89.62323,18.53525],[-89.61933,18.53534],[-89.61555,18.53548],[-89.61187,18.53558],[-89.60826,18.53569],[-89.60486,18.53577],[-89.60135,18.53587],[-89.59781,18.53599],[-89.59473,18.53607],[-89.59168,18.53617],[-89.58782,18.53627],[-89.58411,18.53638],[-89.58033,18.53648],[-89.57663,18.53661],[-89.57396,18.53667],[-89.56879,18.5368],[-89.56417,18.53694],[-89.56087,18.53703],[-89.55701,18.53714],[-89.55338,18.53722],[-89.54977,18.53635],[-89.54633,18.53549],[-89.54256,18.53458],[-89.53966,18.53386],[-89.53667,18.53312],[-89.53388,18.53243],[-89.53054,18.5316],[-89.52714,18.53079],[-89.5236,18.52992],[-89.51974,18.52897],[-89.51614,18.52808],[-89.51283,18.52726],[-89.51027,18.52664],[-89.50654,18.52671],[-89.5023,18.52679],[-89.49832,18.52687],[-89.49475,18.52694],[-89.49104,18.52701],[-89.48751,18.52707],[-89.48455,18.52714],[-89.48122,18.5272],[-89.478,18.52726],[-89.47472,18.52732],[-89.4716,18.52738],[-89.46852,18.52745],[-89.46527,18.52789],[-89.46178,18.52837],[-89.4586,18.52883],[-89.45552,18.52926],[-89.45241,18.52969],[-89.44932,18.53011],[-89.44632,18.53053],[-89.44315,18.53097],[-89.4399,18.53123],[-89.43715,18.53143],[-89.43377,18.53169],[-89.4306,18.53194],[-89.42747,18.53217],[-89.42323,18.5325],[-89.41967,18.53279],[-89.41551,18.53311],[-89.41272,18.53333],[-89.4092,18.53361],[-89.40578,18.53388],[-89.40362,18.53323],[-89.40193,18.53274]]}}
Línea 230.0 kV | LineString | 230.0 kV | 2 |  |  | CFE |  |  |  |  | OpenStreetMap | {"type":"Feature","properties":{},"geometry":{"type":"LineString","coordinates":[[-98.97656,19.39775],[-98.97656,19.3983],[-98.97776,19.4007],[-98.97892,19.40299],[-98.97915,19.40535],[-98.97944,19.40819],[-98.98064,19.40884],[-98.9822,19.40969],[-98.98525,19.41124],[-98.98819,19.41277],[-98.98885,19.41162],[-98.99069,19.40848],[-98.99243,19.40549],[-98.99432,19.40228],[-98.99607,19.39921],[-98.99791,19.39606],[-98.99976,19.3929],[-99.00157,19.38983],[-99.00327,19.38689],[-99.00526,19.38351],[-99.00691,19.38056],[-99.00818,19.37949],[-99.00951,19.37811],[-99.01273,19.37507],[-99.01495,19.37299],[-99.01619,19.37181],[-99.01686,19.37116],[-99.01947,19.36871],[-99.02119,19.36709],[-99.02187,19.36645],[-99.02405,19.36438],[-99.0245,19.36396],[-99.02709,19.36145],[-99.02796,19.36098],[-99.02962,19.36008],[-99.03379,19.36092],[-99.03765,19.36132],[-99.04084,19.36167],[-99.04438,19.36232],[-99.04845,19.36309],[-99.05229,19.36346],[-99.05613,19.36441],[-99.05737,19.36528],[-99.0585,19.3654]]}}
Línea 230.0 kV | LineString | 230.0 kV | 4 |  |  | CFE |  |  |  |  | OpenStreetMap | {"type":"Feature","properties":{},"geometry":{"type":"LineString","coordinates":[[-98.96721,19.36082],[-98.96631,19.36259],[-98.96524,19.36473],[-98.96424,19.36677],[-98.96342,19.36847],[-98.96481,19.3709],[-98.9661,19.37312],[-98.96701,19.37469],[-98.96746,19.37548],[-98.96885,19.37785],[-98.97022,19.38023],[-98.97164,19.38268],[-98.97308,19.38512],[-98.97448,19.38757],[-98.97592,19.39006],[-98.97733,19.39248],[-98.97851,19.39454]]}}
Línea 230.0 kV | LineString | 230.0 kV | 2 |  |  | CFE |  |  |  |  | OpenStreetMap | {"type":"Feature","properties":{},"geometry":{"type":"LineString","coordinates":[[-98.97851,19.39454],[-98.97583,19.39591],[-98.97609,19.39661]]}}
Línea 230.0 kV | LineString | 230.0 kV | 2 |  |  | CFE |  |  |  |  | OpenStreetMap | {"type":"Feature","properties":{},"geometry":{"type":"LineString","coordinates":[[-97.99734,20.21206],[-97.99993,20.21124],[-98.00205,20.21067],[-98.00422,20.21013],[-98.00644,20.20956],[-98.00846,20.20905],[-98.01133,20.20831],[-98.01345,20.20714],[-98.01392,20.20676],[-98.01402,20.20668],[-98.01604,20.20503],[-98.01814,20.20315],[-98.01985,20.20106],[-98.02137,20.19885],[-98.02268,20.19709],[-98.02433,20.19527],[-98.02599,20.19343],[-98.02793,20.19217],[-98.02963,20.19176],[-98.03115,20.19159],[-98.03616,20.19109],[-98.0377,20.19056],[-98.03949,20.18975],[-98.0427,20.18758],[-98.045,20.18568],[-98.04765,20.18319],[-98.04987,20.18112],[-98.05169,20.17985],[-98.0534,20.17899],[-98.05455,20.17851],[-98.05523,20.17823],[-98.05568,20.17805],[-98.0588,20.1768],[-98.06193,20.17554],[-98.06549,20.17412],[-98.06829,20.173],[-98.07208,20.17148],[-98.07545,20.17007],[-98.0789,20.16813],[-98.08091,20.16633],[-98.08351,20.16295],[-98.08474,20.16091],[-98.08598,20.15799],[-98.08682,20.15544],[-98.08755,20.15358],[-98.08889,20.15158],[-98.0907,20.14895],[-98.09241,20.14641],[-98.09414,20.14362],[-98.0951,20.14138],[-98.09596,20.13866],[-98.09718,20.1349],[-98.09821,20.13148],[-98.09925,20.12818],[-98.10015,20.12539],[-98.10103,20.12258],[-98.10189,20.11985],[-98.10283,20.11689],[-98.10361,20.11446],[-98.10703,20.11151],[-98.10877,20.10999],[-98.11091,20.10812],[-98.11322,20.10613],[-98.11571,20.10398],[-98.11804,20.10197],[-98.12009,20.10018],[-98.12247,20.09811],[-98.12434,20.0965],[-98.12673,20.09444],[-98.12897,20.09252],[-98.13156,20.09028],[-98.13387,20.08823],[-98.13569,20.08666],[-98.13773,20.08473],[-98.1397,20.08282],[-98.14202,20.08051],[-98.14447,20.07806],[-98.14672,20.07584],[-98.14904,20.07357],[-98.15151,20.07115],[-98.15355,20.06913],[-98.15592,20.06677],[-98.15871,20.06407],[-98.16071,20.06207],[-98.16258,20.06028],[-98.16526,20.05764],[-98.16706,20.05586],[-98.16884,20.05411],[-98.17075,20.05224],[-98.17274,20.05024],[-98.17526,20.04776],[-98.17785,20.04524],[-98.18054,20.0426],[-98.18234,20.0408],[-98.18504,20.03814],[-98.18698,20.03684],[-98.18883,20.03558],[-98.19301,20.0334],[-98.19609,20.0318],[-98.19977,20.02985],[-98.20447,20.02733],[-98.20728,20.02584],[-98.20968,20.02457],[-98.21291,20.02286],[-98.21608,20.02118],[-98.21789,20.02023],[-98.22161,20.01826],[-98.22394,20.01703],[-98.2277,20.01504],[-98.23147,20.01302],[-98.23488,20.01121],[-98.23734,20.00992],[-98.24043,20.00828],[-98.24402,20.00637],[-98.248,20.00427],[-98.24951,20.00348],[-98.25203,20.00256],[-98.25569,20.00121],[-98.25814,20.00032],[-98.2616,19.99902],[-98.2652,19.99772],[-98.26855,19.99648],[-98.27168,19.99533],[-98.27607,19.9937],[-98.28053,19.99205],[-98.28429,19.99055],[-98.28716,19.98888],[-98.29063,19.98679],[-98.29393,19.98477],[-98.29662,19.98288],[-98.29931,19.98096],[-98.30005,19.98049]]}}
Línea 230.0 kV | LineString | 230.0 kV | 1 |  |  | CFE |  |  |  |  | OpenStreetMap | {"type":"Feature","properties":{},"geometry":{"type":"LineString","coordinates":[[-97.99734,20.21206],[-97.99559,20.21223]]}}
Línea 230.0 kV | LineString | 230.0 kV |  |  |  | CFE |  |  |  |  | OpenStreetMap | {"type":"Feature","properties":{},"geometry":{"type":"LineString","coordinates":[[-112.67628,30.80265],[-112.67271,30.80253],[-112.66926,30.80239],[-112.6656,30.80226],[-112.66184,30.80213],[-112.65809,30.802],[-112.65431,30.80187],[-112.65056,30.80173],[-112.64686,30.80159],[-112.64413,30.8015],[-112.63971,30.80134],[-112.63666,30.80124],[-112.63334,30.80111],[-112.62999,30.80099],[-112.62712,30.8009],[-112.62362,30.80076],[-112.62007,30.80063],[-112.61717,30.80053],[-112.61416,30.79965],[-112.61129,30.79882],[-112.60823,30.79791],[-112.60503,30.79697],[-112.60135,30.7959],[-112.59829,30.79499],[-112.59503,30.79403],[-112.59118,30.79292],[-112.58762,30.79187],[-112.58406,30.79083],[-112.58041,30.78977],[-112.57663,30.78866],[-112.57291,30.78755],[-112.56945,30.78654],[-112.5654,30.78534],[-112.56272,30.78455],[-112.55813,30.7832],[-112.55402,30.78199],[-112.5507,30.78101],[-112.54782,30.78018],[-112.54461,30.77923],[-112.541,30.77818],[-112.5374,30.77712],[-112.53373,30.77604],[-112.53013,30.77498],[-112.52639,30.77388],[-112.52272,30.7728],[-112.51922,30.77177],[-112.51565,30.77072],[-112.51237,30.76976],[-112.50907,30.76879],[-112.50545,30.76773],[-112.50183,30.76666],[-112.49821,30.76561],[-112.49457,30.76452],[-112.49089,30.76345],[-112.48722,30.76237],[-112.48361,30.76131],[-112.47993,30.76022],[-112.47637,30.75916],[-112.47277,30.7581],[-112.4692,30.75706],[-112.46556,30.75598],[-112.46193,30.7549],[-112.45828,30.75384],[-112.45464,30.75277],[-112.45103,30.7517],[-112.44741,30.75064],[-112.44384,30.74958],[-112.44019,30.7485],[-112.43657,30.74743],[-112.43296,30.74637],[-112.42936,30.74531],[-112.42545,30.74416],[-112.42184,30.7431],[-112.41861,30.74214],[-112.41497,30.74107],[-112.41135,30.74],[-112.40768,30.73892],[-112.40402,30.73783],[-112.40038,30.73675],[-112.3968,30.7357],[-112.39314,30.73463],[-112.38953,30.73356],[-112.38594,30.73249],[-112.38232,30.73144],[-112.37872,30.73036],[-112.37507,30.72929],[-112.37117,30.72814],[-112.36719,30.72696],[-112.36358,30.72589],[-112.35995,30.7248],[-112.35628,30.72374],[-112.35231,30.72256],[-112.34837,30.7214],[-112.3447,30.72031],[-112.34103,30.71923],[-112.33707,30.71806],[-112.33318,30.7169],[-112.32946,30.7158],[-112.32581,30.71473],[-112.32215,30.71365],[-112.31903,30.71272],[-112.31573,30.7133],[-112.31037,30.71422],[-112.30447,30.71524],[-112.30012,30.71599],[-112.29539,30.71681],[-112.2907,30.71762],[-112.28619,30.71837],[-112.28218,30.71906],[-112.27849,30.71971],[-112.27471,30.72035],[-112.2709,30.72101],[-112.26718,30.72165],[-112.26334,30.7223],[-112.25955,30.72297],[-112.25546,30.72368],[-112.25142,30.72438],[-112.24761,30.72504],[-112.24385,30.72569],[-112.24016,30.72631],[-112.23651,30.72695],[-112.23272,30.7276],[-112.22896,30.72825],[-112.22515,30.72891],[-112.22147,30.72954],[-112.21776,30.73017],[-112.21399,30.73083],[-112.21217,30.73114],[-112.21198,30.73099]]}}
Línea 230.0 kV | LineString | 230.0 kV |  |  |  | CFE |  |  |  |  | OpenStreetMap | {"type":"Feature","properties":{},"geometry":{"type":"LineString","coordinates":[[-112.67686,30.80195],[-112.67631,30.80191]]}}
Línea 230.0 kV | LineString | 230.0 kV |  |  |  | CFE |  |  |  |  | OpenStreetMap | {"type":"Feature","properties":{},"geometry":{"type":"LineString","coordinates":[[-112.67681,30.80268],[-112.67628,30.80265]]}}
Línea 230.0 kV | LineString | 230.0 kV | 1 |  |  | CFE |  |  |  |  | OpenStreetMap | {"type":"Feature","properties":{},"geometry":{"type":"LineString","coordinates":[[-112.69242,29.9085],[-112.69206,29.90886],[-112.69197,29.90896],[-112.6914,29.9099]]}}
Línea 230.0 kV | LineString | 230.0 kV | 1 |  |  | CFE |  |  |  |  | OpenStreetMap | {"type":"Feature","properties":{},"geometry":{"type":"LineString","coordinates":[[-112.69155,29.90786],[-112.69119,29.90823],[-112.69111,29.90832],[-112.69056,29.90928]]}}
Línea 230.0 kV | LineString | 230.0 kV | 1 |  |  | CFE |  |  |  |  | OpenStreetMap | {"type":"Feature","properties":{},"geometry":{"type":"LineString","coordinates":[[-112.69056,29.90928],[-112.6916,29.90868],[-112.69169,29.90859],[-112.69206,29.90823]]}}
Línea 230.0 kV | LineString | 230.0 kV | 1 |  |  | CFE |  |  |  |  | OpenStreetMap | {"type":"Feature","properties":{},"geometry":{"type":"LineString","coordinates":[[-112.69328,29.90914],[-112.69293,29.9095],[-112.69282,29.90959],[-112.69249,29.90995],[-112.6909,29.91224],[-112.68937,29.91443],[-112.688,29.91656],[-112.68619,29.91673],[-112.68502,29.91596],[-112.68224,29.91409],[-112.67899,29.91179],[-112.67534,29.90932],[-112.67398,29.90839],[-112.67207,29.9071],[-112.6693,29.90521],[-112.66626,29.90316],[-112.66382,29.9015],[-112.66088,29.8995],[-112.65809,29.89761],[-112.65525,29.89568],[-112.65272,29.89395],[-112.65018,29.89223],[-112.64738,29.89009],[-112.64458,29.88797],[-112.64185,29.88589],[-112.63928,29.88394],[-112.63663,29.88192],[-112.63359,29.8796],[-112.63102,29.87765],[-112.62829,29.87556],[-112.62564,29.87355],[-112.62282,29.8714],[-112.62001,29.86926],[-112.61726,29.86716],[-112.61464,29.86517],[-112.61161,29.86286],[-112.60826,29.8603],[-112.60507,29.85787],[-112.60211,29.85562],[-112.59907,29.8533],[-112.59661,29.85143],[-112.59474,29.84934],[-112.59188,29.84613],[-112.58951,29.8435],[-112.58728,29.841],[-112.58505,29.83852],[-112.58289,29.8361],[-112.58125,29.83427],[-112.57888,29.83163],[-112.5766,29.82909],[-112.57437,29.82661],[-112.57213,29.82409],[-112.57003,29.82175],[-112.5678,29.81926],[-112.56564,29.81685],[-112.5636,29.81457],[-112.56046,29.81269],[-112.55772,29.81105],[-112.55518,29.80952],[-112.55212,29.80768],[-112.54923,29.80595],[-112.54624,29.80415],[-112.5433,29.80239],[-112.54037,29.80062],[-112.53747,29.79888],[-112.53457,29.79714],[-112.53159,29.79535],[-112.52861,29.79355],[-112.52567,29.79179],[-112.52273,29.79002],[-112.51975,29.78823],[-112.51659,29.78633],[-112.51378,29.78465],[-112.51088,29.7829],[-112.5079,29.78111],[-112.50496,29.77935],[-112.50211,29.77763],[-112.49931,29.77595],[-112.49648,29.77425],[-112.4936,29.77252],[-112.4915,29.77126],[-112.48957,29.7692],[-112.48752,29.76705],[-112.48572,29.76516],[-112.4835,29.7628],[-112.48119,29.76036],[-112.47893,29.75796],[-112.4766,29.7555],[-112.47429,29.75306],[-112.47205,29.7507],[-112.46979,29.74829],[-112.46753,29.74589],[-112.46526,29.74351],[-112.46317,29.7413],[-112.46106,29.73907],[-112.45815,29.73705],[-112.45529,29.73505],[-112.4525,29.73311],[-112.44983,29.73125],[-112.44695,29.72926],[-112.44458,29.7276],[-112.44073,29.72498],[-112.43651,29.72197],[-112.43367,29.71999],[-112.43102,29.71814],[-112.42827,29.71623],[-112.42553,29.71432],[-112.42261,29.71228],[-112.41983,29.71035],[-112.41705,29.70841],[-112.41429,29.70649],[-112.41147,29.70452],[-112.40856,29.7025],[-112.40553,29.70039],[-112.40282,29.6985],[-112.40003,29.69655],[-112.39726,29.69462],[-112.39458,29.69275],[-112.3918,29.69081],[-112.38905,29.6889],[-112.38701,29.68748],[-112.38488,29.68599],[-112.38182,29.68484],[-112.37856,29.6836],[-112.37524,29.68235],[-112.37191,29.68108],[-112.36862,29.67983],[-112.36529,29.67857],[-112.36191,29.67729],[-112.35876,29.6761],[-112.35552,29.67487],[-112.35229,29.67365],[-112.34911,29.67245],[-112.34578,29.67119],[-112.34276,29.67005],[-112.33948,29.6688],[-112.33632,29.66761],[-112.33317,29.66642],[-112.32998,29.66519],[-112.32674,29.66397],[-112.32367,29.6628],[-112.32134,29.66192],[-112.31863,29.66089],[-112.31644,29.65857],[-112.31424,29.65624],[-112.31191,29.65376],[-112.30961,29.65133],[-112.30744,29.64902],[-112.30514,29.64659],[-112.30305,29.64437],[-112.30068,29.64185],[-112.29838,29.63942],[-112.29618,29.63708],[-112.2943,29.63509],[-112.29225,29.6329],[-112.28999,29.6305],[-112.28768,29.62806],[-112.28542,29.62566],[-112.28322,29.62332],[-112.28113,29.6211],[-112.27909,29.61894],[-112.2766,29.61711],[-112.27394,29.61519],[-112.27149,29.6134],[-112.26888,29.61149],[-112.26656,29.60981],[-112.26356,29.60762],[-112.26113,29.60586],[-112.25856,29.60398],[-112.25571,29.60191],[-112.25298,29.59991],[-112.25023,29.59791],[-112.24806,29.59633],[-112.24572,29.59434],[-112.24309,29.59211],[-112.24066,29.59003],[-112.23791,29.58769],[-112.23522,29.5854],[-112.23252,29.5831],[-112.22978,29.58077],[-112.22727,29.57863],[-112.22513,29.57681],[-112.22302,29.57501],[-112.2218,29.5722],[-112.22056,29.56934],[-112.21933,29.56647],[-112.21806,29.5636],[-112.21681,29.56073],[-112.21557,29.55787],[-112.21432,29.55499],[-112.21304,29.55205],[-112.2118,29.54919],[-112.21055,29.54632],[-112.20926,29.54335],[-112.20799,29.54042],[-112.20674,29.53754],[-112.20548,29.53463],[-112.20421,29.53172],[-112.20297,29.52886],[-112.20172,29.52599],[-112.20044,29.52305],[-112.1992,29.52018],[-112.19788,29.51714],[-112.19652,29.51402],[-112.19527,29.51114],[-112.19398,29.50819],[-112.19269,29.50523],[-112.19141,29.50228],[-112.19017,29.49943],[-112.18896,29.49664],[-112.18775,29.49387],[-112.18649,29.49099],[-112.1853,29.48821],[-112.18429,29.48593],[-112.1833,29.48365],[-112.18052,29.48153],[-112.17728,29.47911],[-112.17423,29.4768],[-112.17115,29.47447],[-112.16855,29.4725],[-112.16573,29.47037],[-112.16332,29.46854],[-112.16074,29.46658],[-112.15837,29.46479],[-112.15596,29.46296],[-112.15323,29.4609],[-112.15061,29.45891],[-112.14766,29.45667],[-112.1447,29.45442],[-112.14196,29.45235],[-112.13934,29.45036],[-112.13667,29.44834],[-112.13402,29.44633],[-112.13145,29.44438],[-112.12873,29.44232],[-112.12631,29.44049],[-112.12359,29.43842],[-112.12087,29.43635],[-112.11809,29.43425],[-112.11537,29.43218],[-112.11269,29.43015],[-112.11012,29.4282],[-112.10708,29.4259],[-112.10409,29.42364],[-112.10131,29.42219],[-112.09853,29.42075],[-112.09546,29.41916],[-112.09236,29.41756],[-112.08898,29.41581],[-112.08596,29.41426],[-112.08285,29.41265],[-112.07984,29.41109],[-112.0769,29.40953],[-112.07396,29.40801],[-112.07088,29.4064],[-112.06785,29.40484],[-112.06484,29.40328],[-112.06139,29.40149],[-112.05818,29.39983],[-112.05523,29.3983],[-112.05225,29.39675],[-112.04932,29.39523],[-112.0463,29.39367],[-112.04298,29.39195],[-112.03969,29.39024],[-112.03663,29.38867],[-112.03363,29.38711],[-112.03052,29.3855],[-112.02716,29.38376],[-112.02379,29.38201],[-112.02088,29.3805],[-112.01794,29.37898],[-112.01484,29.37738],[-112.01175,29.37577],[-112.00856,29.37412],[-112.00554,29.37255],[-112.00253,29.37099],[-111.99929,29.36931],[-111.99605,29.36763],[-111.99304,29.36606],[-111.99011,29.36456],[-111.98709,29.363],[-111.98404,29.36142],[-111.98098,29.35984],[-111.97786,29.35822],[-111.97494,29.35671],[-111.97163,29.35499],[-111.96884,29.35355],[-111.96616,29.35216],[-111.96342,29.35075],[-111.96049,29.34923],[-111.95749,29.34767],[-111.95465,29.3462],[-111.95163,29.34465],[-111.94871,29.34314],[-111.9455,29.34148],[-111.94277,29.34006],[-111.94019,29.33871],[-111.93754,29.33734],[-111.93452,29.33578],[-111.93151,29.33423],[-111.9285,29.33267],[-111.92588,29.33131],[-111.92317,29.32991],[-111.92025,29.32839],[-111.91713,29.32678],[-111.91402,29.32516],[-111.91103,29.32362],[-111.908,29.32205],[-111.90501,29.32051],[-111.90189,29.31889],[-111.8986,29.31719],[-111.89561,29.31564],[-111.89261,29.31408],[-111.88959,29.3125],[-111.88649,29.3109],[-111.88339,29.30929],[-111.88019,29.30763],[-111.87718,29.30608],[-111.87416,29.3045],[-111.87119,29.30298],[-111.86858,29.30162],[-111.86584,29.30019],[-111.86284,29.29864],[-111.86001,29.29717],[-111.85722,29.29574],[-111.85511,29.29323],[-111.85303,29.29075],[-111.85102,29.28835],[-111.84892,29.28583],[-111.84671,29.28325],[-111.84462,29.28077],[-111.84247,29.27819],[-111.84039,29.27573],[-111.83823,29.27316],[-111.8362,29.27074],[-111.83407,29.2682],[-111.83199,29.26573],[-111.82992,29.26328],[-111.82779,29.26074],[-111.82569,29.25826],[-111.82356,29.25572],[-111.82148,29.25325],[-111.81942,29.25079],[-111.81734,29.24833],[-111.81523,29.24578],[-111.81327,29.24347],[-111.81144,29.2413],[-111.80857,29.23969],[-111.80557,29.23801],[-111.80259,29.23636],[-111.79972,29.23476],[-111.79664,29.23305],[-111.79342,29.23126],[-111.79019,29.22947],[-111.78733,29.22788],[-111.78441,29.22624],[-111.78136,29.22453],[-111.77833,29.22284],[-111.77529,29.22115],[-111.77267,29.21971],[-111.76988,29.21815],[-111.76684,29.21645],[-111.7639,29.21481],[-111.76093,29.21316],[-111.75779,29.21141],[-111.75468,29.20966],[-111.75163,29.20796],[-111.74859,29.20628],[-111.74566,29.20465],[-111.74259,29.20292],[-111.7393,29.20105],[-111.73599,29.19925],[-111.73303,29.19758],[-111.73008,29.19592],[-111.72718,29.19433],[-111.72416,29.19264],[-111.72094,29.19089],[-111.71972,29.1902],[-111.71981,29.1891],[-111.72045,29.1886]]}}
Línea 230.0 kV | LineString | 230.0 kV |  |  |  | Comisión Federal de Electricidad |  |  |  |  | OpenStreetMap | {"type":"Feature","properties":{},"geometry":{"type":"LineString","coordinates":[[-112.65315,29.95578],[-112.65263,29.95535],[-112.65185,29.95502],[-112.65068,29.95589],[-112.64849,29.95781],[-112.64599,29.95998],[-112.64364,29.96204],[-112.64106,29.96223],[-112.63787,29.96247],[-112.63469,29.96273],[-112.63099,29.96301],[-112.62719,29.9633],[-112.62418,29.96353],[-112.62076,29.96379],[-112.61652,29.96412],[-112.6126,29.96442],[-112.6093,29.96466],[-112.60589,29.96492],[-112.60164,29.96525],[-112.59752,29.96557],[-112.594,29.96583],[-112.59021,29.96614],[-112.58592,29.96646],[-112.58222,29.96674],[-112.57859,29.96702],[-112.57493,29.96729],[-112.5713,29.96758],[-112.56729,29.96789],[-112.56368,29.96816],[-112.56048,29.9684],[-112.55706,29.96867],[-112.55367,29.96892],[-112.55021,29.96919],[-112.54622,29.96949],[-112.54258,29.96977],[-112.53937,29.97001],[-112.5362,29.97026],[-112.53219,29.97056],[-112.52828,29.97086],[-112.52497,29.97111],[-112.52198,29.97134],[-112.51867,29.97158],[-112.51496,29.97187],[-112.51126,29.97215],[-112.50822,29.97238],[-112.5043,29.97268],[-112.5007,29.97296],[-112.49742,29.9732],[-112.49444,29.97343],[-112.49238,29.97358],[-112.48974,29.97377],[-112.48594,29.97407],[-112.48235,29.97434],[-112.47928,29.97458],[-112.47532,29.97487],[-112.47177,29.97514],[-112.46815,29.97542],[-112.46463,29.97568],[-112.4612,29.97594],[-112.45772,29.97619],[-112.45519,29.97639],[-112.45255,29.9766],[-112.44915,29.97684],[-112.44484,29.97717],[-112.44077,29.97747],[-112.43697,29.97776],[-112.43341,29.97803],[-112.43009,29.97827],[-112.42685,29.97852],[-112.42426,29.97872],[-112.42085,29.97898],[-112.41703,29.97926],[-112.4131,29.97957],[-112.41023,29.97979],[-112.40776,29.97997],[-112.40443,29.98021],[-112.40256,29.98035],[-112.39988,29.98056],[-112.39722,29.98076],[-112.39523,29.98189],[-112.393,29.98316],[-112.39025,29.98474],[-112.38631,29.98699],[-112.38338,29.98867],[-112.38072,29.99018],[-112.37703,29.99228],[-112.37402,29.994],[-112.37056,29.99597],[-112.36598,29.99859],[-112.36224,30.00072],[-112.3587,30.00273],[-112.35621,30.00417],[-112.35262,30.00621],[-112.35019,30.00764],[-112.34614,30.00991],[-112.34339,30.01155],[-112.33979,30.01359],[-112.33664,30.0154],[-112.33334,30.01728],[-112.33022,30.01905],[-112.32703,30.02088],[-112.32365,30.02281],[-112.32025,30.02474],[-112.31727,30.02644],[-112.31452,30.02799],[-112.3116,30.02967],[-112.30825,30.03157],[-112.30496,30.03346],[-112.3019,30.0352],[-112.29913,30.03678],[-112.29635,30.03836],[-112.29359,30.03993],[-112.2907,30.04151],[-112.28766,30.04324],[-112.28446,30.04507],[-112.28117,30.04694],[-112.27824,30.04862],[-112.27597,30.0499],[-112.27346,30.05134],[-112.27023,30.05316],[-112.26709,30.05496],[-112.26408,30.05666],[-112.26078,30.05853],[-112.25741,30.06045],[-112.25377,30.06252],[-112.25056,30.06435],[-112.24814,30.06574],[-112.24598,30.06697],[-112.24307,30.06861],[-112.23949,30.07065],[-112.23584,30.07275],[-112.23227,30.07475],[-112.22923,30.07648],[-112.22692,30.07779],[-112.22392,30.07949],[-112.22096,30.08117],[-112.21758,30.08309],[-112.21421,30.08502],[-112.21133,30.08665],[-112.208,30.08853],[-112.20416,30.09071],[-112.20041,30.09213],[-112.19673,30.09349],[-112.19369,30.09462],[-112.19145,30.09546],[-112.18839,30.09658],[-112.18537,30.09775],[-112.18297,30.09863],[-112.18069,30.09949],[-112.17792,30.10048],[-112.17522,30.10151],[-112.17208,30.10269],[-112.16857,30.10398],[-112.16457,30.10548],[-112.16029,30.10707],[-112.15596,30.10867],[-112.15221,30.11007],[-112.14994,30.11091],[-112.14696,30.11204],[-112.14424,30.11306],[-112.14165,30.11403],[-112.13917,30.11496],[-112.13607,30.11612],[-112.13198,30.11764],[-112.12776,30.1192],[-112.12379,30.12068],[-112.12049,30.1219],[-112.11681,30.12327],[-112.11317,30.12463],[-112.1103,30.12569],[-112.10782,30.12663],[-112.10554,30.12747],[-112.10282,30.12849],[-112.10001,30.12952],[-112.09735,30.13053],[-112.09388,30.13181],[-112.09029,30.13315],[-112.08687,30.13443],[-112.08382,30.13555],[-112.08058,30.13676],[-112.07751,30.13789],[-112.07439,30.13907],[-112.0706,30.14051],[-112.06693,30.14183],[-112.06296,30.14335],[-112.0596,30.14456],[-112.05621,30.14582],[-112.05207,30.14735],[-112.04913,30.14845],[-112.04665,30.14936],[-112.04421,30.15027],[-112.03983,30.15192],[-112.03549,30.15353],[-112.03272,30.15454],[-112.02882,30.156],[-112.02537,30.15813],[-112.02277,30.15974],[-112.02008,30.16139],[-112.01667,30.16349],[-112.01403,30.16512],[-112.01046,30.1673],[-112.00671,30.16962],[-112.00372,30.17145],[-112.00083,30.17322],[-111.99847,30.17469],[-111.9949,30.17683],[-111.99166,30.17883],[-111.98707,30.18165],[-111.98298,30.18419],[-111.98063,30.18562],[-111.97809,30.18719],[-111.97553,30.18874],[-111.97368,30.18989],[-111.97149,30.19125],[-111.96895,30.19282],[-111.96605,30.19459],[-111.96329,30.1963],[-111.9606,30.19794],[-111.95785,30.19964],[-111.95478,30.20152],[-111.95259,30.20286],[-111.94962,30.20469],[-111.94739,30.20606],[-111.94396,30.20817],[-111.94049,30.21031],[-111.93646,30.21279],[-111.9337,30.21448],[-111.93087,30.2162],[-111.92721,30.21846],[-111.9242,30.22032],[-111.91988,30.22296],[-111.918,30.22411],[-111.91454,30.22625],[-111.91118,30.2283],[-111.90793,30.2303],[-111.90468,30.23231],[-111.90133,30.23437],[-111.89832,30.2362],[-111.89487,30.23833],[-111.89087,30.2408],[-111.88733,30.24296],[-111.88429,30.24482],[-111.88092,30.24689],[-111.87691,30.24931],[-111.87175,30.2525],[-111.86888,30.25429],[-111.86601,30.25606],[-111.86311,30.25782],[-111.8604,30.2595],[-111.85768,30.26116],[-111.85521,30.26266],[-111.85277,30.26417],[-111.85029,30.26568],[-111.84768,30.26729],[-111.84477,30.26906],[-111.84167,30.27098],[-111.83895,30.27265],[-111.83586,30.27455],[-111.8328,30.2764],[-111.83026,30.27796],[-111.82737,30.27973],[-111.824,30.2818],[-111.82099,30.28363],[-111.81836,30.28524],[-111.81539,30.28707],[-111.81251,30.28882],[-111.80891,30.29102],[-111.80547,30.29314],[-111.80235,30.29504],[-111.79958,30.29675],[-111.79614,30.29885],[-111.79359,30.30041],[-111.79174,30.30155],[-111.7897,30.30278],[-111.78746,30.30416],[-111.78441,30.30603],[-111.78065,30.30834],[-111.77666,30.3108],[-111.77364,30.31266],[-111.77079,30.31441],[-111.76721,30.3166],[-111.76351,30.31884],[-111.75745,30.32256],[-111.75574,30.32311],[-111.74957,30.325],[-111.74476,30.32655],[-111.7412,30.32766],[-111.73793,30.3287],[-111.73451,30.32977],[-111.73087,30.33091],[-111.72747,30.33198],[-111.72424,30.33298],[-111.72083,30.33407],[-111.71747,30.33509],[-111.7139,30.33625],[-111.70957,30.33759],[-111.70568,30.33883],[-111.70309,30.33898],[-111.69801,30.33929],[-111.69376,30.33955],[-111.68996,30.33979],[-111.68576,30.34004],[-111.68215,30.34025],[-111.67877,30.34047],[-111.67536,30.34067],[-111.67133,30.34093],[-111.66714,30.34118],[-111.6635,30.34141],[-111.66067,30.34156],[-111.65757,30.34176],[-111.65404,30.34197],[-111.65101,30.34216],[-111.64755,30.34237],[-111.64357,30.34261],[-111.63984,30.34284],[-111.63556,30.34309],[-111.63163,30.34334],[-111.62843,30.34353],[-111.62502,30.34374],[-111.62209,30.34392],[-111.61962,30.34407],[-111.6165,30.34426],[-111.61278,30.34448],[-111.60861,30.34473],[-111.60529,30.34493],[-111.6031,30.34506],[-111.60033,30.34523],[-111.59719,30.34541],[-111.59369,30.34562],[-111.58954,30.34589],[-111.58612,30.34609],[-111.58343,30.34625],[-111.5809,30.3464],[-111.57803,30.34658],[-111.57539,30.34674],[-111.57287,30.34686],[-111.56985,30.34705],[-111.56579,30.34729],[-111.56218,30.34751],[-111.55884,30.3477],[-111.5561,30.34787],[-111.55365,30.34802],[-111.55014,30.34823],[-111.54641,30.34845],[-111.54329,30.34863],[-111.54012,30.34883],[-111.53664,30.34904],[-111.5329,30.34926],[-111.52937,30.34947],[-111.52484,30.34973],[-111.52035,30.35001],[-111.51664,30.35022],[-111.51377,30.3504],[-111.51072,30.35057],[-111.50679,30.35083],[-111.50303,30.35103],[-111.49923,30.35127],[-111.49487,30.35152],[-111.49065,30.35177],[-111.48702,30.35199],[-111.48337,30.35219],[-111.47958,30.35243],[-111.47583,30.35265],[-111.47149,30.3529],[-111.46804,30.35311],[-111.46499,30.35328],[-111.46142,30.3535],[-111.4577,30.35371],[-111.45445,30.35391],[-111.45113,30.35412],[-111.44734,30.35433],[-111.44252,30.35463],[-111.43755,30.35492],[-111.43399,30.35513],[-111.43049,30.35533],[-111.42726,30.35552],[-111.42298,30.35577],[-111.41875,30.35603],[-111.4149,30.35625],[-111.41033,30.35651],[-111.40488,30.35684],[-111.398,30.35726],[-111.39322,30.35753],[-111.39002,30.35771],[-111.3868,30.3579],[-111.3834,30.3581],[-111.37973,30.35831],[-111.3746,30.35862],[-111.37076,30.36057],[-111.36747,30.36221],[-111.36482,30.36353],[-111.36097,30.36545],[-111.35753,30.36717],[-111.35416,30.36884],[-111.35026,30.37079],[-111.34681,30.37251],[-111.34349,30.37416],[-111.34034,30.37573],[-111.33708,30.37738],[-111.33383,30.37898],[-111.33099,30.38041],[-111.32855,30.38161],[-111.32538,30.38324],[-111.32185,30.38498],[-111.3186,30.38661],[-111.31576,30.38803],[-111.3126,30.3896],[-111.30911,30.39135],[-111.30561,30.3931],[-111.30241,30.39469],[-111.29952,30.39613],[-111.29634,30.39773],[-111.29324,30.39926],[-111.29009,30.40084],[-111.287,30.40237],[-111.28431,30.40372],[-111.28123,30.40524],[-111.27812,30.4068],[-111.27501,30.40835],[-111.27187,30.40991],[-111.26881,30.41144],[-111.26542,30.41312],[-111.26226,30.41471],[-111.25938,30.41615],[-111.25653,30.41755],[-111.25343,30.41909],[-111.24977,30.42094],[-111.24635,30.42263],[-111.24283,30.42438],[-111.23943,30.42608],[-111.23592,30.42784],[-111.23274,30.4294],[-111.23021,30.43066],[-111.22737,30.43209],[-111.2234,30.43404],[-111.21957,30.43597],[-111.21603,30.43773],[-111.21234,30.43956],[-111.20908,30.44118],[-111.20668,30.44386],[-111.20437,30.44643],[-111.20236,30.44867],[-111.19928,30.45209],[-111.19701,30.45463],[-111.19391,30.45807],[-111.19149,30.46065],[-111.18929,30.463],[-111.18652,30.46598],[-111.18293,30.47014],[-111.1797,30.47386],[-111.17718,30.47664],[-111.17512,30.47896],[-111.17234,30.48205],[-111.16864,30.48615],[-111.16581,30.4893],[-111.16398,30.49133],[-111.16149,30.49408],[-111.15924,30.49657],[-111.15709,30.49896],[-111.15448,30.50179],[-111.15225,30.50426],[-111.15043,30.5063],[-111.14653,30.51062],[-111.14417,30.51325],[-111.14196,30.51569],[-111.13955,30.51835],[-111.13827,30.51978],[-111.13456,30.52413],[-111.1315,30.52451]]}}
Línea 230.0 kV | LineString | 230.0 kV |  |  |  | CFE |  |  |  |  | OpenStreetMap | {"type":"Feature","properties":{},"geometry":{"type":"LineString","coordinates":[[-99.27887,20.06453],[-99.27934,20.06346],[-99.27947,20.06181]]}}
Línea 230.0 kV | LineString | 230.0 kV | 1 |  |  | CFE |  |  |  |  | OpenStreetMap | {"type":"Feature","properties":{},"geometry":{"type":"LineString","coordinates":[[-99.1299,19.40859],[-99.13021,19.40894]]}}
Línea 230.0 kV | LineString | 230.0 kV | 1 |  |  | CFE |  |  |  |  | OpenStreetMap | {"type":"Feature","properties":{},"geometry":{"type":"LineString","coordinates":[[-99.13041,19.40891],[-99.1299,19.40859]]}}
Línea 230.0 kV | LineString | 230.0 kV | 2 |  |  | CFE |  |  |  |  | OpenStreetMap | {"type":"Feature","properties":{},"geometry":{"type":"LineString","coordinates":[[-99.1299,19.40859],[-99.12877,19.40668],[-99.1288,19.40531],[-99.12884,19.40402],[-99.12888,19.40259],[-99.12893,19.40123],[-99.129,19.3992],[-99.12903,19.39725],[-99.1291,19.39532],[-99.12915,19.39336],[-99.12921,19.3914],[-99.12925,19.38976],[-99.1293,19.38781],[-99.12935,19.38593],[-99.12737,19.38596],[-99.12514,19.38605],[-99.12286,19.38616],[-99.12017,19.38626],[-99.1181,19.38593],[-99.11755,19.38585],[-99.11496,19.38543],[-99.11248,19.38503],[-99.11161,19.3849],[-99.10993,19.38464],[-99.10744,19.38422],[-99.10483,19.38382],[-99.10216,19.38341],[-99.09974,19.38302],[-99.09726,19.38262],[-99.09476,19.38219],[-99.09315,19.38296],[-99.09098,19.38176],[-99.09168,19.38033]]}}
Línea 230.0 kV | LineString | 230.0 kV |  |  |  | CFE |  |  |  |  | OpenStreetMap | {"type":"Feature","properties":{},"geometry":{"type":"LineString","coordinates":[[-89.52825,20.90934],[-89.526,20.90707],[-89.52396,20.9052],[-89.52051,20.90555],[-89.51694,20.9059],[-89.51334,20.90627],[-89.5096,20.90671],[-89.50609,20.90712],[-89.50297,20.90749],[-89.49998,20.90781],[-89.49703,20.90813],[-89.49358,20.90848],[-89.49015,20.90887],[-89.48671,20.90926],[-89.48314,20.90974],[-89.47943,20.9102],[-89.47649,20.91037],[-89.47235,20.91078],[-89.46882,20.91042],[-89.46547,20.91003],[-89.46233,20.9097],[-89.45907,20.90934],[-89.45572,20.90897],[-89.4526,20.90864],[-89.44978,20.90829],[-89.44627,20.90789],[-89.44276,20.9075],[-89.43928,20.90706],[-89.43577,20.90664],[-89.43249,20.9063],[-89.42922,20.90593],[-89.42582,20.90547],[-89.42252,20.90504],[-89.4189,20.90467],[-89.41543,20.90434],[-89.41197,20.90382],[-89.40881,20.90354],[-89.40534,20.90312],[-89.40192,20.90275],[-89.39847,20.90235],[-89.39517,20.90195],[-89.39176,20.90161],[-89.38844,20.90116],[-89.385,20.90083],[-89.38154,20.90044],[-89.37834,20.89998],[-89.37499,20.89975],[-89.37242,20.89885],[-89.37019,20.89822],[-89.36638,20.897],[-89.36286,20.89599],[-89.35966,20.89502],[-89.35631,20.89398],[-89.3532,20.89311],[-89.34989,20.89209],[-89.34672,20.89111],[-89.34342,20.89012],[-89.34015,20.8892],[-89.33693,20.88816],[-89.33377,20.88726],[-89.33055,20.88625],[-89.32704,20.88521],[-89.32363,20.8841],[-89.32024,20.88315],[-89.31705,20.88222],[-89.31426,20.88134],[-89.31125,20.88045],[-89.30822,20.87952],[-89.30469,20.8785],[-89.30135,20.87746],[-89.29765,20.87798],[-89.29385,20.87853],[-89.29033,20.87905],[-89.287,20.87957],[-89.28352,20.88013],[-89.28018,20.88065],[-89.27682,20.88117],[-89.27353,20.88159],[-89.27003,20.88212],[-89.26658,20.88267],[-89.26302,20.88327],[-89.25971,20.88369],[-89.2566,20.88412],[-89.25317,20.88514],[-89.25006,20.88412],[-89.24661,20.88352],[-89.24327,20.88294],[-89.23997,20.88236],[-89.23699,20.88187],[-89.23401,20.88141],[-89.23062,20.88084],[-89.22765,20.88031],[-89.22457,20.87976],[-89.221,20.87916],[-89.21756,20.87854],[-89.21445,20.878],[-89.21115,20.87744],[-89.20774,20.87684],[-89.20443,20.87633],[-89.20088,20.87567],[-89.19739,20.87508],[-89.19573,20.87486],[-89.19393,20.87452],[-89.19155,20.87214],[-89.18928,20.86973],[-89.18714,20.86738],[-89.18473,20.86495],[-89.18247,20.86255],[-89.18032,20.8602],[-89.17762,20.85762],[-89.17549,20.85532],[-89.17335,20.85308],[-89.1712,20.8508],[-89.16868,20.84823],[-89.16625,20.84573],[-89.16397,20.84336],[-89.16188,20.84115],[-89.1596,20.83874],[-89.15737,20.83642],[-89.15505,20.83402],[-89.15167,20.83303],[-89.14866,20.83219],[-89.14518,20.83126],[-89.14192,20.83031],[-89.13879,20.82947],[-89.13554,20.82849],[-89.13233,20.82765],[-89.12912,20.82667],[-89.12596,20.8258],[-89.1227,20.82491],[-89.11966,20.82407],[-89.11634,20.82309],[-89.11337,20.82227],[-89.11022,20.8214],[-89.10688,20.82056],[-89.10384,20.81962],[-89.10075,20.81874],[-89.09778,20.81789],[-89.09458,20.81695],[-89.09129,20.81604],[-89.08811,20.8151],[-89.08477,20.81418],[-89.08107,20.81322],[-89.07803,20.81235],[-89.07484,20.81139],[-89.07158,20.81043],[-89.0681,20.80942],[-89.06501,20.80866],[-89.06159,20.80768],[-89.05861,20.80684],[-89.05507,20.80577],[-89.05198,20.80496],[-89.04836,20.80598],[-89.04506,20.80682],[-89.04197,20.80767],[-89.03852,20.80874],[-89.03536,20.80964],[-89.03178,20.81067],[-89.02821,20.81165],[-89.02489,20.81011],[-89.02117,20.80824],[-89.01822,20.80686],[-89.01518,20.80525],[-89.01203,20.80363],[-89.00851,20.80152],[-89.00525,20.80038],[-89.00187,20.79871],[-88.99892,20.79726],[-88.99581,20.79567],[-88.99259,20.79412],[-88.98957,20.7926],[-88.98626,20.79102],[-88.983,20.78937],[-88.98001,20.78786],[-88.97691,20.78633],[-88.9735,20.78472],[-88.97053,20.78314],[-88.96731,20.78166],[-88.96417,20.77996],[-88.96115,20.77851],[-88.95805,20.77697],[-88.95489,20.77547],[-88.95176,20.77391],[-88.94893,20.77248],[-88.94596,20.77097],[-88.94321,20.76956],[-88.94004,20.76809],[-88.93651,20.76628],[-88.93269,20.76438],[-88.92968,20.76289],[-88.92616,20.76114],[-88.92241,20.75931],[-88.91932,20.7578],[-88.91684,20.7565],[-88.91383,20.75498],[-88.91063,20.75343],[-88.90788,20.75212],[-88.90515,20.75068],[-88.90213,20.74919],[-88.89942,20.74786],[-88.89621,20.74637],[-88.89338,20.745],[-88.89018,20.74331],[-88.88711,20.74178],[-88.88394,20.74022],[-88.88061,20.73898],[-88.87731,20.73774],[-88.87369,20.73633],[-88.87064,20.73529],[-88.86759,20.73435],[-88.86428,20.73318],[-88.86124,20.73199],[-88.85807,20.73091],[-88.85498,20.72971],[-88.85115,20.72836],[-88.84785,20.7271],[-88.84474,20.72604],[-88.84089,20.72461],[-88.83794,20.72349],[-88.8347,20.72237],[-88.83175,20.7213],[-88.82929,20.72034],[-88.82628,20.71925],[-88.82304,20.71803],[-88.81983,20.71691],[-88.81678,20.71592],[-88.81398,20.71482],[-88.81092,20.71364],[-88.80819,20.71265],[-88.80486,20.71145],[-88.80162,20.71024],[-88.79808,20.70903],[-88.79483,20.70792],[-88.79264,20.70813],[-88.78919,20.70846],[-88.78584,20.70884],[-88.78297,20.7092],[-88.77991,20.70952],[-88.77644,20.7099],[-88.77339,20.71023],[-88.77022,20.7106],[-88.76684,20.71096],[-88.7632,20.7113],[-88.75981,20.71162],[-88.75616,20.71199],[-88.75287,20.71247],[-88.74979,20.71268],[-88.74942,20.7127],[-88.74639,20.71313],[-88.74565,20.71319],[-88.74385,20.71336],[-88.7431,20.71343],[-88.74292,20.71344],[-88.74256,20.71348],[-88.74128,20.71364],[-88.74104,20.71367],[-88.73935,20.71388],[-88.73926,20.71389],[-88.73811,20.71398],[-88.73691,20.71408],[-88.73618,20.71414],[-88.73521,20.71423],[-88.73401,20.71434],[-88.73288,20.71445],[-88.73277,20.71446],[-88.72959,20.71475],[-88.72684,20.71519],[-88.72384,20.71547],[-88.7201,20.71498],[-88.71667,20.71441],[-88.7133,20.71401],[-88.70959,20.71361],[-88.70617,20.71318],[-88.7029,20.71265],[-88.69938,20.71226],[-88.6963,20.71178],[-88.69314,20.71147],[-88.69012,20.71108],[-88.68681,20.71058],[-88.68375,20.7102],[-88.68062,20.70979],[-88.67703,20.70928],[-88.6735,20.70882],[-88.67028,20.70838],[-88.66689,20.70797],[-88.66358,20.70747],[-88.66062,20.70713],[-88.65738,20.70671],[-88.65405,20.70628],[-88.65069,20.70579],[-88.64746,20.70544],[-88.64403,20.70485],[-88.64046,20.70449],[-88.63782,20.70416],[-88.63439,20.70369],[-88.63089,20.70321],[-88.62726,20.70271],[-88.62381,20.70226],[-88.62058,20.70183],[-88.61754,20.70143],[-88.61413,20.70099],[-88.6104,20.70058],[-88.60897,20.69814],[-88.60761,20.69591],[-88.60599,20.69316],[-88.60425,20.69028],[-88.60237,20.68709],[-88.60053,20.68401],[-88.59867,20.68097],[-88.59693,20.67806],[-88.59527,20.67524],[-88.59349,20.67227],[-88.59166,20.66927],[-88.58996,20.66638],[-88.58808,20.66323],[-88.58627,20.66023],[-88.58458,20.65743],[-88.58098,20.65761],[-88.57699,20.65785],[-88.5726,20.65806],[-88.56887,20.65823],[-88.56532,20.65841],[-88.56172,20.65858],[-88.55833,20.6587],[-88.55469,20.65894],[-88.55114,20.6591],[-88.54747,20.65923],[-88.54459,20.65729],[-88.54193,20.65553],[-88.53911,20.65363],[-88.53685,20.65214],[-88.53412,20.65033],[-88.53139,20.64847],[-88.52869,20.6467],[-88.52529,20.64778],[-88.52185,20.64886],[-88.51883,20.64985],[-88.51529,20.65101],[-88.51201,20.65195],[-88.50895,20.65098],[-88.50575,20.64999],[-88.50259,20.649],[-88.49911,20.64789],[-88.49577,20.64682],[-88.49245,20.64579],[-88.48968,20.64491],[-88.48628,20.6438],[-88.48286,20.64271],[-88.47924,20.64155],[-88.47569,20.64041],[-88.47227,20.63932],[-88.46905,20.63836],[-88.46591,20.63732],[-88.46274,20.63632],[-88.46029,20.63553],[-88.45742,20.63461],[-88.45396,20.63352],[-88.45096,20.63258],[-88.44806,20.63171],[-88.44462,20.6306],[-88.44193,20.62977],[-88.4395,20.62965],[-88.43661,20.62953],[-88.43336,20.62945],[-88.42992,20.62929],[-88.42643,20.62919],[-88.42328,20.62909],[-88.41991,20.629],[-88.41656,20.62887],[-88.41402,20.62883],[-88.4109,20.62867],[-88.40764,20.62855],[-88.40459,20.62845],[-88.40223,20.62838],[-88.39935,20.62819],[-88.39549,20.62809],[-88.39102,20.62797],[-88.3876,20.62875],[-88.38493,20.6294],[-88.3818,20.63008],[-88.37868,20.63082],[-88.37447,20.63175],[-88.37082,20.63263],[-88.36793,20.6333],[-88.36466,20.63403],[-88.36159,20.63474],[-88.35839,20.63551],[-88.35518,20.63622],[-88.35199,20.63693],[-88.34873,20.63771],[-88.34585,20.63837],[-88.34247,20.63914],[-88.33914,20.63991],[-88.33634,20.64056],[-88.33308,20.64131],[-88.33003,20.64202],[-88.32696,20.64273],[-88.32368,20.64345],[-88.32051,20.64417],[-88.31806,20.64484],[-88.31591,20.64617],[-88.31384,20.64759],[-88.31086,20.64961],[-88.30795,20.65154],[-88.30567,20.65315],[-88.30321,20.6548],[-88.30019,20.65687],[-88.29733,20.65883],[-88.29458,20.66067],[-88.29217,20.66232],[-88.28993,20.66385],[-88.28758,20.66544],[-88.28513,20.6671],[-88.28252,20.66887],[-88.28012,20.67051],[-88.27766,20.67218],[-88.2765,20.67473],[-88.27531,20.67723],[-88.27412,20.67961],[-88.27275,20.68268],[-88.27137,20.68556],[-88.27051,20.68739],[-88.26726,20.68913],[-88.2635,20.69116],[-88.2632,20.69393],[-88.26486,20.69549],[-88.26556,20.69577]]}}
Línea 230.0 kV | LineString | 230.0 kV |  |  |  | CFE |  |  |  |  | OpenStreetMap | {"type":"Feature","properties":{},"geometry":{"type":"LineString","coordinates":[[-89.61375,20.87555],[-89.61412,20.87492],[-89.61391,20.87231],[-89.61365,20.86924],[-89.61337,20.86599],[-89.61308,20.86276],[-89.61283,20.85977],[-89.61258,20.85705],[-89.61236,20.8545],[-89.613,20.85171],[-89.6137,20.84863],[-89.61438,20.84544],[-89.61506,20.84234],[-89.61576,20.83927],[-89.61582,20.83907],[-89.61642,20.83625],[-89.6157,20.83263],[-89.61677,20.82977],[-89.61848,20.82696],[-89.61911,20.82414],[-89.61978,20.82114],[-89.62045,20.81813],[-89.62114,20.81492],[-89.62184,20.81184],[-89.62255,20.80866],[-89.62324,20.80546],[-89.62396,20.80228],[-89.62463,20.79928],[-89.62534,20.7961],[-89.62588,20.79361],[-89.62643,20.79119],[-89.62651,20.78824],[-89.62662,20.78518],[-89.6267,20.78194],[-89.62683,20.77871],[-89.62694,20.77575],[-89.62701,20.77266],[-89.62712,20.76933],[-89.62724,20.76628],[-89.62732,20.76301],[-89.62743,20.75979],[-89.62754,20.75661],[-89.62766,20.75338],[-89.62775,20.75013],[-89.62787,20.74689],[-89.62797,20.74372],[-89.62807,20.74063],[-89.62818,20.7376],[-89.62828,20.73425],[-89.62838,20.73093],[-89.62849,20.72741],[-89.6286,20.72391],[-89.62872,20.72082],[-89.62885,20.71717],[-89.62897,20.71405],[-89.6291,20.71109],[-89.62925,20.708],[-89.62937,20.70513],[-89.62943,20.70388],[-89.62951,20.70224],[-89.62963,20.69917],[-89.62976,20.69611],[-89.62992,20.69287],[-89.63008,20.68936],[-89.6302,20.68656],[-89.63032,20.68367],[-89.63046,20.68078],[-89.63058,20.67792],[-89.6307,20.67505],[-89.63082,20.67207],[-89.63099,20.66876],[-89.63115,20.66533],[-89.63129,20.66168],[-89.63145,20.65849],[-89.6316,20.65523],[-89.63174,20.65218],[-89.63189,20.64894],[-89.63201,20.64598],[-89.63217,20.64261],[-89.63093,20.63953],[-89.63085,20.63933],[-89.62987,20.63692],[-89.62872,20.63406],[-89.62767,20.63142],[-89.62645,20.62839],[-89.62535,20.62563],[-89.62424,20.62292],[-89.62317,20.62023],[-89.62189,20.61703],[-89.62054,20.61366],[-89.61925,20.61046],[-89.61813,20.60766],[-89.61702,20.60488],[-89.61567,20.60151],[-89.61455,20.59873],[-89.61314,20.59525],[-89.61192,20.5922],[-89.61056,20.58878],[-89.60934,20.58579],[-89.60819,20.58288],[-89.60732,20.58072],[-89.60582,20.57696],[-89.6043,20.5732],[-89.6039,20.57221],[-89.60304,20.57004],[-89.60199,20.56745],[-89.60084,20.56458],[-89.59979,20.56195],[-89.59879,20.55944],[-89.5977,20.55675],[-89.59644,20.55361],[-89.59594,20.55234],[-89.59525,20.55063],[-89.5942,20.54801],[-89.59294,20.54487],[-89.59169,20.54175],[-89.5909,20.53979],[-89.59052,20.53882],[-89.58937,20.53595],[-89.58828,20.53322],[-89.58711,20.5303],[-89.58576,20.52695],[-89.58463,20.5241],[-89.58424,20.52315],[-89.58343,20.52114],[-89.58213,20.5179],[-89.58103,20.51511],[-89.58007,20.51274],[-89.57917,20.5105],[-89.57945,20.50758],[-89.57974,20.50446],[-89.58008,20.50093],[-89.58042,20.49771],[-89.58078,20.49394],[-89.5811,20.49052],[-89.58142,20.48725],[-89.58176,20.48398],[-89.58213,20.47993],[-89.58249,20.47624],[-89.5828,20.47311],[-89.58309,20.47004],[-89.5834,20.4669],[-89.58371,20.46367],[-89.58402,20.46042],[-89.58435,20.45721],[-89.58467,20.45389],[-89.58499,20.45055],[-89.5853,20.44731],[-89.58562,20.4439],[-89.58596,20.44051],[-89.58623,20.43781],[-89.58653,20.43476],[-89.58673,20.43264],[-89.58492,20.43058],[-89.58285,20.4282],[-89.58057,20.4256],[-89.57835,20.42304],[-89.57634,20.42074],[-89.57419,20.41827],[-89.57193,20.41568],[-89.56941,20.41278],[-89.56689,20.40989],[-89.56854,20.40718],[-89.56899,20.40645]]}}
Línea 230.0 kV | LineString | 230.0 kV |  |  |  | CFE |  |  |  |  | OpenStreetMap | {"type":"Feature","properties":{},"geometry":{"type":"LineString","coordinates":[[-89.65441,21.07162],[-89.65282,21.07446],[-89.65136,21.07708],[-89.64974,21.07986],[-89.64752,21.08183],[-89.64488,21.08429],[-89.64237,21.08644],[-89.63924,21.08611],[-89.63546,21.08576],[-89.63172,21.08536],[-89.62835,21.08505],[-89.62635,21.08229],[-89.62464,21.07994],[-89.62284,21.07753]]}}
Línea 230.0 kV | LineString | 230.0 kV | 1 |  |  | CFE |  |  |  |  | OpenStreetMap | {"type":"Feature","properties":{},"geometry":{"type":"LineString","coordinates":[[-115.44766,32.52555],[-115.44452,32.52384],[-115.44175,32.52233],[-115.43904,32.52086],[-115.43601,32.51922],[-115.4331,32.51764],[-115.43076,32.51636],[-115.4284,32.51508],[-115.42545,32.51348],[-115.42282,32.51205],[-115.4198,32.51041],[-115.41702,32.5089],[-115.41379,32.50715],[-115.41111,32.50569],[-115.40786,32.50392],[-115.40457,32.50213],[-115.40193,32.5007],[-115.39915,32.49919],[-115.39638,32.49768],[-115.39404,32.49641],[-115.3913,32.49492],[-115.38851,32.4934],[-115.38583,32.49195],[-115.38314,32.49049],[-115.38046,32.48903],[-115.37809,32.48774],[-115.37543,32.48629],[-115.37268,32.4848],[-115.37006,32.48338],[-115.36692,32.48167],[-115.36355,32.47984],[-115.36058,32.47822],[-115.35538,32.4754],[-115.35237,32.47376],[-115.34969,32.47231],[-115.34763,32.47118],[-115.3453,32.46992],[-115.34242,32.46835],[-115.33983,32.46694],[-115.33713,32.46548],[-115.3344,32.46399],[-115.33202,32.4627],[-115.32933,32.46124],[-115.32634,32.45961],[-115.32391,32.45829],[-115.3218,32.45807],[-115.3177,32.45764],[-115.31444,32.4573],[-115.31076,32.45692],[-115.30727,32.45655],[-115.30437,32.45625],[-115.30117,32.45591],[-115.29788,32.45557],[-115.29407,32.45517],[-115.29022,32.45477],[-115.2883,32.45457],[-115.28605,32.45229],[-115.28368,32.44991],[-115.28164,32.44784],[-115.27956,32.44574],[-115.27731,32.44346],[-115.27631,32.44175],[-115.27527,32.43994],[-115.27414,32.43796],[-115.27309,32.43687],[-115.27115,32.43494],[-115.26924,32.43301],[-115.26544,32.42948],[-115.26331,32.42765],[-115.26091,32.42562],[-115.25854,32.42363],[-115.257,32.42208],[-115.25537,32.42043],[-115.25385,32.41892],[-115.25198,32.41703],[-115.24979,32.41483],[-115.24734,32.41232],[-115.24483,32.40976],[-115.24231,32.4072],[-115.24013,32.40499],[-115.23845,32.40333],[-115.23706,32.40185],[-115.23541,32.39945],[-115.23331,32.39719],[-115.23104,32.3948],[-115.22887,32.39248],[-115.22713,32.39068],[-115.22671,32.39078]]}}
Línea 230.0 kV | LineString | 230.0 kV | 2 |  |  | CFE |  |  |  |  | OpenStreetMap | {"type":"Feature","properties":{},"geometry":{"type":"LineString","coordinates":[[-117.06609,32.37194],[-117.06587,32.37128],[-117.06619,32.37089],[-117.06681,32.37018]]}}
Línea 230.0 kV | LineString | 230.0 kV | 2 |  |  | CFE |  |  |  |  | OpenStreetMap | {"type":"Feature","properties":{},"geometry":{"type":"LineString","coordinates":[[-117.06541,32.36805],[-117.06459,32.36826],[-117.06407,32.3696]]}}
Línea 230.0 kV | LineString | 230.0 kV | 4 |  |  | CFE |  |  |  |  | OpenStreetMap | {"type":"Feature","properties":{},"geometry":{"type":"LineString","coordinates":[[-117.10101,32.46395],[-117.1011,32.46352],[-117.09946,32.45947],[-117.09896,32.4582],[-117.09858,32.45726],[-117.09808,32.45607],[-117.09743,32.45441],[-117.09689,32.45313],[-117.09599,32.45055],[-117.09553,32.44943],[-117.09479,32.44759],[-117.09436,32.4467],[-117.0931,32.44355],[-117.09225,32.44152],[-117.09103,32.43843],[-117.09049,32.43706],[-117.08994,32.43571],[-117.0892,32.43384],[-117.08778,32.43039],[-117.08686,32.42806],[-117.08526,32.4241],[-117.08361,32.42021],[-117.08222,32.41626],[-117.0806,32.41256],[-117.07866,32.4077],[-117.07757,32.4049],[-117.07591,32.40088],[-117.07455,32.39755],[-117.07385,32.39574],[-117.0728,32.39321],[-117.07161,32.39024],[-117.06982,32.38584],[-117.06782,32.38091],[-117.06727,32.37955],[-117.06659,32.37786],[-117.0665,32.37621],[-117.06643,32.37451],[-117.06633,32.37284],[-117.06609,32.37194]]}}
Línea 230.0 kV | LineString | 230.0 kV | 2 |  |  | CFE |  |  |  |  | OpenStreetMap | {"type":"Feature","properties":{},"geometry":{"type":"LineString","coordinates":[[-116.98779,32.43412],[-116.9935,32.43423],[-116.99868,32.43461],[-117.00184,32.43478],[-117.00786,32.43521],[-117.01197,32.43545],[-117.01621,32.43193],[-117.02051,32.42842],[-117.02429,32.42541],[-117.02757,32.42269],[-117.03185,32.41907],[-117.03358,32.41772],[-117.03751,32.41451],[-117.04184,32.4111],[-117.04531,32.40828],[-117.04704,32.40677],[-117.04859,32.40554],[-117.05136,32.40322],[-117.05218,32.40263],[-117.05638,32.39919],[-117.06016,32.39611],[-117.06061,32.39346],[-117.06153,32.38868],[-117.06229,32.38459],[-117.06305,32.38049],[-117.06383,32.37636],[-117.06446,32.37272],[-117.06616,32.37039],[-117.06676,32.36998]]}}
Línea 230.0 kV | LineString | 230.0 kV | 1 |  |  | CFE |  |  |  |  | OpenStreetMap | {"type":"Feature","properties":{},"geometry":{"type":"LineString","coordinates":[[-106.41012,23.29104],[-106.40942,23.29097],[-106.40612,23.29073],[-106.40356,23.29088],[-106.4011,23.29103],[-106.39818,23.29117],[-106.39445,23.29072],[-106.39171,23.2904],[-106.38772,23.28993],[-106.38399,23.28947],[-106.38295,23.28908],[-106.38089,23.28598],[-106.3783,23.28207],[-106.37619,23.27894],[-106.37428,23.27607],[-106.3724,23.27326],[-106.37056,23.27045],[-106.36872,23.26772],[-106.36628,23.26405],[-106.36384,23.26037],[-106.36258,23.25537],[-106.36141,23.2507],[-106.3611,23.24943],[-106.35961,23.24347],[-106.35866,23.23954],[-106.3572,23.23387],[-106.35592,23.22848],[-106.35503,23.225],[-106.35405,23.22097],[-106.35317,23.21733],[-106.35227,23.21384],[-106.35115,23.20934],[-106.35053,23.20685],[-106.34926,23.20166],[-106.35052,23.19786],[-106.35171,23.19431],[-106.35281,23.19274],[-106.35336,23.19202],[-106.35407,23.19122],[-106.35429,23.19139],[-106.35439,23.1913]]}}
Línea 230.0 kV | LineString | 230.0 kV | 1 |  |  | Comisión Federal de Electricidad |  |  |  |  | OpenStreetMap | {"type":"Feature","properties":{},"geometry":{"type":"LineString","coordinates":[[-88.46612,18.5459],[-88.46695,18.5459],[-88.47004,18.54791],[-88.47345,18.55005],[-88.47369,18.55295],[-88.4738,18.55553],[-88.47399,18.55856],[-88.47418,18.5615],[-88.47273,18.56427],[-88.47113,18.56719],[-88.46939,18.57044],[-88.46764,18.57368],[-88.4659,18.57691],[-88.46416,18.58016],[-88.46237,18.58349],[-88.46065,18.58669],[-88.45896,18.58985],[-88.45721,18.59311],[-88.45555,18.59621],[-88.45367,18.59971],[-88.45203,18.60277],[-88.45028,18.60603],[-88.44852,18.60931],[-88.4468,18.61251],[-88.44511,18.61567],[-88.44336,18.61892],[-88.44161,18.62217],[-88.43987,18.62542],[-88.43815,18.62862],[-88.43647,18.63177],[-88.43482,18.63496],[-88.43307,18.63816],[-88.43133,18.64143],[-88.42958,18.64472],[-88.42783,18.64798],[-88.42611,18.6512],[-88.42429,18.65452],[-88.42251,18.65785],[-88.42072,18.66118],[-88.41895,18.66443],[-88.41723,18.66763],[-88.41551,18.67086],[-88.41387,18.67396],[-88.41213,18.67717],[-88.41036,18.68045],[-88.40857,18.68378],[-88.40707,18.68655],[-88.4053,18.68989],[-88.40355,18.69311],[-88.40195,18.69612],[-88.40148,18.69702],[-88.4005,18.69885],[-88.39911,18.70138],[-88.39772,18.70397],[-88.39639,18.70647],[-88.39428,18.70893],[-88.39204,18.71157],[-88.38962,18.71437],[-88.38729,18.71714],[-88.3849,18.71995],[-88.3826,18.72268],[-88.38046,18.72518],[-88.37812,18.72796],[-88.37591,18.73056],[-88.37365,18.73322],[-88.37097,18.73633],[-88.3687,18.73902],[-88.36632,18.74184],[-88.36391,18.74465],[-88.36148,18.74754],[-88.35929,18.75012],[-88.3573,18.75246],[-88.35512,18.75502],[-88.35563,18.75826],[-88.35616,18.76166],[-88.3567,18.7651],[-88.35726,18.76868],[-88.35779,18.77206],[-88.35837,18.77573],[-88.35893,18.77935],[-88.35952,18.78315],[-88.36005,18.7865],[-88.36059,18.78983],[-88.36116,18.79365],[-88.36173,18.79724],[-88.36229,18.80084],[-88.36288,18.80457],[-88.36339,18.8078],[-88.36374,18.81003],[-88.36421,18.813],[-88.36479,18.8166],[-88.36536,18.82031],[-88.36591,18.82383],[-88.3665,18.82753],[-88.36708,18.83121],[-88.36764,18.83483],[-88.36823,18.83859],[-88.36876,18.84201],[-88.36933,18.84557],[-88.36986,18.84899],[-88.37046,18.85277],[-88.37095,18.85589],[-88.37154,18.85969],[-88.37213,18.86333],[-88.37268,18.86684],[-88.37324,18.8705],[-88.37373,18.87365],[-88.37417,18.87645],[-88.37465,18.87942],[-88.37508,18.88224],[-88.3764,18.88447],[-88.37797,18.88713],[-88.37969,18.88999],[-88.38147,18.893],[-88.38335,18.89612],[-88.38528,18.89932],[-88.38712,18.90245],[-88.38901,18.90562],[-88.39085,18.90873],[-88.39281,18.91197],[-88.39452,18.91489],[-88.39639,18.91794],[-88.3982,18.92102],[-88.40016,18.92435],[-88.4016,18.92677],[-88.40323,18.92952],[-88.40486,18.93225],[-88.40635,18.93475],[-88.40685,18.93771],[-88.40738,18.94093],[-88.40795,18.94459],[-88.40859,18.94827],[-88.40915,18.95156],[-88.4097,18.95483],[-88.41034,18.9587],[-88.41083,18.9618],[-88.41141,18.96512],[-88.41198,18.9685],[-88.41248,18.97153],[-88.41298,18.97454],[-88.41362,18.97834],[-88.41421,18.98186],[-88.41471,18.98484],[-88.41527,18.98813],[-88.41586,18.99175],[-88.41643,18.99503],[-88.41691,18.99802],[-88.41742,19.00099],[-88.41796,19.00433],[-88.41852,19.00762],[-88.419,19.01046],[-88.41956,19.01386],[-88.42023,19.01786],[-88.42095,19.02211],[-88.42169,19.02651],[-88.42236,19.03057],[-88.42307,19.03475],[-88.42395,19.04002],[-88.42469,19.0445],[-88.42534,19.04834],[-88.42592,19.05179],[-88.4279,19.05418],[-88.43034,19.0571],[-88.43328,19.06064],[-88.43607,19.06397],[-88.43877,19.06723],[-88.4416,19.0706],[-88.44467,19.07429],[-88.44761,19.07782],[-88.45056,19.08134],[-88.45351,19.08489],[-88.45656,19.08854],[-88.45945,19.09201],[-88.46245,19.09563],[-88.46488,19.09856],[-88.46805,19.10233],[-88.47112,19.10609],[-88.47404,19.10956],[-88.47677,19.1129],[-88.47979,19.1165],[-88.48267,19.11987],[-88.48571,19.12357],[-88.48871,19.12717],[-88.49177,19.13084],[-88.49499,19.1347],[-88.4978,19.1381],[-88.50061,19.14149],[-88.50285,19.14404],[-88.50497,19.14703],[-88.50763,19.15078],[-88.51034,19.15456],[-88.51304,19.15839],[-88.51556,19.16194],[-88.51821,19.16567],[-88.52096,19.16951],[-88.52368,19.17334],[-88.52629,19.17702],[-88.52912,19.18102],[-88.532,19.18503],[-88.53483,19.18902],[-88.5376,19.19291],[-88.54039,19.19683],[-88.54308,19.20062],[-88.54586,19.20451],[-88.54865,19.20843],[-88.55142,19.21232],[-88.55413,19.21613],[-88.55677,19.21984],[-88.55922,19.22328],[-88.56136,19.22628],[-88.56356,19.22938],[-88.5625,19.23257],[-88.56109,19.23665],[-88.55967,19.24083],[-88.55824,19.24512],[-88.55685,19.24931],[-88.55547,19.25348],[-88.55401,19.25785],[-88.55254,19.26227],[-88.5511,19.26663],[-88.54962,19.27107],[-88.54815,19.2755],[-88.54667,19.27989],[-88.54523,19.28427],[-88.54376,19.2887],[-88.54231,19.29305],[-88.54082,19.29757],[-88.53966,19.30103],[-88.53855,19.30437],[-88.53972,19.30822],[-88.54085,19.3119],[-88.54184,19.31503],[-88.54306,19.31899],[-88.5442,19.32268],[-88.5453,19.32629],[-88.54659,19.33049],[-88.54785,19.33459],[-88.54904,19.33844],[-88.5505,19.34322],[-88.55172,19.34713],[-88.55308,19.35159],[-88.55439,19.35589],[-88.55578,19.3604],[-88.55714,19.3648],[-88.55852,19.36932],[-88.55987,19.37371],[-88.56122,19.37808],[-88.5624,19.38191],[-88.56362,19.38591],[-88.56483,19.38982],[-88.5659,19.39332],[-88.5671,19.3972],[-88.56812,19.40053],[-88.56923,19.40412],[-88.5704,19.4079],[-88.57164,19.41194],[-88.57286,19.41589],[-88.57408,19.41988],[-88.57547,19.42434],[-88.57677,19.42858],[-88.5781,19.43292],[-88.57945,19.43729],[-88.5808,19.44166],[-88.58215,19.44608],[-88.58351,19.45048],[-88.58486,19.45486],[-88.58624,19.45936],[-88.58757,19.46365],[-88.58891,19.46803],[-88.59022,19.4723],[-88.59145,19.47631],[-88.59281,19.48069],[-88.59398,19.48449],[-88.59639,19.48667],[-88.59882,19.48888],[-88.60169,19.49146],[-88.60437,19.49394],[-88.60704,19.49635],[-88.60591,19.50003],[-88.60472,19.50403],[-88.6035,19.50849],[-88.60223,19.51293],[-88.60094,19.51735],[-88.59967,19.52166],[-88.5984,19.52611],[-88.59719,19.53023],[-88.59598,19.53446],[-88.59493,19.53806],[-88.59371,19.54215],[-88.59249,19.54632],[-88.59118,19.55074],[-88.59008,19.55455],[-88.58899,19.55816],[-88.58784,19.56201],[-88.5865,19.56647],[-88.5858,19.56886],[-88.5845,19.57321],[-88.58323,19.57759],[-88.58187,19.58214],[-88.58062,19.58634],[-88.57931,19.59078],[-88.57804,19.59498],[-88.57668,19.59926],[-88.57592,19.6017],[-88.57534,19.6038],[-88.57442,19.60711],[-88.57335,19.61065],[-88.57565,19.61291],[-88.578,19.61522],[-88.58075,19.61792],[-88.58366,19.62078],[-88.58655,19.62364],[-88.58953,19.62657],[-88.59259,19.62958],[-88.59544,19.63237],[-88.59801,19.63488],[-88.60098,19.63793],[-88.60415,19.64104],[-88.60654,19.64335],[-88.60937,19.6461],[-88.61193,19.6487],[-88.61417,19.65087],[-88.61587,19.65253],[-88.61902,19.65566],[-88.62226,19.65884],[-88.62499,19.66151],[-88.62663,19.66316],[-88.62833,19.66479],[-88.6309,19.66733],[-88.63365,19.67003],[-88.63685,19.6732],[-88.63962,19.67596],[-88.64268,19.67894],[-88.64626,19.68246],[-88.64786,19.68416],[-88.65108,19.68735],[-88.65412,19.68954],[-88.65789,19.69227],[-88.66101,19.69452],[-88.66368,19.69645],[-88.66679,19.69869],[-88.67075,19.70155],[-88.67423,19.70406],[-88.6781,19.70686],[-88.68189,19.7096],[-88.6851,19.71191],[-88.68922,19.71488],[-88.69316,19.71772],[-88.69692,19.72044],[-88.70064,19.72313],[-88.70525,19.72646],[-88.709,19.72916],[-88.71263,19.73183],[-88.71598,19.7342],[-88.71815,19.73755],[-88.72022,19.74074],[-88.72176,19.74314],[-88.72356,19.74585],[-88.726,19.74952],[-88.72866,19.75367],[-88.73078,19.75686],[-88.73258,19.75965],[-88.73477,19.76289],[-88.7363,19.76527],[-88.73778,19.76754],[-88.73917,19.76968],[-88.74127,19.77292],[-88.74287,19.77535],[-88.74468,19.77805],[-88.74774,19.7827],[-88.74939,19.78527],[-88.75138,19.78824],[-88.7532,19.79105],[-88.75516,19.79404],[-88.7574,19.7973],[-88.75974,19.80068],[-88.76216,19.80414],[-88.76481,19.80804],[-88.7675,19.81196],[-88.76981,19.81534],[-88.77248,19.81918],[-88.77504,19.82295],[-88.77753,19.82655],[-88.78006,19.83023],[-88.78263,19.83396],[-88.78539,19.83795],[-88.78785,19.84148],[-88.78999,19.84459],[-88.79263,19.8484],[-88.79539,19.85235],[-88.79805,19.85622],[-88.801,19.86048],[-88.80352,19.86412],[-88.8063,19.86812],[-88.80913,19.87221],[-88.81164,19.87586],[-88.81424,19.87957],[-88.81711,19.8837],[-88.82,19.88789],[-88.82246,19.8915],[-88.82497,19.89513],[-88.82717,19.8983],[-88.83071,19.90078],[-88.83451,19.90343],[-88.83824,19.90601],[-88.84202,19.90867],[-88.84583,19.91132],[-88.84969,19.914],[-88.8534,19.9166],[-88.8573,19.9193],[-88.86142,19.92217],[-88.8657,19.92516],[-88.86988,19.92807],[-88.87396,19.93094],[-88.87832,19.93399],[-88.8823,19.93679],[-88.88653,19.93974],[-88.89055,19.94252],[-88.89504,19.94564],[-88.89884,19.9483],[-88.90241,19.95081],[-88.90634,19.9535],[-88.91039,19.95629],[-88.91435,19.95902],[-88.91798,19.96153],[-88.92149,19.96395],[-88.92528,19.96657],[-88.92915,19.96928],[-88.93287,19.97189],[-88.93665,19.97451],[-88.94031,19.97708],[-88.94381,19.97954],[-88.94762,19.98216],[-88.95115,19.98461],[-88.95461,19.98702],[-88.95843,19.98966],[-88.9621,19.99222],[-88.96605,19.99499],[-88.97004,19.99777],[-88.97387,20.00047],[-88.97762,20.00309],[-88.98154,20.00581],[-88.98536,20.00843],[-88.98889,20.0109],[-88.99257,20.01353],[-88.9964,20.01616],[-88.99993,20.01861],[-89.0035,20.02107],[-89.00748,20.0238],[-89.01168,20.02671],[-89.01568,20.02947],[-89.01991,20.03239],[-89.02384,20.0351],[-89.02732,20.03709],[-89.03137,20.03937],[-89.03551,20.04177],[-89.03949,20.04406],[-89.04341,20.04629],[-89.04732,20.04855],[-89.05128,20.05084],[-89.05548,20.05323],[-89.05942,20.05549],[-89.06333,20.05777],[-89.06706,20.05986],[-89.07078,20.06199],[-89.07452,20.06411],[-89.07813,20.0662],[-89.08195,20.06834],[-89.08569,20.07047],[-89.08919,20.07247],[-89.09279,20.07451],[-89.09633,20.07652],[-89.10036,20.07791],[-89.10161,20.07835],[-89.10473,20.07944],[-89.10906,20.08098],[-89.11313,20.08239],[-89.11742,20.0839],[-89.12182,20.08544],[-89.12585,20.08686],[-89.12985,20.08826],[-89.13381,20.08965],[-89.13782,20.09103],[-89.141,20.09323],[-89.14364,20.09503],[-89.14656,20.09711],[-89.15028,20.09967],[-89.15449,20.10256],[-89.15832,20.10524],[-89.16235,20.10804],[-89.16632,20.1108],[-89.16971,20.11315],[-89.17291,20.11538],[-89.17633,20.11777],[-89.17983,20.12019],[-89.18347,20.12272],[-89.18654,20.12391],[-89.19019,20.12532],[-89.19279,20.12628],[-89.1941,20.1268],[-89.19601,20.12756],[-89.19904,20.12868],[-89.20405,20.1306],[-89.20853,20.13228],[-89.21279,20.13389],[-89.21696,20.13549],[-89.22047,20.13681],[-89.22391,20.13809],[-89.22656,20.13911],[-89.23056,20.13978],[-89.2357,20.14067],[-89.24093,20.14153],[-89.24593,20.14239],[-89.2512,20.1433],[-89.25577,20.14407],[-89.2565,20.14852],[-89.25727,20.15307],[-89.25775,20.15592],[-89.25835,20.15938],[-89.25902,20.16328],[-89.26229,20.16572],[-89.26584,20.16837],[-89.26968,20.17122],[-89.27348,20.17406],[-89.27766,20.17715],[-89.28089,20.17956],[-89.28414,20.18197],[-89.28685,20.18398],[-89.29019,20.18645],[-89.29385,20.18919],[-89.29768,20.19201],[-89.3017,20.19501],[-89.30536,20.19773],[-89.30814,20.19981],[-89.31176,20.20251],[-89.31459,20.20461],[-89.31757,20.20683],[-89.32037,20.20892],[-89.32289,20.21079],[-89.32537,20.21268],[-89.32885,20.21535],[-89.33223,20.21793],[-89.33606,20.22086],[-89.33914,20.22322],[-89.34173,20.22521],[-89.34505,20.22775],[-89.3487,20.23054],[-89.35242,20.23341],[-89.35629,20.23635],[-89.35955,20.23886],[-89.36204,20.24076],[-89.36551,20.24341],[-89.36929,20.24628],[-89.37233,20.24861],[-89.37607,20.25147],[-89.3789,20.25364],[-89.38212,20.25608],[-89.38604,20.25907],[-89.38961,20.2618],[-89.39297,20.2644],[-89.39588,20.2666],[-89.39919,20.26915],[-89.40303,20.27208],[-89.40708,20.27518],[-89.41051,20.27782],[-89.41465,20.28096],[-89.41855,20.28394],[-89.42361,20.28781],[-89.42872,20.29172],[-89.43126,20.29366],[-89.43418,20.29588],[-89.43777,20.29863],[-89.44105,20.30113],[-89.44483,20.30403],[-89.44781,20.30629],[-89.45038,20.30825],[-89.45364,20.31074],[-89.45598,20.31253],[-89.45855,20.31451],[-89.46222,20.31747],[-89.46561,20.32024],[-89.46895,20.32294],[-89.47108,20.3247],[-89.47497,20.32784],[-89.47909,20.33102],[-89.48224,20.33347],[-89.48575,20.33609],[-89.48947,20.33903],[-89.49342,20.3421],[-89.49689,20.34473],[-89.50052,20.34759],[-89.50426,20.35048],[-89.50759,20.35258],[-89.51145,20.355],[-89.51533,20.35742],[-89.51919,20.35986],[-89.52304,20.36223],[-89.52674,20.36457],[-89.53041,20.36687],[-89.53431,20.3693],[-89.53813,20.37167],[-89.54254,20.37444],[-89.54652,20.37692],[-89.55029,20.37928],[-89.55408,20.38168],[-89.55783,20.38408],[-89.5617,20.38654],[-89.56457,20.38838],[-89.56564,20.39125],[-89.56665,20.39393],[-89.56733,20.39539],[-89.56894,20.39974],[-89.57023,20.40314],[-89.56934,20.40527],[-89.56893,20.40566]]}}
Línea 230.0 kV | LineString | 230.0 kV | 2 |  |  | CFE |  |  |  |  | OpenStreetMap | {"type":"Feature","properties":{},"geometry":{"type":"LineString","coordinates":[[-99.24715,19.3249],[-99.24724,19.32366],[-99.24738,19.32159],[-99.24754,19.31917],[-99.24958,19.31515],[-99.25172,19.3109],[-99.25458,19.30283],[-99.25415,19.30006],[-99.25273,19.29572],[-99.25168,19.29394],[-99.2497,19.29215],[-99.24907,19.29182],[-99.24644,19.29043],[-99.24396,19.28945]]}}
Línea 230.0 kV | LineString | 230.0 kV | 2 |  |  | CFE |  |  |  |  | OpenStreetMap | {"type":"Feature","properties":{},"geometry":{"type":"LineString","coordinates":[[-99.2437,19.29103],[-99.24375,19.29049],[-99.24382,19.28995],[-99.24396,19.28945]]}}
Línea 230.0 kV | LineString | 230.0 kV | 2 |  |  | CFE |  |  |  |  | OpenStreetMap | {"type":"Feature","properties":{},"geometry":{"type":"LineString","coordinates":[[-99.24396,19.28945],[-99.24186,19.28853],[-99.23947,19.28752],[-99.2362,19.28614],[-99.23324,19.28489],[-99.2298,19.28344],[-99.22881,19.28303],[-99.22732,19.28239],[-99.22457,19.28122],[-99.22225,19.28025],[-99.21863,19.2787],[-99.21505,19.27722],[-99.21268,19.27619],[-99.21011,19.27512],[-99.20756,19.27402],[-99.20525,19.27302],[-99.20127,19.27133],[-99.19904,19.27038],[-99.19573,19.26897],[-99.19293,19.26778],[-99.19136,19.2671],[-99.18833,19.26583],[-99.18555,19.26465],[-99.18217,19.26323],[-99.17879,19.26178],[-99.17527,19.2603],[-99.17331,19.25949]]}}
Línea 230.0 kV | LineString | 230.0 kV | 1 |  |  | CFE |  |  |  |  | OpenStreetMap | {"type":"Feature","properties":{},"geometry":{"type":"LineString","coordinates":[[-99.17078,19.25998],[-99.17127,19.25985]]}}
Línea 230.0 kV | LineString | 230.0 kV | 4 |  |  | CFE |  |  |  |  | OpenStreetMap | {"type":"Feature","properties":{},"geometry":{"type":"LineString","coordinates":[[-99.1426,19.26359],[-99.14268,19.261],[-99.14349,19.25511],[-99.14399,19.25065],[-99.14436,19.24791],[-99.14416,19.24404],[-99.144,19.24097],[-99.14384,19.23782],[-99.14371,19.23521],[-99.14366,19.23346],[-99.1431,19.23143],[-99.14269,19.23019],[-99.14353,19.22835],[-99.14466,19.22583],[-99.1465,19.22159],[-99.14704,19.22042],[-99.14767,19.21906],[-99.14836,19.21624],[-99.149,19.21361],[-99.14956,19.21132],[-99.15025,19.20833],[-99.1508,19.20604],[-99.15159,19.20296],[-99.15215,19.20058],[-99.15274,19.19791],[-99.15342,19.19501],[-99.15417,19.19202],[-99.1549,19.1891],[-99.15549,19.18646],[-99.15621,19.18342],[-99.15696,19.18064],[-99.15766,19.17752],[-99.15847,19.17453],[-99.15898,19.17204],[-99.159,19.17018],[-99.15905,19.16701],[-99.15911,19.16385]]}}
Línea 230.0 kV | LineString | 230.0 kV | 2 |  |  | Comisión Federal de Electricidad |  |  |  |  | OpenStreetMap | {"type":"Feature","properties":{},"geometry":{"type":"LineString","coordinates":[[-102.12347,17.98786],[-102.12636,17.98888],[-102.12855,17.9896],[-102.13044,17.99023],[-102.13405,17.99144],[-102.13789,17.99271],[-102.14111,17.99379],[-102.14411,17.99479],[-102.14726,17.99584],[-102.15071,17.99698],[-102.15401,17.99809],[-102.1573,17.99918],[-102.16024,18.00016],[-102.1624,18.00089],[-102.16351,18.00209],[-102.16406,18.00229],[-102.16657,18.0007],[-102.16967,17.99877],[-102.17405,17.99625],[-102.17907,17.9931],[-102.18361,17.99002],[-102.18568,17.9845],[-102.1868,17.98155],[-102.18787,17.97872],[-102.18855,17.97829],[-102.19066,17.97686],[-102.19282,17.9754],[-102.19573,17.97282],[-102.19853,17.97033],[-102.19939,17.96998],[-102.20034,17.9692],[-102.2012,17.96849],[-102.20237,17.96753],[-102.20201,17.96633],[-102.20276,17.96541],[-102.20363,17.96438],[-102.20391,17.96381],[-102.20435,17.96263],[-102.20464,17.96188],[-102.20461,17.96113],[-102.2045,17.96029],[-102.20438,17.95934],[-102.20428,17.95846],[-102.20416,17.95749],[-102.20404,17.95649],[-102.20395,17.95568],[-102.20385,17.95488],[-102.20375,17.9541],[-102.20415,17.95361],[-102.20591,17.95378],[-102.20725,17.95264],[-102.20888,17.94956],[-102.21046,17.94656],[-102.21204,17.94359],[-102.2131,17.94153],[-102.21277,17.94136]]}}
Línea 230.0 kV | LineString | 230.0 kV |  |  |  | CFE |  |  |  |  | OpenStreetMap | {"type":"Feature","properties":{},"geometry":{"type":"LineString","coordinates":[[-102.18895,18.05015],[-102.19297,18.05014],[-102.19379,18.0494],[-102.19789,18.04578],[-102.20018,18.04376],[-102.20336,18.04095],[-102.20788,18.03695],[-102.2094,18.03562],[-102.21128,18.03396],[-102.21621,18.02959],[-102.21961,18.02658],[-102.22053,18.02476],[-102.22195,18.02188],[-102.22328,18.01918],[-102.22458,18.01657],[-102.22589,18.0139],[-102.22715,18.01132],[-102.22825,18.00912],[-102.22936,18.00685],[-102.23077,18.00401],[-102.23184,18.00185],[-102.23191,18.00173],[-102.23245,18.00036],[-102.23275,17.99962],[-102.23337,17.99808],[-102.23422,17.99597],[-102.23487,17.99449],[-102.23507,17.99385],[-102.23609,17.9913],[-102.23644,17.99045],[-102.23812,17.98629],[-102.23868,17.98489],[-102.23933,17.98327],[-102.23934,17.98307],[-102.23947,17.98082],[-102.23962,17.97866],[-102.23965,17.97819],[-102.23983,17.97495],[-102.23956,17.9723],[-102.23931,17.96957],[-102.23902,17.96701],[-102.23878,17.96443],[-102.23837,17.96057],[-102.23805,17.9573],[-102.23769,17.95404],[-102.23729,17.95058],[-102.23577,17.94816],[-102.23443,17.94597],[-102.23303,17.94384],[-102.23168,17.9417],[-102.23021,17.93935],[-102.22925,17.93784],[-102.22923,17.93782],[-102.22866,17.93693],[-102.22734,17.93474],[-102.22523,17.93357],[-102.22302,17.93227],[-102.22085,17.93101],[-102.21902,17.92994],[-102.21615,17.92856],[-102.21307,17.92707],[-102.20998,17.92558],[-102.20713,17.92421],[-102.20407,17.92273],[-102.20088,17.92118],[-102.19806,17.91978],[-102.19535,17.91852],[-102.19307,17.91741],[-102.1906,17.91653],[-102.188,17.91598],[-102.18609,17.91588],[-102.18462,17.91855],[-102.18336,17.92076],[-102.18257,17.92216],[-102.18242,17.92234]]}}
Línea 230.0 kV | LineString | 230.0 kV |  |  |  | CFE |  |  |  |  | OpenStreetMap | {"type":"Feature","properties":{},"geometry":{"type":"LineString","coordinates":[[-104.46203,28.21022],[-104.46219,28.20807],[-104.46256,28.20666],[-104.4627,28.20602],[-104.46371,28.20545],[-104.46607,28.2059],[-104.46965,28.20659],[-104.47345,28.20733],[-104.47677,28.20798],[-104.47994,28.20859],[-104.48254,28.20907],[-104.48484,28.20957],[-104.48827,28.21021],[-104.492,28.21095],[-104.49558,28.21163],[-104.49887,28.21224],[-104.50247,28.21293],[-104.50625,28.21369],[-104.50968,28.21439],[-104.51336,28.21508],[-104.51706,28.21578],[-104.52084,28.21652],[-104.52472,28.2173],[-104.52803,28.21794],[-104.53164,28.2186],[-104.53532,28.21928],[-104.53912,28.22005],[-104.5429,28.22078],[-104.54647,28.22145],[-104.55026,28.22223],[-104.55345,28.22284],[-104.5653,28.22516],[-104.56907,28.22592],[-104.57776,28.22756],[-104.57893,28.22777],[-104.58489,28.22888],[-104.58863,28.2296],[-104.59223,28.23027],[-104.59634,28.23112],[-104.60022,28.23185],[-104.60357,28.23051],[-104.60672,28.22922],[-104.61057,28.22765],[-104.61447,28.22607],[-104.61906,28.22419],[-104.62279,28.22268],[-104.62579,28.22145],[-104.62828,28.2204],[-104.63246,28.21872],[-104.63752,28.21663],[-104.64206,28.21479],[-104.64504,28.2136],[-104.64949,28.21172],[-104.65428,28.20979],[-104.65876,28.208],[-104.66263,28.20637],[-104.66625,28.2049],[-104.67156,28.20274],[-104.67573,28.20102],[-104.68047,28.19911],[-104.68607,28.19678],[-104.68932,28.19547],[-104.69296,28.19396],[-104.69663,28.19243],[-104.70027,28.19097],[-104.7039,28.18948],[-104.70739,28.18805],[-104.71089,28.18658],[-104.71453,28.18511],[-104.71804,28.18369],[-104.72203,28.18205],[-104.72673,28.18016],[-104.73133,28.18064],[-104.73629,28.18121],[-104.74196,28.18184],[-104.74569,28.18219],[-104.75089,28.1828],[-104.7548,28.18317],[-104.76115,28.18389],[-104.76557,28.18437],[-104.7692,28.18491],[-104.77234,28.18536],[-104.77721,28.18612],[-104.78183,28.18681],[-104.78607,28.18748],[-104.79037,28.18811],[-104.7946,28.18875],[-104.79862,28.18935],[-104.80224,28.1899],[-104.8061,28.19047],[-104.81011,28.19109],[-104.81397,28.19166],[-104.81777,28.19223],[-104.82162,28.19279],[-104.8255,28.19337],[-104.82947,28.19399],[-104.82957,28.19401],[-104.83346,28.19459],[-104.83742,28.1952],[-104.84122,28.19578],[-104.8451,28.19636],[-104.84901,28.19694],[-104.85296,28.19753],[-104.85676,28.1981],[-104.86057,28.19867],[-104.86447,28.19928],[-104.86852,28.19985],[-104.87236,28.20045],[-104.87608,28.20101],[-104.87921,28.20148],[-104.88363,28.20214],[-104.88786,28.20278],[-104.89148,28.20331],[-104.89516,28.20387],[-104.89894,28.20442],[-104.90319,28.20507],[-104.90717,28.20568],[-104.9111,28.20626],[-104.91507,28.20685],[-104.91891,28.20745],[-104.92281,28.208],[-104.92666,28.20859],[-104.93046,28.20915],[-104.93407,28.2097],[-104.93854,28.21037],[-104.94372,28.21114],[-104.94806,28.21005],[-104.95079,28.20932],[-104.95431,28.20846],[-104.95809,28.20755],[-104.9619,28.20659],[-104.96485,28.20586],[-104.96863,28.20489],[-104.97215,28.20401],[-104.97581,28.20309],[-104.97953,28.20216],[-104.98375,28.20113],[-104.98813,28.19998],[-104.99161,28.19912],[-104.99531,28.19821],[-104.99939,28.1972],[-105.00395,28.19606],[-105.00876,28.19485],[-105.01173,28.19412],[-105.01446,28.19341],[-105.01839,28.19243],[-105.0225,28.19139],[-105.02739,28.19015],[-105.03129,28.18915],[-105.03455,28.18839],[-105.03794,28.18753],[-105.04363,28.18611],[-105.04795,28.18502],[-105.05213,28.18396],[-105.05544,28.18313],[-105.05981,28.18205],[-105.06273,28.18131],[-105.06553,28.1806],[-105.06928,28.17966],[-105.07311,28.1787],[-105.07703,28.17771],[-105.08088,28.17678],[-105.08468,28.17581],[-105.08867,28.1748],[-105.09249,28.17386],[-105.09639,28.17287],[-105.09955,28.17208],[-105.10347,28.17107],[-105.10753,28.17012],[-105.11131,28.16912],[-105.11523,28.16813],[-105.11917,28.16714],[-105.12302,28.1662],[-105.12691,28.16518],[-105.1308,28.16421],[-105.13456,28.16325],[-105.13842,28.16228],[-105.14234,28.1613],[-105.14607,28.16035],[-105.14988,28.15941],[-105.15369,28.15847],[-105.15762,28.15748],[-105.16139,28.15647],[-105.16482,28.15562],[-105.16787,28.15494],[-105.17313,28.15358],[-105.17615,28.15277],[-105.18152,28.15144],[-105.18776,28.14986],[-105.19036,28.14924],[-105.19516,28.14869],[-105.1992,28.14829],[-105.20318,28.14785],[-105.20871,28.14727],[-105.21356,28.14671],[-105.21744,28.14635],[-105.21998,28.14609],[-105.2236,28.14567],[-105.22783,28.14525],[-105.23096,28.1449],[-105.23514,28.14449],[-105.23912,28.14406],[-105.24387,28.14358],[-105.2469,28.14325],[-105.25212,28.14269],[-105.25573,28.14362],[-105.25913,28.1445],[-105.26388,28.14574],[-105.26801,28.14681],[-105.27022,28.14735],[-105.27172,28.14736],[-105.27692,28.14732],[-105.27975,28.14735],[-105.28431,28.14731],[-105.28735,28.1473],[-105.29152,28.14729],[-105.29586,28.14724],[-105.30057,28.14723],[-105.305,28.14723],[-105.31296,28.14723],[-105.31579,28.14939],[-105.31932,28.1521],[-105.32239,28.15432],[-105.32515,28.15644],[-105.32762,28.15833],[-105.33067,28.16057],[-105.33371,28.16287],[-105.33687,28.16526],[-105.34036,28.1652],[-105.344,28.16504],[-105.34843,28.16492],[-105.35233,28.16484],[-105.35644,28.16473],[-105.35999,28.16459],[-105.36343,28.16455],[-105.36737,28.16442],[-105.37173,28.16426],[-105.3756,28.16426],[-105.37947,28.16428],[-105.38409,28.16427],[-105.38855,28.16425],[-105.39155,28.16426],[-105.39469,28.1643],[-105.39827,28.1643],[-105.40095,28.1635],[-105.40509,28.16218],[-105.40974,28.16079],[-105.41407,28.15945],[-105.41804,28.15952],[-105.42188,28.15953],[-105.42253,28.15956],[-105.42273,28.15983],[-105.42271,28.16329],[-105.42385,28.16421],[-105.42793,28.16399],[-105.43095,28.164],[-105.43402,28.16401],[-105.43761,28.16184],[-105.44017,28.16227],[-105.44281,28.16274]]}}
Línea 230.0 kV | LineString | 230.0 kV | 1 |  |  | CFE |  |  |  |  | OpenStreetMap | {"type":"Feature","properties":{},"geometry":{"type":"LineString","coordinates":[[-105.43959,28.15385],[-105.43984,28.15068],[-105.44007,28.14717],[-105.44032,28.14339],[-105.44057,28.13979],[-105.44079,28.13656],[-105.44102,28.1333],[-105.44131,28.13011],[-105.44068,28.12629],[-105.44012,28.1225],[-105.43956,28.11867],[-105.439,28.11493],[-105.43845,28.1111],[-105.43788,28.10725],[-105.4373,28.10337],[-105.43465,28.10086],[-105.43187,28.09823],[-105.42888,28.0954],[-105.42628,28.09296],[-105.4237,28.09053],[-105.41888,28.08598],[-105.41634,28.08358],[-105.41297,28.08162],[-105.40958,28.07963],[-105.40653,28.07784],[-105.4038,28.07626],[-105.40151,28.07492],[-105.39804,28.07288],[-105.3948,28.07099],[-105.39106,28.06881],[-105.38784,28.06693],[-105.38445,28.06493],[-105.38114,28.063],[-105.37766,28.06095],[-105.3755,28.05812],[-105.37346,28.0554],[-105.37149,28.05278],[-105.36946,28.05007],[-105.36741,28.04736],[-105.36526,28.04452],[-105.36305,28.04159],[-105.36073,28.0385],[-105.35853,28.03557],[-105.35625,28.03254],[-105.35325,28.02855],[-105.35123,28.02583],[-105.34839,28.022],[-105.34633,28.01922],[-105.34416,28.01627],[-105.3418,28.01309],[-105.33952,28.01002],[-105.33717,28.00685],[-105.33487,28.00374],[-105.3327,28.00081],[-105.3306,27.99794],[-105.32859,27.99523],[-105.32653,27.99251],[-105.32464,27.98995],[-105.3228,27.98749],[-105.32026,27.98407],[-105.31788,27.98082],[-105.31571,27.97787],[-105.31402,27.97562],[-105.31185,27.97267],[-105.3094,27.96936],[-105.30706,27.96618],[-105.30478,27.96309],[-105.30252,27.96008],[-105.3006,27.95744],[-105.29884,27.95506],[-105.29702,27.9526],[-105.29502,27.9499],[-105.29278,27.94686],[-105.29079,27.94415],[-105.28871,27.94136],[-105.28672,27.93866],[-105.28472,27.93593],[-105.28277,27.93328],[-105.28058,27.93035],[-105.27874,27.92785],[-105.27685,27.9253],[-105.2748,27.9225],[-105.27279,27.91979],[-105.27102,27.91737],[-105.26911,27.91481],[-105.26717,27.91217],[-105.26528,27.9096],[-105.26333,27.90696],[-105.26134,27.90423],[-105.25914,27.90132],[-105.257,27.89846],[-105.25489,27.89559],[-105.2529,27.89285],[-105.25339,27.88993],[-105.25393,27.88658],[-105.25453,27.8835],[-105.25503,27.88077],[-105.25307,27.87792],[-105.25089,27.87477],[-105.2487,27.87151],[-105.24641,27.86822],[-105.24429,27.86511],[-105.24223,27.86214],[-105.24001,27.85887],[-105.23779,27.85564],[-105.23567,27.85258],[-105.23374,27.84972],[-105.23166,27.84672],[-105.22957,27.84365],[-105.22756,27.84069],[-105.22544,27.83763],[-105.22315,27.8343],[-105.22083,27.83094],[-105.21902,27.82831],[-105.21689,27.82515],[-105.21528,27.82282],[-105.21322,27.81977],[-105.21075,27.81625],[-105.20869,27.81317],[-105.20635,27.80989],[-105.20424,27.8067],[-105.20233,27.80396],[-105.20023,27.80087],[-105.19824,27.79796],[-105.19639,27.7952],[-105.19444,27.79238],[-105.19243,27.78948],[-105.18888,27.78836],[-105.18469,27.78708],[-105.18047,27.78577],[-105.17653,27.78456],[-105.17215,27.78321],[-105.16929,27.78307],[-105.16643,27.78292],[-105.16248,27.78272],[-105.15913,27.78254],[-105.1561,27.78238],[-105.15303,27.78219],[-105.15132,27.7796],[-105.14935,27.77663],[-105.14752,27.77384],[-105.14538,27.77056],[-105.14341,27.76752],[-105.14112,27.76401],[-105.13929,27.76119],[-105.13734,27.75823],[-105.13519,27.75494],[-105.13281,27.75127],[-105.13077,27.74815],[-105.12892,27.74527],[-105.12705,27.74246],[-105.12529,27.73973],[-105.12351,27.737],[-105.12157,27.73403],[-105.11973,27.73123],[-105.11765,27.72804],[-105.11561,27.72491],[-105.11373,27.72202],[-105.11166,27.71882],[-105.10983,27.71601],[-105.10813,27.71344],[-105.10631,27.71063],[-105.10466,27.7081],[-105.1029,27.7054],[-105.10093,27.70235],[-105.09894,27.69931],[-105.09673,27.69595],[-105.09477,27.69291],[-105.09277,27.68986],[-105.09064,27.68661],[-105.08849,27.68331],[-105.08636,27.68005],[-105.0844,27.677],[-105.08261,27.67428],[-105.0798,27.67204],[-105.07703,27.66978],[-105.07432,27.66767],[-105.07151,27.66538],[-105.06861,27.66313],[-105.06674,27.66155],[-105.06479,27.65996],[-105.06394,27.65942],[-105.06351,27.65892]]}}
Línea 230.0 kV | LineString | 230.0 kV |  |  |  | CFE |  |  |  |  | OpenStreetMap | {"type":"Feature","properties":{},"geometry":{"type":"LineString","coordinates":[[-105.44483,28.16486],[-105.4437,28.16234],[-105.44257,28.15988],[-105.44104,28.15692],[-105.43959,28.15385]]}}
Línea 230.0 kV | LineString | 230.0 kV |  |  |  | CFE |  |  |  |  | OpenStreetMap | {"type":"Feature","properties":{},"geometry":{"type":"LineString","coordinates":[[-107.90016,30.52472],[-107.89957,30.52467],[-107.8969,30.52438],[-107.89415,30.52607],[-107.89143,30.52775],[-107.88672,30.52781],[-107.88172,30.5279],[-107.87725,30.52795],[-107.8727,30.528],[-107.86851,30.53212],[-107.86598,30.53452],[-107.86666,30.53876],[-107.86743,30.54377],[-107.86787,30.54652],[-107.86837,30.54969],[-107.86864,30.55131],[-107.86931,30.55596],[-107.87037,30.5625],[-107.87078,30.56525],[-107.87133,30.56874],[-107.87204,30.57332],[-107.87239,30.5754],[-107.87271,30.57755],[-107.87317,30.57999],[-107.87359,30.58323],[-107.87443,30.58853],[-107.87466,30.58987],[-107.87494,30.59157],[-107.87582,30.59721],[-107.87625,30.60007],[-107.87704,30.60507],[-107.87778,30.60986],[-107.87857,30.61488],[-107.87926,30.61947],[-107.88292,30.62166],[-107.88629,30.62364],[-107.8895,30.62543],[-107.88934,30.62879],[-107.88913,30.63209],[-107.88855,30.63644],[-107.88796,30.64102],[-107.88732,30.64568],[-107.8867,30.65006],[-107.88603,30.65467],[-107.88547,30.6591],[-107.88491,30.66352],[-107.8843,30.66813],[-107.88373,30.67244],[-107.88313,30.67691],[-107.88257,30.68143],[-107.88195,30.68593],[-107.88142,30.69032],[-107.88081,30.69502],[-107.88016,30.69992],[-107.87959,30.7044],[-107.87893,30.70928],[-107.87842,30.71335],[-107.87887,30.71787],[-107.87933,30.72269],[-107.87983,30.72751],[-107.88029,30.73236],[-107.88081,30.73723],[-107.8813,30.74205],[-107.88172,30.74677],[-107.88221,30.75158],[-107.88272,30.75646],[-107.88322,30.7614],[-107.88374,30.7663],[-107.88417,30.77127],[-107.88474,30.77617],[-107.88519,30.78116],[-107.88572,30.78602],[-107.88616,30.79083],[-107.88665,30.79568],[-107.88718,30.80048],[-107.88764,30.80509],[-107.88808,30.80976],[-107.8886,30.81482],[-107.88909,30.81969],[-107.88957,30.82447],[-107.89009,30.82935],[-107.89057,30.83415],[-107.89103,30.83902],[-107.89149,30.84384],[-107.89201,30.84862],[-107.89248,30.85338],[-107.89295,30.8583],[-107.89346,30.86319],[-107.89397,30.86793],[-107.89446,30.87277],[-107.89491,30.87764],[-107.89539,30.8825],[-107.89592,30.88739],[-107.89637,30.89222],[-107.89688,30.89707],[-107.89731,30.90145],[-107.89747,30.90578],[-107.8977,30.91038],[-107.8978,30.91458],[-107.89801,30.91919],[-107.89811,30.92368],[-107.89828,30.92832],[-107.89847,30.93291],[-107.89864,30.93754],[-107.89876,30.94201],[-107.89892,30.94649],[-107.89907,30.95074],[-107.89922,30.95566],[-107.89939,30.96001],[-107.90254,30.96341],[-107.90569,30.96681],[-107.90854,30.96987],[-107.91209,30.97373],[-107.91559,30.97747],[-107.91929,30.98145],[-107.92265,30.9851],[-107.9261,30.98885],[-107.92978,30.99279],[-107.93322,30.99652],[-107.93686,31.00042],[-107.93968,31.00347],[-107.94313,31.00719],[-107.94616,31.01049],[-107.94955,31.01413],[-107.95239,31.0172],[-107.95521,31.02117],[-107.95825,31.02537],[-107.96095,31.02913],[-107.96373,31.03305],[-107.96544,31.03676],[-107.96706,31.04038],[-107.96799,31.04253],[-107.96863,31.04415],[-107.9687,31.04463]]}}
Línea 230.0 kV | LineString | 230.0 kV | 1 |  |  | CFE |  |  |  |  | OpenStreetMap | {"type":"Feature","properties":{},"geometry":{"type":"LineString","coordinates":[[-105.43959,28.15385],[-105.43761,28.15048],[-105.43582,28.14723],[-105.4342,28.14429],[-105.43263,28.14145],[-105.43109,28.13869],[-105.42946,28.1357],[-105.42785,28.13277],[-105.42635,28.13001],[-105.42462,28.12696],[-105.42299,28.124],[-105.42126,28.12085],[-105.41981,28.11819],[-105.41821,28.11605],[-105.41657,28.1139],[-105.4148,28.11158],[-105.41241,28.10839],[-105.41013,28.10539],[-105.40799,28.10251],[-105.40579,28.09961],[-105.40373,28.0968],[-105.40146,28.09391],[-105.39932,28.09101],[-105.39716,28.08816],[-105.39491,28.0852],[-105.39273,28.08231],[-105.39031,28.07905],[-105.38793,28.0759],[-105.38583,28.07315],[-105.38383,28.07048],[-105.38146,28.06732],[-105.37908,28.06419],[-105.37699,28.06142],[-105.37488,28.05862],[-105.37269,28.05569],[-105.37056,28.05287],[-105.36843,28.05002],[-105.36642,28.04733],[-105.36425,28.04447],[-105.36207,28.04152],[-105.3599,28.03871],[-105.35775,28.03582],[-105.35534,28.03261],[-105.35265,28.02917],[-105.35065,28.02638],[-105.34775,28.02249],[-105.34546,28.01938],[-105.3433,28.01646],[-105.34099,28.01336],[-105.33875,28.01038],[-105.33664,28.0075],[-105.33435,28.00436],[-105.3323,28.00161],[-105.33015,27.99873],[-105.32805,27.99588],[-105.32586,27.99296],[-105.32379,27.99009],[-105.32182,27.98743],[-105.31937,27.98411],[-105.31708,27.98106],[-105.31473,27.97789],[-105.31285,27.97531],[-105.31073,27.97246],[-105.30867,27.96961],[-105.30657,27.96686],[-105.30433,27.96383],[-105.30229,27.96091],[-105.30008,27.95806],[-105.29796,27.95515],[-105.29581,27.9522],[-105.29344,27.94907],[-105.29154,27.94649],[-105.28943,27.94362],[-105.28728,27.94069],[-105.28517,27.93775],[-105.28288,27.93479],[-105.28073,27.93182],[-105.27826,27.92855],[-105.27602,27.92546],[-105.27391,27.92262],[-105.27129,27.91912],[-105.26935,27.91647],[-105.26732,27.91367],[-105.26518,27.91081],[-105.26331,27.90829],[-105.26129,27.90553],[-105.25891,27.90237],[-105.25626,27.89874],[-105.254,27.89569],[-105.2522,27.89323],[-105.25033,27.89067],[-105.24817,27.88773],[-105.24616,27.88504],[-105.24408,27.88222],[-105.24221,27.87967],[-105.24045,27.87731],[-105.23839,27.87443],[-105.23627,27.87163],[-105.23396,27.86845],[-105.23186,27.86561],[-105.22968,27.8626],[-105.22741,27.85957],[-105.22524,27.85662],[-105.22311,27.85374],[-105.22078,27.85056],[-105.21859,27.84763],[-105.21595,27.84404],[-105.21362,27.8409],[-105.21133,27.83779],[-105.20947,27.83523],[-105.20782,27.83298],[-105.20601,27.83054],[-105.20403,27.82783],[-105.20168,27.82471],[-105.19976,27.82085],[-105.19875,27.81888],[-105.19744,27.81631],[-105.19582,27.81318],[-105.19422,27.81007],[-105.19235,27.80634],[-105.19107,27.80388],[-105.18887,27.79971],[-105.18798,27.79781],[-105.18613,27.7942],[-105.18312,27.792],[-105.1796,27.78941],[-105.17609,27.78677],[-105.17292,27.78443],[-105.17021,27.78246],[-105.16752,27.78044],[-105.16561,27.77794],[-105.16336,27.77502],[-105.16174,27.77288],[-105.16016,27.77085],[-105.15822,27.76837],[-105.15635,27.76589],[-105.15461,27.7637],[-105.15253,27.761],[-105.14963,27.75726],[-105.14804,27.75518],[-105.14615,27.75273],[-105.14345,27.74924],[-105.14088,27.74588],[-105.13852,27.74283],[-105.13633,27.74],[-105.13405,27.73701],[-105.13174,27.73403],[-105.1295,27.73114],[-105.12726,27.72823],[-105.12513,27.72546],[-105.12301,27.72271],[-105.12089,27.71994],[-105.11856,27.71696],[-105.11652,27.71418],[-105.11456,27.71174],[-105.11238,27.70892],[-105.11035,27.70631],[-105.1083,27.70364],[-105.10619,27.70088],[-105.104,27.69806],[-105.10176,27.69515],[-105.09958,27.69231],[-105.09738,27.68947],[-105.09526,27.68672],[-105.09301,27.68379],[-105.09078,27.68089],[-105.08858,27.67805],[-105.08669,27.67558],[-105.08392,27.67306],[-105.08125,27.67061],[-105.07858,27.6682],[-105.07586,27.66572],[-105.07269,27.66284],[-105.07037,27.66076],[-105.06752,27.65815],[-105.06497,27.65781],[-105.06481,27.65769]]}}
Línea 230.0 kV | LineString | 230.0 kV | 2 |  |  | Comisión Federal de Electricidad |  |  |  |  | OpenStreetMap | {"type":"Feature","properties":{},"geometry":{"type":"LineString","coordinates":[[-86.88723,21.07299],[-86.89019,21.07259],[-86.89338,21.073],[-86.89641,21.07345],[-86.89981,21.07392],[-86.90215,21.07425],[-86.90501,21.07463],[-86.90758,21.07498],[-86.91048,21.07491],[-86.91328,21.07517],[-86.91652,21.07562],[-86.91944,21.07604],[-86.92307,21.07654],[-86.92657,21.07698],[-86.92966,21.07743],[-86.9361,21.07835],[-86.93955,21.0788],[-86.94249,21.07923],[-86.9455,21.07962],[-86.94901,21.08009],[-86.95184,21.08047],[-86.95495,21.0809],[-86.95854,21.0814],[-86.96159,21.08182],[-86.96457,21.08223],[-86.96826,21.08273],[-86.97129,21.08315],[-86.97463,21.08361],[-86.97814,21.08409],[-86.97985,21.08431],[-86.98138,21.08453],[-86.98468,21.08497],[-86.98849,21.08551],[-86.99165,21.08593],[-86.99454,21.08631],[-86.99769,21.08674],[-86.99987,21.08565],[-87.00235,21.08442],[-87.00492,21.08316],[-87.00822,21.08153],[-87.01086,21.08022],[-87.01359,21.07887],[-87.01692,21.07723],[-87.01945,21.07598],[-87.02234,21.07454],[-87.02396,21.07376],[-87.0254,21.07304],[-87.02828,21.07159],[-87.03109,21.07021],[-87.03348,21.06904],[-87.03611,21.06773],[-87.0393,21.06617],[-87.04218,21.06474],[-87.04476,21.06347],[-87.04783,21.06195],[-87.0506,21.06059],[-87.05326,21.0593],[-87.05621,21.05782],[-87.0591,21.05638],[-87.06166,21.05513],[-87.0649,21.05353],[-87.06786,21.05207],[-87.06902,21.05148],[-87.07033,21.05085],[-87.07349,21.04929],[-87.07619,21.04793],[-87.07873,21.04667],[-87.08181,21.04517],[-87.08479,21.04369],[-87.08775,21.04222],[-87.09066,21.0408],[-87.09373,21.03929],[-87.0963,21.03799],[-87.09772,21.03731],[-87.09898,21.03668],[-87.10212,21.03512],[-87.10477,21.03382],[-87.1076,21.03245],[-87.11054,21.03096],[-87.1136,21.02944],[-87.11658,21.02797],[-87.11911,21.02672],[-87.1222,21.02521],[-87.12529,21.02366],[-87.12813,21.02204],[-87.131,21.02038],[-87.13345,21.01895],[-87.13592,21.01753],[-87.13831,21.01615],[-87.14053,21.01489],[-87.14305,21.01342],[-87.14567,21.0119],[-87.14821,21.01044],[-87.15106,21.00874],[-87.15238,21.00799],[-87.15376,21.00718],[-87.15663,21.00552],[-87.15947,21.00394],[-87.16235,21.00228],[-87.16529,21.00058],[-87.16808,20.99897],[-87.17063,20.99749],[-87.17309,20.99607],[-87.17556,20.99464],[-87.17819,20.99316],[-87.17946,20.99242],[-87.18074,20.9917],[-87.18353,20.99004],[-87.18639,20.98837],[-87.18894,20.98692],[-87.19122,20.9856],[-87.19418,20.98388],[-87.1968,20.98237],[-87.19942,20.98085],[-87.20229,20.97919],[-87.20532,20.97811],[-87.209,20.97678],[-87.21241,20.97555],[-87.21582,20.97433],[-87.21888,20.97324],[-87.22193,20.97213],[-87.22508,20.971],[-87.22827,20.96984],[-87.23127,20.96877],[-87.23432,20.96766],[-87.23576,20.96714],[-87.23739,20.96654],[-87.24044,20.96545],[-87.24357,20.96431],[-87.24663,20.96323],[-87.24978,20.96209],[-87.25275,20.96102],[-87.2558,20.95993],[-87.25886,20.95883],[-87.26201,20.95768],[-87.26506,20.95661],[-87.26655,20.95605],[-87.26811,20.95549],[-87.27126,20.95436],[-87.2744,20.95323],[-87.27753,20.95209],[-87.28042,20.95106],[-87.28356,20.94994],[-87.28658,20.94884],[-87.2893,20.94784],[-87.29253,20.94668],[-87.29637,20.94532],[-87.29918,20.94429],[-87.30196,20.9433],[-87.30474,20.94228],[-87.30779,20.9412],[-87.31099,20.94005],[-87.3139,20.939],[-87.31694,20.9379],[-87.31999,20.93681],[-87.32287,20.93578],[-87.32574,20.93475],[-87.32879,20.93364],[-87.33184,20.93255],[-87.33478,20.93147],[-87.33785,20.9304],[-87.33937,20.92985],[-87.3409,20.92929],[-87.34376,20.92827],[-87.34681,20.92717],[-87.34969,20.92615],[-87.35265,20.92506],[-87.35562,20.924],[-87.35858,20.92292],[-87.36163,20.92183],[-87.36475,20.9207],[-87.36773,20.91963],[-87.37042,20.91868],[-87.37339,20.91762],[-87.37493,20.91708],[-87.37644,20.91653],[-87.37931,20.91548],[-87.38255,20.91431],[-87.38562,20.91324],[-87.38858,20.91216],[-87.39171,20.91102],[-87.39477,20.90992],[-87.39764,20.90889],[-87.40068,20.90777],[-87.40366,20.90671],[-87.40661,20.90566],[-87.40938,20.90466],[-87.41253,20.90352],[-87.41558,20.90242],[-87.41872,20.9013],[-87.42141,20.90032],[-87.42308,20.89973],[-87.42474,20.89913],[-87.4278,20.89803],[-87.43067,20.897],[-87.43373,20.89589],[-87.43642,20.89493],[-87.4403,20.89352],[-87.44337,20.89244],[-87.44722,20.89105],[-87.45054,20.88985],[-87.45377,20.88869],[-87.45654,20.88769],[-87.45995,20.88645],[-87.46273,20.88545],[-87.46637,20.88413],[-87.46914,20.88313],[-87.47247,20.88195],[-87.47548,20.88084],[-87.47875,20.8797],[-87.4817,20.87862],[-87.48383,20.87783],[-87.48661,20.87736],[-87.48942,20.87689],[-87.49238,20.87641],[-87.49551,20.87588],[-87.49864,20.87536],[-87.50185,20.87482],[-87.50497,20.87428],[-87.50792,20.87379],[-87.51113,20.87325],[-87.51422,20.87269],[-87.51715,20.87219],[-87.52044,20.87165],[-87.52388,20.87106],[-87.52727,20.8705],[-87.53048,20.86996],[-87.53373,20.86941],[-87.53648,20.86895],[-87.53959,20.86842],[-87.54272,20.8679],[-87.54584,20.86736],[-87.54924,20.86679],[-87.55246,20.86624],[-87.55567,20.8657],[-87.55895,20.86514],[-87.56053,20.86488],[-87.56211,20.86461],[-87.56532,20.86407],[-87.56843,20.86354],[-87.57166,20.863],[-87.57478,20.86247],[-87.57799,20.86193],[-87.58121,20.86139],[-87.58443,20.86085],[-87.58764,20.86029],[-87.59073,20.85999],[-87.59375,20.8597],[-87.59701,20.85937],[-87.60045,20.85903],[-87.60378,20.8587],[-87.60689,20.85838],[-87.6094,20.85797],[-87.61224,20.85748],[-87.61536,20.85695],[-87.61867,20.85639],[-87.62189,20.85584],[-87.62491,20.85532],[-87.62813,20.85478],[-87.6313,20.85424],[-87.63443,20.8537],[-87.63609,20.85343],[-87.63758,20.85318],[-87.6408,20.85263],[-87.64401,20.85209],[-87.64722,20.85155],[-87.65025,20.85102],[-87.65356,20.85046],[-87.65706,20.84987],[-87.66046,20.84929],[-87.66351,20.84878],[-87.66617,20.84687],[-87.6687,20.84505],[-87.67103,20.84335],[-87.67355,20.84153],[-87.6762,20.8396],[-87.6791,20.83751],[-87.68199,20.83544],[-87.68472,20.83344],[-87.68609,20.83247],[-87.68746,20.83147],[-87.69019,20.82949],[-87.6927,20.82768],[-87.6958,20.82543],[-87.69861,20.82342],[-87.70143,20.82139],[-87.70416,20.81941],[-87.70549,20.81845],[-87.70681,20.81749],[-87.70969,20.81541],[-87.71257,20.81333],[-87.71537,20.8113],[-87.7181,20.80932],[-87.72084,20.80734],[-87.72358,20.80537],[-87.72638,20.80334],[-87.72911,20.80136],[-87.73048,20.80038],[-87.73185,20.79938],[-87.7345,20.79747],[-87.73724,20.79548],[-87.74003,20.79345],[-87.74276,20.79147],[-87.74549,20.7895],[-87.74816,20.78756],[-87.75082,20.78565],[-87.75363,20.78361],[-87.75644,20.78156],[-87.75909,20.77965],[-87.76198,20.77755],[-87.7647,20.77558],[-87.7675,20.77356],[-87.7703,20.77152],[-87.77175,20.77048],[-87.77304,20.76954],[-87.77561,20.76769],[-87.7782,20.76579],[-87.781,20.76378],[-87.7838,20.76174],[-87.78653,20.75976],[-87.78918,20.75783],[-87.79206,20.75575],[-87.79345,20.75476],[-87.7948,20.75377],[-87.79745,20.75185],[-87.80018,20.74988],[-87.80282,20.74795],[-87.80572,20.74587],[-87.80859,20.74377],[-87.81139,20.74175],[-87.81419,20.73971],[-87.81556,20.73872],[-87.81693,20.73773],[-87.8195,20.73586],[-87.82229,20.73381],[-87.82508,20.73178],[-87.82783,20.72979],[-87.83063,20.72776],[-87.83333,20.7258],[-87.83599,20.72388],[-87.83879,20.72183],[-87.84176,20.71969],[-87.84456,20.71766],[-87.84735,20.71564],[-87.85007,20.71366],[-87.85148,20.71263],[-87.85288,20.71163],[-87.8556,20.70965],[-87.8584,20.70762],[-87.86121,20.70556],[-87.86399,20.70353],[-87.86679,20.70152],[-87.86924,20.69975],[-87.87185,20.69785],[-87.87468,20.69581],[-87.8772,20.69397],[-87.87994,20.69199],[-87.88274,20.68994],[-87.88557,20.68791],[-87.88851,20.68575],[-87.89148,20.6836],[-87.89421,20.68161],[-87.89702,20.67956],[-87.89968,20.67765],[-87.90288,20.67533],[-87.9056,20.67334],[-87.90842,20.67128],[-87.91093,20.66946],[-87.91371,20.66746],[-87.91657,20.66539],[-87.91931,20.66343],[-87.92212,20.66134],[-87.92525,20.66215],[-87.92793,20.66285],[-87.93116,20.66369],[-87.93429,20.66451],[-87.93741,20.66532],[-87.94045,20.66612],[-87.9435,20.66692],[-87.94664,20.66774],[-87.94988,20.66859],[-87.95143,20.66901],[-87.95298,20.66939],[-87.95664,20.67035],[-87.95986,20.67121],[-87.96301,20.67202],[-87.96596,20.6728],[-87.96911,20.67363],[-87.97184,20.67434],[-87.97539,20.67528],[-87.9787,20.67614],[-87.98176,20.67694],[-87.98502,20.67778],[-87.98881,20.67877],[-87.99259,20.67977],[-87.99418,20.68018],[-87.99574,20.68059],[-87.99925,20.68151],[-88.00247,20.68238],[-88.00572,20.6832],[-88.00895,20.68405],[-88.01228,20.68491],[-88.01561,20.6856],[-88.0194,20.68633],[-88.02284,20.68701],[-88.02653,20.68772],[-88.03001,20.68841],[-88.03262,20.68893],[-88.03591,20.68958],[-88.03915,20.69022],[-88.04099,20.69059],[-88.04258,20.6909],[-88.04579,20.69152],[-88.04893,20.69213],[-88.05222,20.69279],[-88.05532,20.69341],[-88.05833,20.69399],[-88.06145,20.69461],[-88.06456,20.69551],[-88.06779,20.69647],[-88.07146,20.69754],[-88.07474,20.69849],[-88.07786,20.6994],[-88.081,20.70031],[-88.08421,20.70124],[-88.08574,20.70169],[-88.08997,20.70291],[-88.09298,20.70379],[-88.09621,20.70473],[-88.09935,20.70564],[-88.10253,20.70656],[-88.10575,20.7075],[-88.10859,20.70832],[-88.11128,20.7082],[-88.11423,20.70807],[-88.11732,20.70794],[-88.12056,20.70779],[-88.12391,20.70764],[-88.12718,20.70749],[-88.13055,20.70733],[-88.13212,20.70726],[-88.13375,20.70718],[-88.13724,20.70703],[-88.14027,20.70689],[-88.14346,20.70674],[-88.14701,20.70659],[-88.15037,20.70643],[-88.15374,20.70628],[-88.15635,20.70629],[-88.15681,20.70629],[-88.15948,20.70631],[-88.16288,20.70633],[-88.1662,20.70633],[-88.16965,20.70634],[-88.17312,20.70635],[-88.17488,20.70635],[-88.17666,20.70637],[-88.17983,20.70638],[-88.18289,20.70639],[-88.18619,20.70641],[-88.18924,20.70642],[-88.19211,20.70643],[-88.19473,20.70643],[-88.19855,20.70645],[-88.20165,20.70527],[-88.20453,20.70419],[-88.20685,20.70432],[-88.20971,20.70449],[-88.21283,20.70467],[-88.21623,20.70488],[-88.21947,20.70505],[-88.22277,20.70524],[-88.22599,20.70543],[-88.22894,20.70452],[-88.23208,20.70353],[-88.23482,20.70268],[-88.23825,20.70159],[-88.24168,20.70055],[-88.24492,20.69957],[-88.24758,20.69869],[-88.25085,20.69767],[-88.25396,20.6967],[-88.25705,20.69574],[-88.26002,20.6948],[-88.26189,20.69557],[-88.26428,20.69654]]}}
Línea 230.0 kV | LineString | 230.0 kV | 2 |  |  | Comisión Federal de Electricidad |  |  |  |  | OpenStreetMap | {"type":"Feature","properties":{},"geometry":{"type":"LineString","coordinates":[[-96.29624,19.11031],[-96.29849,19.1112],[-96.29988,19.11016],[-96.30253,19.10816],[-96.30507,19.10624],[-96.30782,19.10418],[-96.31067,19.10206],[-96.31319,19.10015],[-96.31581,19.09819],[-96.31848,19.09616],[-96.32078,19.09441],[-96.32362,19.09227],[-96.32708,19.0897],[-96.32956,19.08794],[-96.33279,19.08566],[-96.33496,19.0842],[-96.33725,19.08261],[-96.3397,19.0809],[-96.34247,19.07896],[-96.34541,19.07695],[-96.34815,19.07502],[-96.35088,19.07312],[-96.35338,19.07138],[-96.35617,19.06944],[-96.35894,19.06753],[-96.36158,19.06568],[-96.3643,19.06378],[-96.36671,19.06209],[-96.36954,19.06015],[-96.37233,19.05822],[-96.37499,19.05637],[-96.37785,19.05439],[-96.38111,19.05213],[-96.38385,19.05016],[-96.38658,19.04829],[-96.38957,19.04818],[-96.39302,19.0481],[-96.39693,19.04695],[-96.40113,19.0456],[-96.40408,19.04473],[-96.40786,19.0436],[-96.41158,19.04249],[-96.41723,19.03976],[-96.42006,19.03841],[-96.42338,19.03683],[-96.42661,19.03528],[-96.42957,19.03392],[-96.4322,19.03267],[-96.43568,19.03099],[-96.43823,19.02977],[-96.44082,19.02853],[-96.44367,19.02719],[-96.44725,19.02635],[-96.4513,19.02547],[-96.45576,19.02443],[-96.4601,19.02347],[-96.46353,19.02271],[-96.46676,19.02198],[-96.46979,19.02131],[-96.47259,19.02067],[-96.47566,19.01996],[-96.47925,19.01918],[-96.48182,19.01855],[-96.48493,19.01786],[-96.48743,19.01735],[-96.4907,19.01616],[-96.49442,19.01482],[-96.49709,19.01392],[-96.50031,19.01284],[-96.50288,19.01187],[-96.5063,19.01076],[-96.50909,19.0098],[-96.51254,19.00858],[-96.51551,19.00753],[-96.51859,19.00647],[-96.52193,19.0053],[-96.52571,19.00397],[-96.52992,19.00252],[-96.53365,19.0012],[-96.53634,19.00028],[-96.53945,18.99919],[-96.54235,18.99816],[-96.54586,18.99692],[-96.54966,18.99557],[-96.55227,18.99465],[-96.55485,18.99374],[-96.55861,18.99248],[-96.56091,18.99172],[-96.56441,18.99045],[-96.56757,18.98931],[-96.57035,18.9883],[-96.57379,18.98769],[-96.57694,18.98713],[-96.57994,18.9866],[-96.58287,18.98608],[-96.58607,18.98551],[-96.58931,18.98493],[-96.59287,18.9843],[-96.59608,18.98373],[-96.59911,18.98319],[-96.60216,18.98264],[-96.60538,18.98207],[-96.60846,18.98151],[-96.61156,18.98096],[-96.61436,18.98046],[-96.61889,18.97965],[-96.62154,18.97917],[-96.62773,18.97799],[-96.63018,18.97758],[-96.63263,18.97717],[-96.63527,18.97605],[-96.63797,18.97481],[-96.64109,18.97343],[-96.64394,18.97204],[-96.64687,18.97069],[-96.64999,18.9693],[-96.65305,18.96797],[-96.65617,18.96641],[-96.65924,18.96508],[-96.6622,18.96376],[-96.6656,18.96216],[-96.66807,18.96095],[-96.67075,18.9598],[-96.67367,18.95852],[-96.67691,18.95699],[-96.67941,18.95595],[-96.68257,18.95441],[-96.68599,18.95293],[-96.68855,18.9517],[-96.69204,18.95003],[-96.69545,18.94857],[-96.69804,18.9474],[-96.70151,18.94584],[-96.70427,18.9446],[-96.70746,18.9431],[-96.71055,18.94174],[-96.71299,18.94066],[-96.71561,18.93944],[-96.71848,18.93815],[-96.72231,18.93635],[-96.72497,18.93511],[-96.72667,18.93344],[-96.72879,18.93124],[-96.73095,18.92909],[-96.7329,18.92708],[-96.73352,18.92486],[-96.73418,18.92247],[-96.73522,18.91868],[-96.7381,18.91775],[-96.74073,18.91691],[-96.7436,18.91603],[-96.74707,18.91244],[-96.74929,18.91016],[-96.75146,18.90794],[-96.75288,18.90648],[-96.75505,18.90425],[-96.75721,18.90203],[-96.75907,18.90012],[-96.76048,18.89867],[-96.76435,18.8947],[-96.76773,18.89115],[-96.76887,18.88996],[-96.77077,18.888],[-96.7726,18.88614],[-96.77441,18.8843],[-96.77682,18.88185],[-96.77837,18.88021],[-96.78059,18.87789],[-96.78357,18.87735],[-96.78731,18.8766],[-96.7905,18.87596],[-96.79388,18.87528],[-96.79719,18.87461],[-96.80042,18.87397],[-96.80321,18.87343],[-96.80666,18.87272],[-96.80984,18.87211],[-96.81262,18.8716],[-96.81626,18.87091],[-96.81967,18.87019],[-96.82382,18.8694],[-96.82681,18.86882],[-96.83026,18.86808],[-96.83383,18.86741],[-96.83676,18.86682],[-96.84033,18.86609],[-96.84275,18.86572],[-96.84606,18.86505],[-96.84862,18.86464],[-96.85418,18.86336],[-96.85764,18.86273],[-96.86169,18.86193],[-96.86489,18.86133],[-96.86713,18.86091],[-96.87031,18.86025],[-96.8752,18.8593],[-96.87829,18.85865],[-96.88204,18.85791],[-96.88486,18.85732],[-96.88812,18.85668],[-96.89208,18.8559],[-96.89712,18.85489],[-96.89935,18.85633],[-96.90135,18.85754],[-96.90159,18.85776]]}}
Línea 230.0 kV | LineString | 230.0 kV | 1 |  |  | Comisión Federal de Electricidad |  |  |  |  | OpenStreetMap | {"type":"Feature","properties":{},"geometry":{"type":"LineString","coordinates":[[-96.27837,19.10091],[-96.2788,19.09993],[-96.27909,19.09796],[-96.27991,19.09344],[-96.28071,19.08931],[-96.28158,19.08525],[-96.28233,19.08116],[-96.28311,19.07704],[-96.28383,19.07312],[-96.28468,19.06858],[-96.28529,19.06545],[-96.28608,19.06163],[-96.28662,19.0589],[-96.28733,19.05529],[-96.28803,19.05157],[-96.28881,19.04775],[-96.28945,19.04407],[-96.29004,19.04135],[-96.29077,19.03762],[-96.29148,19.03392],[-96.29212,19.03073],[-96.29298,19.02635],[-96.29365,19.02288],[-96.29454,19.01864],[-96.29536,19.0147],[-96.29613,19.01068],[-96.29694,19.00659],[-96.29776,19.00244],[-96.29848,18.99892],[-96.29909,18.99591],[-96.29989,18.99206],[-96.30075,18.98811],[-96.30164,18.98411],[-96.30245,18.98015],[-96.30329,18.97608],[-96.30412,18.97228],[-96.30492,18.9686],[-96.30581,18.96437],[-96.30666,18.96016],[-96.30769,18.95536],[-96.30856,18.9512],[-96.30952,18.94644],[-96.31046,18.94229],[-96.31114,18.93897],[-96.31215,18.9344],[-96.31292,18.93065],[-96.31365,18.9274],[-96.31448,18.92365],[-96.31522,18.92011],[-96.31606,18.91631],[-96.31691,18.91243],[-96.31786,18.90836],[-96.31856,18.90495],[-96.31923,18.90197],[-96.31996,18.89878],[-96.32081,18.89496],[-96.32178,18.89061],[-96.32268,18.88665],[-96.3236,18.88257],[-96.3244,18.87883],[-96.32525,18.87496],[-96.32619,18.87076],[-96.32698,18.86704],[-96.32797,18.86249],[-96.32907,18.85779],[-96.32956,18.85553],[-96.33008,18.85173],[-96.33056,18.84824],[-96.3311,18.84433],[-96.33165,18.84063],[-96.3322,18.83657],[-96.33281,18.83256],[-96.33325,18.82906],[-96.33386,18.82485],[-96.33442,18.82095],[-96.33503,18.81656],[-96.33551,18.81287],[-96.33613,18.80867],[-96.33657,18.80522],[-96.33706,18.80176],[-96.33769,18.7973],[-96.33833,18.79291],[-96.33893,18.78856],[-96.33958,18.78406],[-96.34019,18.77951],[-96.34073,18.77566],[-96.34137,18.77112],[-96.34187,18.76725],[-96.34241,18.76345],[-96.34297,18.75964],[-96.34353,18.75552],[-96.34409,18.75155],[-96.34463,18.74761],[-96.34518,18.74362],[-96.3458,18.73929],[-96.34648,18.73446],[-96.34682,18.73192],[-96.3475,18.7272],[-96.34804,18.72299],[-96.34866,18.71853],[-96.34932,18.71394],[-96.34978,18.71057],[-96.35023,18.70734],[-96.35084,18.70319],[-96.35139,18.69918],[-96.35204,18.69454],[-96.35266,18.69015],[-96.35328,18.68563],[-96.35378,18.68192],[-96.35429,18.67815],[-96.35483,18.67433],[-96.35532,18.6712],[-96.35594,18.66655],[-96.35651,18.66249],[-96.35697,18.65916],[-96.35739,18.6561],[-96.35799,18.6518],[-96.35844,18.64839],[-96.35906,18.64432],[-96.35957,18.64066],[-96.36,18.63735],[-96.3604,18.63445],[-96.36095,18.63049],[-96.36142,18.62726],[-96.36205,18.62281],[-96.36263,18.61856],[-96.3632,18.61428],[-96.36379,18.61018],[-96.36436,18.60596],[-96.36488,18.60241],[-96.36547,18.59818],[-96.36614,18.59321],[-96.36673,18.5889],[-96.36736,18.58458],[-96.36791,18.58063],[-96.36849,18.57646],[-96.369,18.57289],[-96.36955,18.56896],[-96.37009,18.56506],[-96.3707,18.5608],[-96.3712,18.55719],[-96.37166,18.5538],[-96.37208,18.55089],[-96.37261,18.54714],[-96.37329,18.54235],[-96.37385,18.53819],[-96.37442,18.53405],[-96.37494,18.53051],[-96.3755,18.52635],[-96.37609,18.52213],[-96.37664,18.5182],[-96.37715,18.51451],[-96.37768,18.5106],[-96.37741,18.50659],[-96.37716,18.50222],[-96.37693,18.49863],[-96.37663,18.49435],[-96.3764,18.49085],[-96.37615,18.48696],[-96.37596,18.4835],[-96.37566,18.47935],[-96.37538,18.47515],[-96.3752,18.47163],[-96.37489,18.46732],[-96.37461,18.4629],[-96.37435,18.45881],[-96.37417,18.45604],[-96.37398,18.4529],[-96.37375,18.44979],[-96.37356,18.44611],[-96.37328,18.4418],[-96.37168,18.43798],[-96.36996,18.43373],[-96.36833,18.42981],[-96.36692,18.42645],[-96.36531,18.42259],[-96.36357,18.41829],[-96.36178,18.41398],[-96.36061,18.41111],[-96.35877,18.40724],[-96.35778,18.40485],[-96.35647,18.40116],[-96.35673,18.39707],[-96.35697,18.39361],[-96.35727,18.38884],[-96.35754,18.38568],[-96.35788,18.38193],[-96.35819,18.37821],[-96.35855,18.37448],[-96.35888,18.37106],[-96.35922,18.36745],[-96.35959,18.36339],[-96.35995,18.35961],[-96.36035,18.35554],[-96.36076,18.35133],[-96.36105,18.34767],[-96.36138,18.34368],[-96.36178,18.34],[-96.36214,18.33628],[-96.36253,18.33204],[-96.3629,18.32801],[-96.36328,18.32375],[-96.36358,18.32008],[-96.36406,18.31565],[-96.36444,18.31125],[-96.36466,18.30755],[-96.3665,18.30419],[-96.36972,18.29824],[-96.37169,18.29465],[-96.37342,18.29142],[-96.37516,18.28831],[-96.37712,18.28457],[-96.37905,18.28101],[-96.38065,18.27797],[-96.38272,18.27424],[-96.38475,18.27035],[-96.38678,18.26686],[-96.38862,18.26338],[-96.39074,18.25936],[-96.39185,18.25723]]}}
Línea 230.0 kV | LineString | 230.0 kV | 1 |  |  | Comisión Federal de Electricidad |  |  |  |  | OpenStreetMap | {"type":"Feature","properties":{},"geometry":{"type":"LineString","coordinates":[[-96.27837,19.10091],[-96.27831,19.09985],[-96.27854,19.09822],[-96.27938,19.09362],[-96.28025,19.08977],[-96.28097,19.08556],[-96.28183,19.08087],[-96.28252,19.07705],[-96.28345,19.07317],[-96.28424,19.06868],[-96.28409,19.06568],[-96.28393,19.06225],[-96.28374,19.05864],[-96.28472,19.05464],[-96.28564,19.05018],[-96.28652,19.04617],[-96.28717,19.0432],[-96.28799,19.0395],[-96.28872,19.03633],[-96.28967,19.03201],[-96.2906,19.02795],[-96.29142,19.02421],[-96.29245,19.01958],[-96.29301,19.01696],[-96.2939,19.01289],[-96.29468,19.00953],[-96.29546,19.00629],[-96.29618,19.00277],[-96.29695,18.99931],[-96.29758,18.99638],[-96.29839,18.99327],[-96.29932,18.98911],[-96.30021,18.98513],[-96.30095,18.98185],[-96.30163,18.97882],[-96.3024,18.97534],[-96.30322,18.9717],[-96.304,18.96819],[-96.30496,18.9639],[-96.30568,18.96072],[-96.30657,18.95669],[-96.30746,18.95269],[-96.30811,18.94976],[-96.30903,18.94565],[-96.31007,18.94096],[-96.31075,18.93791],[-96.31156,18.93425],[-96.31231,18.93088],[-96.31318,18.92695],[-96.31403,18.92315],[-96.31478,18.91976],[-96.3156,18.9161],[-96.31638,18.91258],[-96.31733,18.90832],[-96.31804,18.90511],[-96.31879,18.90171],[-96.31972,18.89774],[-96.32051,18.89429],[-96.32139,18.89028],[-96.32169,18.88749],[-96.32213,18.88344],[-96.32239,18.88101],[-96.32286,18.87661],[-96.32334,18.87222],[-96.32371,18.86879],[-96.32426,18.86562],[-96.32489,18.86176],[-96.32536,18.85884],[-96.32574,18.85645],[-96.32651,18.85193],[-96.32713,18.84826],[-96.32766,18.84491],[-96.32828,18.84167],[-96.32873,18.83841],[-96.32935,18.83452],[-96.32998,18.83111],[-96.33077,18.82632],[-96.33144,18.82225],[-96.33207,18.81845],[-96.33265,18.8149],[-96.33321,18.8115],[-96.33379,18.80799],[-96.33438,18.80442],[-96.33484,18.8016],[-96.33546,18.79785],[-96.33609,18.79403],[-96.33663,18.79073],[-96.33724,18.78706],[-96.3377,18.78425],[-96.33818,18.78136],[-96.33861,18.77875],[-96.33907,18.77599],[-96.3397,18.77216],[-96.34015,18.76948],[-96.34081,18.76547],[-96.34145,18.76156],[-96.34216,18.75727],[-96.34276,18.75369],[-96.34323,18.7508],[-96.34383,18.74717],[-96.34447,18.74331],[-96.34516,18.73913],[-96.34584,18.73411],[-96.34623,18.7317],[-96.34677,18.72771],[-96.34725,18.72433],[-96.34778,18.72031],[-96.34821,18.71734],[-96.34876,18.71341],[-96.34925,18.70971],[-96.34971,18.70675],[-96.3502,18.70292],[-96.35071,18.6996],[-96.35124,18.69569],[-96.35177,18.69219],[-96.35223,18.68899],[-96.3527,18.68566],[-96.35306,18.68316],[-96.35358,18.67949],[-96.35402,18.67579],[-96.35455,18.67207],[-96.35501,18.66879],[-96.35536,18.6663],[-96.35579,18.66326],[-96.35627,18.65985],[-96.35671,18.65671],[-96.3573,18.65253],[-96.35774,18.64942],[-96.35823,18.64598],[-96.35883,18.64172],[-96.35925,18.63876],[-96.35965,18.63593],[-96.36029,18.63142],[-96.36076,18.62807],[-96.3613,18.62424],[-96.36181,18.62059],[-96.36227,18.61733],[-96.36279,18.61368],[-96.36328,18.61018],[-96.36384,18.60626],[-96.36431,18.60292],[-96.36484,18.59917],[-96.36528,18.5959],[-96.36573,18.59267],[-96.36624,18.58901],[-96.36673,18.58543],[-96.36712,18.58268],[-96.36754,18.57961],[-96.36801,18.57628],[-96.36844,18.57317],[-96.36883,18.57038],[-96.36933,18.56678],[-96.36974,18.56382],[-96.37022,18.56043],[-96.37066,18.55725],[-96.37108,18.55419],[-96.37153,18.55099],[-96.37205,18.54722],[-96.37257,18.54355],[-96.37295,18.54079],[-96.37345,18.5372],[-96.374,18.53326],[-96.37443,18.53017],[-96.37493,18.5266],[-96.37544,18.52294],[-96.37598,18.519],[-96.37643,18.51578],[-96.37696,18.51199],[-96.37677,18.50901],[-96.37658,18.50596],[-96.37638,18.50287],[-96.3762,18.49989],[-96.37596,18.49619],[-96.37572,18.49233],[-96.3755,18.48882],[-96.37527,18.48518],[-96.37502,18.48127],[-96.37478,18.47749],[-96.37454,18.47366],[-96.37432,18.4701],[-96.37412,18.46692],[-96.37387,18.46304],[-96.37365,18.4595],[-96.3735,18.45717],[-96.37327,18.45346],[-96.37307,18.45027],[-96.37282,18.44641],[-96.37254,18.44194],[-96.37118,18.43865],[-96.36983,18.43539],[-96.36845,18.43203],[-96.36664,18.42767],[-96.36523,18.42426],[-96.36411,18.42153],[-96.3628,18.41836],[-96.36124,18.41459],[-96.36026,18.4121],[-96.35829,18.40798],[-96.35706,18.40507],[-96.35544,18.40061],[-96.35557,18.39913],[-96.35583,18.39634],[-96.35616,18.3929],[-96.35653,18.38874],[-96.35686,18.38525],[-96.35718,18.38185],[-96.35752,18.37808],[-96.35794,18.3743],[-96.35823,18.37025],[-96.35856,18.36707],[-96.35885,18.36388],[-96.3591,18.36079],[-96.35935,18.35846],[-96.35977,18.35465],[-96.36001,18.35077],[-96.36032,18.34794],[-96.36062,18.3443],[-96.36095,18.34096],[-96.36132,18.33745],[-96.36163,18.33368],[-96.36203,18.32978],[-96.36225,18.32703],[-96.36251,18.32355],[-96.36308,18.31823],[-96.36315,18.31568],[-96.36369,18.31153],[-96.36399,18.3079],[-96.36508,18.30594],[-96.36638,18.30361],[-96.36812,18.30043],[-96.36932,18.29786],[-96.37151,18.29403],[-96.37323,18.29079],[-96.37493,18.28773],[-96.37657,18.28462],[-96.37869,18.28085],[-96.3804,18.27766],[-96.38232,18.27416],[-96.38428,18.27046],[-96.3863,18.26696],[-96.38829,18.26312],[-96.38967,18.26055],[-96.39155,18.25704]]}}
Línea 230.0 kV | LineString | 230.0 kV | 2 |  |  | Comisión Federal de Electricidad |  |  |  |  | OpenStreetMap | {"type":"Feature","properties":{},"geometry":{"type":"LineString","coordinates":[[-96.29639,19.10609],[-96.29811,19.1064]]}}
Línea 230.0 kV | LineString | 230.0 kV | 4 |  |  | Comisión Federal de Electricidad |  |  |  |  | OpenStreetMap | {"type":"Feature","properties":{},"geometry":{"type":"LineString","coordinates":[[-96.29639,19.10609],[-96.29511,19.10769],[-96.29624,19.11031]]}}
Línea 230.0 kV | LineString | 230.0 kV | 1 |  |  | Comisión Federal de Electricidad |  |  |  |  | OpenStreetMap | {"type":"Feature","properties":{},"geometry":{"type":"LineString","coordinates":[[-96.29872,19.10605],[-96.29815,19.10607]]}}
Línea 230.0 kV | LineString | 230.0 kV | 2 |  |  | Comisión Federal de Electricidad |  |  |  |  | OpenStreetMap | {"type":"Feature","properties":{},"geometry":{"type":"LineString","coordinates":[[-96.27766,19.10462],[-96.28056,19.10353],[-96.28322,19.10377],[-96.28659,19.10409],[-96.28976,19.10438],[-96.29253,19.10462],[-96.29544,19.10489],[-96.29817,19.10574]]}}
Línea 230.0 kV | LineString | 230.0 kV | 2 |  |  | CFE |  |  |  |  | OpenStreetMap | {"type":"Feature","properties":{},"geometry":{"type":"LineString","coordinates":[[-96.27837,19.10091],[-96.28011,19.10236],[-96.28185,19.10252],[-96.28492,19.10279],[-96.28774,19.10303],[-96.29104,19.10332],[-96.2948,19.10365],[-96.29827,19.10461]]}}
Línea 230.0 kV | LineString | 230.0 kV | 2 |  |  | CFE |  |  |  |  | OpenStreetMap | {"type":"Feature","properties":{},"geometry":{"type":"LineString","coordinates":[[-92.91477,17.82047],[-92.91427,17.82134]]}}
Línea 230.0 kV | LineString | 230.0 kV | 2 |  |  | CFE |  |  |  |  | OpenStreetMap | {"type":"Feature","properties":{},"geometry":{"type":"LineString","coordinates":[[-92.9142,17.82036],[-92.91427,17.82134]]}}
Línea 230.0 kV | LineString | 230.0 kV | 2 |  |  | CFE |  |  |  |  | OpenStreetMap | {"type":"Feature","properties":{},"geometry":{"type":"LineString","coordinates":[[-92.91542,17.81632],[-92.91559,17.81851]]}}
Línea 230.0 kV | LineString | 230.0 kV | 2 |  |  | CFE |  |  |  |  | OpenStreetMap | {"type":"Feature","properties":{},"geometry":{"type":"LineString","coordinates":[[-92.91542,17.81632],[-92.91428,17.81824]]}}
Línea 230.0 kV | LineString | 230.0 kV | 4 |  |  | CFE |  |  |  |  | OpenStreetMap | {"type":"Feature","properties":{},"geometry":{"type":"LineString","coordinates":[[-92.96827,17.79669],[-92.96598,17.79724],[-92.96362,17.79603],[-92.96164,17.795],[-92.95819,17.7932],[-92.95423,17.79115],[-92.95068,17.78931],[-92.94678,17.78727],[-92.94368,17.78566],[-92.94053,17.7863],[-92.93637,17.78714],[-92.93289,17.78786],[-92.929,17.78863],[-92.92598,17.78925],[-92.92448,17.79097],[-92.92412,17.79393],[-92.92371,17.79751],[-92.92332,17.80083],[-92.92289,17.80463],[-92.92241,17.80875],[-92.92207,17.81158],[-92.91823,17.8132],[-92.91542,17.81632]]}}
Línea 230.0 kV | LineString | 230.0 kV | 1 |  |  | CFE |  |  |  |  | OpenStreetMap | {"type":"Feature","properties":{},"geometry":{"type":"LineString","coordinates":[[-92.96959,17.79514],[-92.96996,17.79474]]}}
Línea 230.0 kV | LineString | 230.0 kV | 1 |  |  | CFE |  |  |  |  | OpenStreetMap | {"type":"Feature","properties":{},"geometry":{"type":"LineString","coordinates":[[-92.91559,17.81851],[-92.91528,17.81937],[-92.91477,17.82047]]}}
Línea 230.0 kV | LineString | 230.0 kV | 1 |  |  | CFE |  |  |  |  | OpenStreetMap | {"type":"Feature","properties":{},"geometry":{"type":"LineString","coordinates":[[-92.91428,17.81824],[-92.9142,17.81915],[-92.9142,17.82036]]}}
Línea 230.0 kV | LineString | 230.0 kV | 1 |  |  | CFE |  |  |  |  | OpenStreetMap | {"type":"Feature","properties":{},"geometry":{"type":"LineString","coordinates":[[-92.97003,17.79539],[-92.9704,17.795]]}}
Línea 230.0 kV | LineString | 230.0 kV | 1 |  |  | CFE |  |  |  |  | OpenStreetMap | {"type":"Feature","properties":{},"geometry":{"type":"LineString","coordinates":[[-92.91428,17.81824],[-92.91371,17.81905],[-92.91406,17.81995],[-92.9142,17.82036]]}}
Línea 230.0 kV | LineString | 230.0 kV | 1 |  |  | CFE |  |  |  |  | OpenStreetMap | {"type":"Feature","properties":{},"geometry":{"type":"LineString","coordinates":[[-92.91559,17.81851],[-92.91577,17.81947],[-92.91504,17.8202],[-92.91477,17.82047]]}}
Línea 230.0 kV | LineString | 230.0 kV | 2 |  |  | CFE |  |  |  |  | OpenStreetMap | {"type":"Feature","properties":{},"geometry":{"type":"LineString","coordinates":[[-92.60895,17.83227],[-92.60944,17.83221],[-92.61421,17.83135],[-92.61613,17.82974],[-92.61814,17.82787],[-92.6187,17.825],[-92.61942,17.82164],[-92.62015,17.81854],[-92.62108,17.81448],[-92.62173,17.81152],[-92.6224,17.80859],[-92.62326,17.80481],[-92.62399,17.80162],[-92.62474,17.79828],[-92.62739,17.79638],[-92.63059,17.79402],[-92.63331,17.79211],[-92.63583,17.79029],[-92.63859,17.78828],[-92.64163,17.78611],[-92.64538,17.7834],[-92.64865,17.78106],[-92.65155,17.77896],[-92.65451,17.77682],[-92.65749,17.77469],[-92.65829,17.77409],[-92.65838,17.77143],[-92.65619,17.77017],[-92.65303,17.76833],[-92.64988,17.76653],[-92.64601,17.76431],[-92.64317,17.76267],[-92.64083,17.76132],[-92.63876,17.76013],[-92.63643,17.75877],[-92.63353,17.75709],[-92.63057,17.7554],[-92.62789,17.75387],[-92.62468,17.75201],[-92.6207,17.74994],[-92.61878,17.74881],[-92.6172,17.74785],[-92.61543,17.74572],[-92.61393,17.74391],[-92.61386,17.74105],[-92.61395,17.73771],[-92.61405,17.73382],[-92.61411,17.73139],[-92.61418,17.72904],[-92.61421,17.72707],[-92.61326,17.72603],[-92.6115,17.72503],[-92.60885,17.72351],[-92.60618,17.72197],[-92.6043,17.72091],[-92.59978,17.71837],[-92.59715,17.71687],[-92.59328,17.71459],[-92.59041,17.71296],[-92.58838,17.71234],[-92.58569,17.71151],[-92.58207,17.71039],[-92.57933,17.70956],[-92.57636,17.70862],[-92.57302,17.70759],[-92.56989,17.70662],[-92.56725,17.70581],[-92.56493,17.70509],[-92.56253,17.70435],[-92.55966,17.70349],[-92.55564,17.70224],[-92.55181,17.70106],[-92.54937,17.70032],[-92.54366,17.69855],[-92.53989,17.6974],[-92.53812,17.69688],[-92.53546,17.69604],[-92.53092,17.6946],[-92.52782,17.69367],[-92.52444,17.69262],[-92.51953,17.69111],[-92.51576,17.68995],[-92.51306,17.6891],[-92.51016,17.68822],[-92.50785,17.68751],[-92.50316,17.68605],[-92.5007,17.6853],[-92.49813,17.68451],[-92.49618,17.6839],[-92.49189,17.68258],[-92.49021,17.68206],[-92.48713,17.68109],[-92.48384,17.68008],[-92.48038,17.67898],[-92.47688,17.67796],[-92.47256,17.67662],[-92.47008,17.67467],[-92.4664,17.67373],[-92.46312,17.6729],[-92.4597,17.672],[-92.4568,17.67126],[-92.45332,17.67037],[-92.45099,17.66977],[-92.44832,17.66907],[-92.44502,17.66823],[-92.44218,17.66749],[-92.43884,17.66662],[-92.43668,17.66606],[-92.4342,17.66545],[-92.43058,17.66449],[-92.42697,17.66356],[-92.42388,17.6654],[-92.42076,17.66724],[-92.41758,17.66913],[-92.41434,17.67106],[-92.41196,17.67247],[-92.4088,17.67435],[-92.40533,17.6764],[-92.40249,17.67808],[-92.39936,17.67996],[-92.39783,17.68086],[-92.39393,17.68017],[-92.39128,17.6797],[-92.38779,17.67909],[-92.38459,17.67855],[-92.38256,17.67821],[-92.37955,17.67768],[-92.37771,17.67737],[-92.37606,17.6779],[-92.37272,17.67899],[-92.37066,17.67966],[-92.36631,17.68106],[-92.36236,17.68235],[-92.35834,17.68366],[-92.35493,17.68406],[-92.35136,17.68446],[-92.34751,17.6849],[-92.34377,17.68535],[-92.33929,17.68585],[-92.3359,17.68624],[-92.33168,17.68672],[-92.32804,17.68713],[-92.32451,17.68754],[-92.32049,17.68801],[-92.31693,17.68843],[-92.31357,17.68882],[-92.31014,17.68922],[-92.30626,17.68965],[-92.30292,17.69004],[-92.29932,17.69045],[-92.29617,17.69082],[-92.29308,17.69117],[-92.29019,17.6915],[-92.28757,17.6918],[-92.28431,17.69217],[-92.2805,17.69255],[-92.27657,17.69306],[-92.27286,17.69349],[-92.27039,17.69377],[-92.26804,17.69405],[-92.26479,17.69441],[-92.26198,17.69473],[-92.25815,17.69479],[-92.2548,17.69484],[-92.2515,17.69488],[-92.24747,17.69493],[-92.24448,17.69498],[-92.24038,17.69504],[-92.2372,17.69507],[-92.23351,17.69512],[-92.23,17.69518],[-92.22659,17.69506],[-92.22287,17.69496],[-92.2191,17.69483],[-92.21547,17.69472],[-92.21288,17.69465],[-92.20969,17.69454],[-92.20677,17.69445],[-92.20366,17.69435],[-92.20034,17.69425],[-92.19646,17.69413],[-92.19348,17.69403],[-92.19017,17.69395],[-92.18582,17.69381],[-92.18188,17.69368],[-92.17855,17.69357],[-92.17497,17.69346],[-92.17132,17.69335],[-92.16703,17.69322],[-92.16365,17.69311],[-92.16046,17.693],[-92.1561,17.69286],[-92.15295,17.69276],[-92.14863,17.69256],[-92.14514,17.69243],[-92.14147,17.69232],[-92.13751,17.69219],[-92.13382,17.69208],[-92.12999,17.69196],[-92.12613,17.69186],[-92.1231,17.69175],[-92.11932,17.69163],[-92.11595,17.69151],[-92.11176,17.69138],[-92.1086,17.69129],[-92.10511,17.69117],[-92.10258,17.69108],[-92.09752,17.69091],[-92.09293,17.69077],[-92.08904,17.69066],[-92.08602,17.69056],[-92.08248,17.69046],[-92.07933,17.69033],[-92.07487,17.6902],[-92.07081,17.69007],[-92.06776,17.68996],[-92.06454,17.68982],[-92.06062,17.69119],[-92.05767,17.69221],[-92.05318,17.69378],[-92.04926,17.69515],[-92.04544,17.69646],[-92.0412,17.69791],[-92.03786,17.69907],[-92.03448,17.70024],[-92.03113,17.70141],[-92.02769,17.70259],[-92.02358,17.704],[-92.01916,17.70561],[-92.01605,17.70668],[-92.01376,17.70748],[-92.01063,17.70856],[-92.00797,17.70948],[-92.0046,17.71062],[-92.00081,17.71194],[-91.99745,17.7131],[-91.99377,17.71438],[-91.99061,17.71547],[-91.98863,17.71615],[-91.98585,17.71713],[-91.98319,17.7178],[-91.98009,17.71858],[-91.97682,17.71941],[-91.97316,17.72034],[-91.97078,17.72093],[-91.96704,17.72188],[-91.96433,17.72256],[-91.96103,17.72389],[-91.95772,17.72522],[-91.95458,17.72647],[-91.95126,17.72778],[-91.94697,17.72947],[-91.94412,17.73064],[-91.94081,17.73196],[-91.93805,17.73306],[-91.93437,17.73452],[-91.93142,17.73571],[-91.92734,17.7373],[-91.92372,17.73856],[-91.92069,17.73962],[-91.91727,17.74081],[-91.9143,17.74182],[-91.91147,17.7428],[-91.90766,17.74411],[-91.90304,17.74571],[-91.89933,17.74699],[-91.89525,17.74841],[-91.89263,17.74931],[-91.88854,17.7507],[-91.88536,17.75179],[-91.88251,17.75277],[-91.87937,17.75385],[-91.87584,17.75504],[-91.87216,17.7563],[-91.86879,17.75744]]}}
Línea 230.0 kV | LineString | 230.0 kV | 4 |  |  | CFE |  |  |  |  | OpenStreetMap | {"type":"Feature","properties":{},"geometry":{"type":"LineString","coordinates":[[-92.91427,17.82134],[-92.91388,17.82359],[-92.91309,17.82814],[-92.91253,17.83133],[-92.91199,17.83443]]}}
Línea 230.0 kV | LineString | 230.0 kV |  |  |  | CFE |  |  |  |  | OpenStreetMap | {"type":"Feature","properties":{},"geometry":{"type":"LineString","coordinates":[[-90.69012,19.30281],[-90.69194,19.30148],[-90.69471,19.29947],[-90.69749,19.2974],[-90.70013,19.29544],[-90.70291,19.29339],[-90.70549,19.29149],[-90.70823,19.28945],[-90.71087,19.28753],[-90.71371,19.28536],[-90.71695,19.28297],[-90.72137,19.27973],[-90.72452,19.27743],[-90.72755,19.27517],[-90.72744,19.27155],[-90.72734,19.2681],[-90.72724,19.26483],[-90.72714,19.26162],[-90.72704,19.25838],[-90.72694,19.25494],[-90.72682,19.25118],[-90.72671,19.24736],[-90.72652,19.24131],[-90.72641,19.23763],[-90.7263,19.23398],[-90.72618,19.23014],[-90.72605,19.22638],[-90.72597,19.22322],[-90.72586,19.21992],[-90.72568,19.21343],[-90.72559,19.21016],[-90.72549,19.20691],[-90.72538,19.20356],[-90.7253,19.20021],[-90.7252,19.19694],[-90.7251,19.19373],[-90.725,19.19047],[-90.72491,19.18724],[-90.72482,19.18396],[-90.72472,19.18103],[-90.72462,19.1775],[-90.72453,19.17449],[-90.72443,19.17096],[-90.72432,19.16759],[-90.72419,19.16281],[-90.72379,19.14979],[-90.72369,19.14655],[-90.72363,19.14358],[-90.72352,19.14034],[-90.72341,19.13711],[-90.72333,19.13393],[-90.72323,19.13066],[-90.72313,19.12743],[-90.72303,19.12419],[-90.72293,19.12097],[-90.72285,19.11767],[-90.72273,19.11425],[-90.72263,19.11097],[-90.72253,19.10719],[-90.72241,19.10339],[-90.72231,19.10017],[-90.7222,19.09597],[-90.72188,19.0924],[-90.72154,19.08798],[-90.72116,19.08371],[-90.72083,19.07999],[-90.72056,19.07689],[-90.72033,19.07416],[-90.72025,19.07151],[-90.72017,19.06889],[-90.72006,19.06536],[-90.71998,19.06192],[-90.71983,19.0585],[-90.71978,19.05541],[-90.71969,19.05243],[-90.71959,19.04917],[-90.71951,19.04591],[-90.71942,19.04246],[-90.71933,19.03927],[-90.71927,19.0361],[-90.71917,19.03286],[-90.71905,19.02964],[-90.71898,19.02656],[-90.71885,19.02324],[-90.7188,19.01995],[-90.7187,19.01688],[-90.71861,19.01364],[-90.71848,19.00985],[-90.71841,19.00713],[-90.71832,19.00425],[-90.71818,19.00075],[-90.71813,18.99813],[-90.71845,18.99557],[-90.71877,18.99263],[-90.71915,18.98965],[-90.71963,18.98572],[-90.72008,18.98195],[-90.7205,18.97843],[-90.72093,18.97496],[-90.72131,18.97165],[-90.72081,18.96831],[-90.72039,18.96508],[-90.71996,18.96222],[-90.71943,18.95883],[-90.71891,18.95487],[-90.71845,18.95158],[-90.71796,18.94827],[-90.71749,18.94496],[-90.71701,18.94164],[-90.71656,18.93841],[-90.71589,18.934],[-90.71725,18.92959],[-90.71818,18.92641],[-90.71941,18.92247],[-90.72073,18.91813],[-90.72138,18.91587],[-90.72275,18.91135],[-90.7236,18.90858],[-90.72467,18.90495],[-90.72627,18.89954],[-90.72767,18.89495],[-90.72877,18.89131],[-90.73,18.8873],[-90.73081,18.88453],[-90.73187,18.88114],[-90.73279,18.8781],[-90.7338,18.87478],[-90.73481,18.8714],[-90.73575,18.86828],[-90.73642,18.86603],[-90.73749,18.86242],[-90.73887,18.85953],[-90.74008,18.85702],[-90.74163,18.85378],[-90.74288,18.85115],[-90.74476,18.84719],[-90.74629,18.84398],[-90.74768,18.84106],[-90.74934,18.83755],[-90.75096,18.83419],[-90.74999,18.83142],[-90.74848,18.82709],[-90.74692,18.82262],[-90.74625,18.82074],[-90.74437,18.81533],[-90.74315,18.81184],[-90.74226,18.80934],[-90.74084,18.80529],[-90.73953,18.80162],[-90.73752,18.79581],[-90.73662,18.79324],[-90.73555,18.79001],[-90.73448,18.78693],[-90.73339,18.78387],[-90.73235,18.78094],[-90.73128,18.77785],[-90.73021,18.77485],[-90.72918,18.77184],[-90.72827,18.76926],[-90.72722,18.76628],[-90.72759,18.76341],[-90.72802,18.76006],[-90.72847,18.75616],[-90.72884,18.75272],[-90.72931,18.7491],[-90.72985,18.74447],[-90.73016,18.74187],[-90.73054,18.73896],[-90.73089,18.73613],[-90.73138,18.73227],[-90.73186,18.72814],[-90.73228,18.72455],[-90.73276,18.72095],[-90.73303,18.71856],[-90.73343,18.71526],[-90.73359,18.71195],[-90.73377,18.70843],[-90.73394,18.70475],[-90.73413,18.70033],[-90.73423,18.69808],[-90.73443,18.69383],[-90.73456,18.69165],[-90.73477,18.68785],[-90.73492,18.6847],[-90.73507,18.68136],[-90.73524,18.67819],[-90.73536,18.67548],[-90.73557,18.67138],[-90.73583,18.66869],[-90.73617,18.66564],[-90.73646,18.66299],[-90.73686,18.65936],[-90.73719,18.65629],[-90.73753,18.65304],[-90.73784,18.65037],[-90.73826,18.6466],[-90.73872,18.64236],[-90.73895,18.6403],[-90.73936,18.63652],[-90.73972,18.63321],[-90.7401,18.62979],[-90.74269,18.62751],[-90.74408,18.62629],[-90.74666,18.62401],[-90.7495,18.62149],[-90.75257,18.61882],[-90.75537,18.61636],[-90.75772,18.61428],[-90.76058,18.61175],[-90.76162,18.61085]]}}
Línea 230.0 kV | LineString | 230.0 kV |  |  |  | CFE |  |  |  |  | OpenStreetMap | {"type":"Feature","properties":{},"geometry":{"type":"LineString","coordinates":[[-90.35465,19.7425],[-90.35412,19.74285],[-90.35401,19.74397],[-90.35355,19.74822],[-90.35313,19.7521],[-90.3529,19.75419],[-90.35259,19.75754],[-90.3521,19.76205],[-90.35185,19.76431],[-90.35158,19.76692],[-90.35117,19.77039],[-90.35082,19.77388],[-90.35034,19.7786],[-90.35,19.78184],[-90.34961,19.78528],[-90.34933,19.78829],[-90.34897,19.79162],[-90.34859,19.79507],[-90.34825,19.79837],[-90.34792,19.80161],[-90.34754,19.80486],[-90.34721,19.80826],[-90.34681,19.8117],[-90.34651,19.81463],[-90.34396,19.8172],[-90.34166,19.8195],[-90.33929,19.82187],[-90.33699,19.82418],[-90.33463,19.82653],[-90.33226,19.82889],[-90.32989,19.83125],[-90.32754,19.83361],[-90.32517,19.83598],[-90.32274,19.8384],[-90.32039,19.84075],[-90.31795,19.84318],[-90.31558,19.84555],[-90.31322,19.84791],[-90.31086,19.85027],[-90.30851,19.85261],[-90.30602,19.8551],[-90.30346,19.85765],[-90.30111,19.86001],[-90.29872,19.86237],[-90.29643,19.86467],[-90.29407,19.86702],[-90.29171,19.86938],[-90.28933,19.87175],[-90.28696,19.87412],[-90.28469,19.87637],[-90.28249,19.87857],[-90.28011,19.88093],[-90.27772,19.88332],[-90.27603,19.88641],[-90.27473,19.88881],[-90.2731,19.89178],[-90.27096,19.89565],[-90.26917,19.89897],[-90.26735,19.90228],[-90.26589,19.90494],[-90.26439,19.90768],[-90.2629,19.91041],[-90.26142,19.91313],[-90.25978,19.91611],[-90.25809,19.91921],[-90.2564,19.92227],[-90.25464,19.92548],[-90.25288,19.9287],[-90.25137,19.93148],[-90.24999,19.93398],[-90.24831,19.93703],[-90.24696,19.93952],[-90.24567,19.94189],[-90.24382,19.94527],[-90.24247,19.94773],[-90.2412,19.95004],[-90.23905,19.95384],[-90.23754,19.95666],[-90.23582,19.95981],[-90.23374,19.96365],[-90.23187,19.96703],[-90.23103,19.97067],[-90.23034,19.97356],[-90.22982,19.97587],[-90.22864,19.98099],[-90.22789,19.98413],[-90.22699,19.98802],[-90.22612,19.99155],[-90.22493,19.99676],[-90.22438,19.99914],[-90.22396,20.00104],[-90.22329,20.00387],[-90.22244,20.0075],[-90.22172,20.01058],[-90.22092,20.01403],[-90.22011,20.0174],[-90.21963,20.01956],[-90.21882,20.0231],[-90.21803,20.02645],[-90.21719,20.02998],[-90.21645,20.03315],[-90.21578,20.03598],[-90.21399,20.04074],[-90.21287,20.04373],[-90.21191,20.04636],[-90.21058,20.04981],[-90.20976,20.05199],[-90.20824,20.05619],[-90.20708,20.05933],[-90.20599,20.0622],[-90.20475,20.06553],[-90.20357,20.06865],[-90.2024,20.07183],[-90.20131,20.0748],[-90.20013,20.07789],[-90.19898,20.08095],[-90.19781,20.08412],[-90.1966,20.08737],[-90.19549,20.09031],[-90.1942,20.09376],[-90.19292,20.09719],[-90.19169,20.1005],[-90.18927,20.10287],[-90.18692,20.10523],[-90.18469,20.10751],[-90.18272,20.10948],[-90.18034,20.11184],[-90.1781,20.11406],[-90.17576,20.11643],[-90.17347,20.11872],[-90.17103,20.12116],[-90.16855,20.12366],[-90.16618,20.12601],[-90.16382,20.12838],[-90.16157,20.13065],[-90.15876,20.13341],[-90.15638,20.13618],[-90.1542,20.13867],[-90.15128,20.14198],[-90.14859,20.14508],[-90.14665,20.14733],[-90.14458,20.14964],[-90.1421,20.15258],[-90.13741,20.15787],[-90.13438,20.16139],[-90.13219,20.16391],[-90.12988,20.16657],[-90.12818,20.16851],[-90.12625,20.17076],[-90.12331,20.17404],[-90.12201,20.17559],[-90.12042,20.17832],[-90.11839,20.18184],[-90.11673,20.18466],[-90.11494,20.18775],[-90.11232,20.19224],[-90.11106,20.19436],[-90.10909,20.19782],[-90.1076,20.20031],[-90.10485,20.2051],[-90.10319,20.20797],[-90.10135,20.21113],[-90.09981,20.21366],[-90.09875,20.21549],[-90.09725,20.21816],[-90.09489,20.22221],[-90.09159,20.22793],[-90.09009,20.23044],[-90.08844,20.23329],[-90.08706,20.23565],[-90.0854,20.23852],[-90.08351,20.24178],[-90.08199,20.24437],[-90.07992,20.24697],[-90.07785,20.24957],[-90.07571,20.25223],[-90.07359,20.25492],[-90.07162,20.25738],[-90.06968,20.25983],[-90.06748,20.26255],[-90.06552,20.26502],[-90.06351,20.26755],[-90.0615,20.27011],[-90.05931,20.27283],[-90.05735,20.27527],[-90.0549,20.27827],[-90.0536,20.27986],[-90.05102,20.2802],[-90.0489,20.28043],[-90.04565,20.28086],[-90.04261,20.2812],[-90.04029,20.28146],[-90.03749,20.2818],[-90.03498,20.28209],[-90.03236,20.28239],[-90.0291,20.28278],[-90.02457,20.28329],[-90.02153,20.28366],[-90.01859,20.28401],[-90.01502,20.2844],[-90.01317,20.28463],[-90.00746,20.28529],[-90.00197,20.2859],[-89.99769,20.28647],[-89.99448,20.28685],[-89.99131,20.28726],[-89.98603,20.28783],[-89.9825,20.28829],[-89.97877,20.28873],[-89.97591,20.28906],[-89.9724,20.28946],[-89.96846,20.2899],[-89.96583,20.29024],[-89.963,20.29053],[-89.96053,20.29079],[-89.9572,20.29123],[-89.95349,20.29168],[-89.95025,20.29206],[-89.94638,20.2925],[-89.94356,20.29284],[-89.94037,20.29322],[-89.93696,20.29362],[-89.93355,20.29402],[-89.93027,20.29437],[-89.92689,20.29477],[-89.92262,20.29528],[-89.91851,20.29578],[-89.91577,20.29607],[-89.91149,20.29658],[-89.90749,20.29705],[-89.90313,20.29754],[-89.89942,20.29799],[-89.89496,20.2985],[-89.89116,20.29893],[-89.88848,20.29926],[-89.88451,20.29975],[-89.88203,20.30006],[-89.87896,20.30041],[-89.87516,20.30088],[-89.87215,20.30125],[-89.86845,20.30172],[-89.86331,20.30234],[-89.85753,20.30306],[-89.85296,20.3036],[-89.84936,20.30403],[-89.84564,20.30449],[-89.84128,20.30499],[-89.83912,20.30526],[-89.83561,20.30566],[-89.83261,20.30604],[-89.82864,20.30652],[-89.82522,20.30692],[-89.82218,20.30727],[-89.81875,20.30769],[-89.8163,20.30798],[-89.8121,20.30848],[-89.80782,20.309],[-89.80336,20.30954],[-89.79956,20.30999],[-89.79573,20.31045],[-89.79063,20.31106],[-89.78663,20.31153],[-89.78231,20.31207],[-89.77789,20.31258],[-89.77441,20.313],[-89.77107,20.31341],[-89.76717,20.31387],[-89.76331,20.31435],[-89.7593,20.31484],[-89.75626,20.31519],[-89.75249,20.31564],[-89.74837,20.31612],[-89.74436,20.3166],[-89.74106,20.31699],[-89.73763,20.31741],[-89.73373,20.31787],[-89.72966,20.31836],[-89.72605,20.31879],[-89.72242,20.31921],[-89.71815,20.31973],[-89.71406,20.32023],[-89.71162,20.32052],[-89.70814,20.32096],[-89.70463,20.32139],[-89.70216,20.32168],[-89.69988,20.32194],[-89.69742,20.32225],[-89.69494,20.32253],[-89.69123,20.32297],[-89.68722,20.32346],[-89.68447,20.32377],[-89.68105,20.32417],[-89.67648,20.3247],[-89.67302,20.32512],[-89.66987,20.32633],[-89.66703,20.32741],[-89.66366,20.32869],[-89.65964,20.33019],[-89.65618,20.33151],[-89.6536,20.33251],[-89.65095,20.33353],[-89.64748,20.33481],[-89.64437,20.33601],[-89.64235,20.3368],[-89.63908,20.33799],[-89.63628,20.34028],[-89.63386,20.34218],[-89.63181,20.34381],[-89.62948,20.3457],[-89.62699,20.34768],[-89.62377,20.35024],[-89.62065,20.35277],[-89.61749,20.35527],[-89.61488,20.35738],[-89.61211,20.3596],[-89.60977,20.36149],[-89.60712,20.36356],[-89.60405,20.36602],[-89.60143,20.3681],[-89.59866,20.37035],[-89.5958,20.37261],[-89.5931,20.37479],[-89.59062,20.37676],[-89.58812,20.37874],[-89.58621,20.3803],[-89.58469,20.38254],[-89.58289,20.38511],[-89.58173,20.38676],[-89.58004,20.38928],[-89.57766,20.39275],[-89.57487,20.39697],[-89.57235,20.40063],[-89.57036,20.40385],[-89.56934,20.40527],[-89.56906,20.40573]]}}
Línea 230.0 kV | LineString | 230.0 kV | 2 |  |  | Comisión Federal de Electricidad |  |  |  |  | OpenStreetMap | {"type":"Feature","properties":{},"geometry":{"type":"LineString","coordinates":[[-96.38718,18.25406],[-96.38807,18.25513],[-96.38997,18.25638]]}}
Línea 230.0 kV | LineString | 230.0 kV | 2 |  |  | Comisión Federal de Electricidad |  |  |  |  | OpenStreetMap | {"type":"Feature","properties":{},"geometry":{"type":"LineString","coordinates":[[-96.38556,18.24731],[-96.38338,18.2456],[-96.3808,18.24356],[-96.37833,18.24167],[-96.37532,18.23935],[-96.37286,18.23739],[-96.36771,18.23342],[-96.36495,18.23128],[-96.36252,18.2294],[-96.36001,18.22744],[-96.3577,18.22559],[-96.35482,18.22338],[-96.35227,18.22146],[-96.34998,18.2196],[-96.34983,18.21866],[-96.34945,18.21655],[-96.34892,18.21325],[-96.34858,18.20444],[-96.34835,18.19894],[-96.34834,18.194],[-96.34813,18.18551],[-96.34797,18.18158],[-96.3479,18.1763],[-96.34759,18.17009],[-96.34753,18.16823],[-96.34739,18.16451],[-96.3474,18.15948],[-96.35208,18.15457],[-96.35409,18.1527],[-96.3591,18.14744],[-96.3614,18.14525],[-96.36524,18.14123],[-96.36734,18.13908],[-96.37106,18.13528],[-96.37404,18.1307],[-96.37827,18.12796],[-96.38123,18.12493],[-96.38406,18.12202],[-96.38648,18.11958],[-96.38913,18.11687],[-96.39124,18.1147],[-96.39254,18.11336],[-96.3951,18.11225],[-96.39852,18.11068],[-96.40285,18.10875],[-96.40514,18.10773],[-96.40765,18.10658],[-96.40914,18.10592],[-96.41352,18.10394],[-96.41568,18.10297],[-96.4198,18.10112],[-96.42434,18.09906],[-96.42832,18.09726],[-96.43077,18.09615],[-96.43341,18.09496],[-96.43564,18.09395],[-96.43738,18.09316],[-96.44175,18.0912],[-96.4464,18.08911],[-96.44958,18.08765],[-96.45201,18.08655],[-96.45982,18.08304],[-96.46203,18.08204],[-96.46687,18.07986],[-96.47083,18.07807],[-96.47445,18.07644],[-96.47721,18.07518],[-96.48085,18.0744],[-96.48385,18.07377],[-96.48814,18.07285],[-96.49305,18.07181],[-96.49531,18.07133],[-96.49911,18.07051],[-96.50141,18.07002],[-96.50504,18.06925],[-96.50679,18.06888],[-96.51303,18.06755],[-96.51675,18.06675],[-96.52074,18.06591],[-96.52186,18.06537],[-96.5255,18.06362],[-96.52922,18.0618],[-96.53132,18.06076],[-96.53289,18.06004],[-96.53764,18.05775]]}}
Línea 230.0 kV | LineString | 230.0 kV |  |  |  | Comisión Federal de Electricidad |  |  |  |  | OpenStreetMap | {"type":"Feature","properties":{},"geometry":{"type":"LineString","coordinates":[[-96.38556,18.24731],[-96.3854,18.24795],[-96.38615,18.25104],[-96.38673,18.25352],[-96.38718,18.25406]]}}
Línea 230.0 kV | LineString | 230.0 kV |  |  |  | CFE |  |  |  |  | OpenStreetMap | {"type":"Feature","properties":{},"geometry":{"type":"LineString","coordinates":[[-98.13506,19.08371],[-98.13509,19.08363],[-98.13524,19.08321],[-98.13539,19.0833]]}}
Línea 230.0 kV | LineString | 230.0 kV |  |  |  | CFE |  |  |  |  | OpenStreetMap | {"type":"Feature","properties":{},"geometry":{"type":"LineString","coordinates":[[-99.16857,18.82396],[-99.17309,18.82338],[-99.1756,18.8231],[-99.17849,18.82279],[-99.18147,18.82253],[-99.18496,18.82217],[-99.18713,18.82191],[-99.18919,18.82171],[-99.19142,18.82277],[-99.19275,18.82565],[-99.19412,18.82875],[-99.19527,18.83128],[-99.19669,18.83429],[-99.19842,18.83801],[-99.19959,18.84049],[-99.20165,18.84252],[-99.20331,18.84416],[-99.2034,18.84497]]}}
Línea 230.0 kV | LineString | 230.0 kV | 1 |  |  | CFE |  |  |  |  | OpenStreetMap | {"type":"Feature","properties":{},"geometry":{"type":"LineString","coordinates":[[-99.16098,19.15878],[-99.16086,19.15932],[-99.16173,19.15728]]}}
Línea 230.0 kV | LineString | 230.0 kV | 2 |  |  | CFE |  |  |  |  | OpenStreetMap | {"type":"Feature","properties":{},"geometry":{"type":"LineString","coordinates":[[-98.90476,19.50738],[-98.90524,19.50781],[-98.90629,19.50901],[-98.90809,19.51115],[-98.9099,19.51331],[-98.91218,19.51709],[-98.91428,19.52063],[-98.91638,19.5241],[-98.91857,19.52776],[-98.92081,19.53149],[-98.923,19.53515],[-98.92519,19.5388],[-98.92742,19.54251],[-98.92957,19.5461],[-98.9318,19.54981],[-98.93401,19.5535],[-98.93604,19.55688],[-98.93824,19.56055],[-98.94042,19.56419],[-98.94262,19.56785],[-98.94469,19.57131],[-98.94695,19.57506],[-98.94909,19.57863],[-98.95135,19.5824],[-98.95359,19.58613],[-98.95576,19.58974],[-98.95773,19.59303],[-98.95803,19.59353],[-98.95967,19.59639],[-98.96253,19.60103],[-98.96339,19.60246],[-98.96479,19.60478],[-98.96699,19.60845],[-98.96762,19.60957]]}}
Línea 230.0 kV | LineString | 230.0 kV |  |  |  | CFE |  |  |  |  | OpenStreetMap | {"type":"Feature","properties":{},"geometry":{"type":"LineString","coordinates":[[-99.15911,19.16385],[-99.1592,19.16291],[-99.15992,19.1614],[-99.16006,19.159],[-99.16034,19.15853]]}}
Línea 230.0 kV | LineString | 230.0 kV |  |  |  | CFE |  |  |  |  | OpenStreetMap | {"type":"Feature","properties":{},"geometry":{"type":"LineString","coordinates":[[-99.16082,19.15871],[-99.16062,19.15922],[-99.16049,19.16151],[-99.15976,19.16314],[-99.15911,19.16385]]}}
Línea 230.0 kV | LineString | 230.0 kV |  |  |  | CFE |  |  |  |  | OpenStreetMap | {"type":"Feature","properties":{},"geometry":{"type":"LineString","coordinates":[[-99.1605,19.15859],[-99.16025,19.15907],[-99.16011,19.16143],[-99.15939,19.16299],[-99.15911,19.16385]]}}
Línea 230.0 kV | LineString | 230.0 kV |  |  |  | CFE |  |  |  |  | OpenStreetMap | {"type":"Feature","properties":{},"geometry":{"type":"LineString","coordinates":[[-99.15911,19.16385],[-99.15956,19.16307],[-99.1603,19.16147],[-99.16043,19.15914],[-99.16066,19.15865]]}}
Línea 230.0 kV | LineString | 230.0 kV | 1 |  |  | CFE |  |  |  |  | OpenStreetMap | {"type":"Feature","properties":{},"geometry":{"type":"LineString","coordinates":[[-98.97108,19.634],[-98.97122,19.63398],[-98.97403,19.63351],[-98.97716,19.63297],[-98.98065,19.63234],[-98.98382,19.63177],[-98.98632,19.63305],[-98.98983,19.63485],[-98.99227,19.63612],[-98.99243,19.63619],[-98.99576,19.63791],[-98.9991,19.63966],[-99.00219,19.64123],[-99.00525,19.64285],[-99.00834,19.64441],[-99.01148,19.64608],[-99.01479,19.64776],[-99.01682,19.64768],[-99.01806,19.64761],[-99.01988,19.64752],[-99.02167,19.64744],[-99.02339,19.64736],[-99.02509,19.64728],[-99.02668,19.64722],[-99.02857,19.64712],[-99.03047,19.64704],[-99.03224,19.64696],[-99.034,19.64687],[-99.03575,19.6468],[-99.03748,19.64671],[-99.0416,19.64652],[-99.04575,19.6463],[-99.04973,19.64616],[-99.0536,19.64597],[-99.05721,19.64578],[-99.06073,19.64563],[-99.06434,19.64546],[-99.06822,19.64529],[-99.07181,19.64509],[-99.07515,19.64495],[-99.07654,19.64491],[-99.07803,19.64484],[-99.07932,19.64478],[-99.08299,19.64462],[-99.0866,19.64445],[-99.09055,19.64452],[-99.09394,19.64453],[-99.09718,19.64491],[-99.10044,19.64515],[-99.10321,19.64539],[-99.10454,19.64495],[-99.10646,19.64431],[-99.10971,19.64332],[-99.11327,19.64224],[-99.11633,19.64202],[-99.11983,19.64172],[-99.12386,19.64147],[-99.12784,19.64117],[-99.13175,19.64087],[-99.13556,19.64059],[-99.13935,19.64032],[-99.14277,19.64008],[-99.14637,19.6398],[-99.14973,19.63959],[-99.15171,19.63942],[-99.15372,19.63928],[-99.15578,19.63914],[-99.16144,19.63872],[-99.16509,19.63847],[-99.1685,19.63821],[-99.17189,19.63796],[-99.17598,19.63809],[-99.18003,19.63822],[-99.18152,19.63838],[-99.18278,19.63845],[-99.18417,19.63849],[-99.18545,19.6385],[-99.18683,19.63856],[-99.18796,19.63866],[-99.18947,19.63877],[-99.19325,19.63863],[-99.19654,19.63873],[-99.19996,19.63884],[-99.20374,19.63895],[-99.20773,19.63906],[-99.21115,19.63811],[-99.21471,19.63711],[-99.21506,19.63701],[-99.21736,19.63637],[-99.22102,19.63534],[-99.22488,19.63425],[-99.22819,19.63331],[-99.23145,19.63457],[-99.23416,19.63563],[-99.23821,19.6372],[-99.24102,19.63828],[-99.24361,19.63928],[-99.24956,19.64158],[-99.25294,19.64288],[-99.25581,19.64401],[-99.25916,19.64529],[-99.26187,19.64635],[-99.26635,19.64644],[-99.26985,19.64652],[-99.27381,19.64661],[-99.27716,19.64667],[-99.28093,19.64675],[-99.2838,19.64683],[-99.28672,19.64688],[-99.2898,19.64695],[-99.29221,19.647],[-99.29529,19.64706],[-99.29866,19.64714],[-99.30071,19.64719],[-99.30366,19.64727],[-99.30476,19.64726],[-99.3079,19.64733],[-99.31125,19.64738],[-99.31707,19.6475],[-99.32136,19.64761],[-99.32773,19.64773],[-99.33349,19.64785],[-99.3369,19.64792],[-99.34,19.648],[-99.34276,19.64807],[-99.34822,19.64818],[-99.35195,19.64826],[-99.35725,19.64838],[-99.36048,19.64847],[-99.36645,19.64856],[-99.36703,19.64857],[-99.36955,19.64861],[-99.37347,19.64871],[-99.3784,19.6488],[-99.38028,19.64884],[-99.38084,19.64886],[-99.38359,19.64941],[-99.38855,19.65027],[-99.39475,19.65135],[-99.40151,19.65259],[-99.40505,19.65325],[-99.40841,19.65386],[-99.41856,19.65567],[-99.42499,19.65685],[-99.42646,19.6607],[-99.43032,19.67077],[-99.43073,19.67279],[-99.43362,19.6794],[-99.43625,19.68628],[-99.43844,19.69216],[-99.44042,19.69724],[-99.44192,19.70113],[-99.44423,19.70727],[-99.44542,19.7104],[-99.4465,19.71333],[-99.44832,19.718],[-99.44924,19.72039],[-99.45021,19.723],[-99.45233,19.72849],[-99.45477,19.73493],[-99.4608,19.74023],[-99.46512,19.74401],[-99.46787,19.74641],[-99.47022,19.74845],[-99.47371,19.75158],[-99.47785,19.75521],[-99.48187,19.75874],[-99.48371,19.76191],[-99.48616,19.7661],[-99.48961,19.77196],[-99.49163,19.77541],[-99.49473,19.78072],[-99.49723,19.78498],[-99.49911,19.7882],[-99.50151,19.7923],[-99.50318,19.79514],[-99.50618,19.80026],[-99.50797,19.8033],[-99.50976,19.80636],[-99.51454,19.81256],[-99.5172,19.81598],[-99.51945,19.81891],[-99.52141,19.82145],[-99.52343,19.82408],[-99.52661,19.82818],[-99.52867,19.83086],[-99.53182,19.83493],[-99.53356,19.83719],[-99.53461,19.8409],[-99.53596,19.84575],[-99.53693,19.84924],[-99.53811,19.85344],[-99.53935,19.8579],[-99.5405,19.86202],[-99.54159,19.8659],[-99.54279,19.87019],[-99.5454,19.87322],[-99.54838,19.87667],[-99.55102,19.87972],[-99.55357,19.88267],[-99.55634,19.8859],[-99.55909,19.8891],[-99.56185,19.89229],[-99.56466,19.89555],[-99.56761,19.89897],[-99.5708,19.90265],[-99.57338,19.90558],[-99.57618,19.90871],[-99.57887,19.91175],[-99.58224,19.91553],[-99.58468,19.91828],[-99.58757,19.92154],[-99.58975,19.92396],[-99.59221,19.92673],[-99.59402,19.92878],[-99.59755,19.93274],[-99.59956,19.93499],[-99.60204,19.9379],[-99.60469,19.94099],[-99.60737,19.94413],[-99.61006,19.94727],[-99.61264,19.95028],[-99.6154,19.9535],[-99.61793,19.95645],[-99.62075,19.95974],[-99.62369,19.96318],[-99.62639,19.96632],[-99.62957,19.97003],[-99.63217,19.97305],[-99.63539,19.97682],[-99.63837,19.9803],[-99.64142,19.98384],[-99.64408,19.98697],[-99.64685,19.99019],[-99.64885,19.99291],[-99.65138,19.99637],[-99.65348,19.99922],[-99.65527,20.00166],[-99.65837,20.00588],[-99.66066,20.009],[-99.6625,20.01149],[-99.66512,20.01506],[-99.66748,20.01829],[-99.66972,20.02133],[-99.67193,20.02432],[-99.67492,20.02835],[-99.67731,20.0316],[-99.67937,20.03442],[-99.6822,20.03831],[-99.68482,20.04185],[-99.68724,20.04517],[-99.68987,20.04874],[-99.69285,20.05278],[-99.69579,20.05678],[-99.69749,20.05911],[-99.69931,20.06365],[-99.70109,20.06805],[-99.70265,20.0719],[-99.70424,20.0759],[-99.70605,20.0804],[-99.70772,20.08449],[-99.70927,20.08835],[-99.71082,20.09219],[-99.71209,20.09538],[-99.71371,20.09945],[-99.7152,20.10313],[-99.717,20.10603],[-99.71847,20.10799],[-99.71861,20.10817],[-99.72192,20.11259],[-99.72402,20.1154],[-99.72616,20.11826],[-99.72906,20.12214],[-99.73135,20.12519],[-99.73378,20.12847],[-99.73648,20.13209],[-99.73883,20.13519],[-99.74207,20.13956],[-99.74437,20.14288],[-99.74677,20.14639],[-99.7493,20.15005],[-99.75101,20.15253],[-99.75393,20.15571],[-99.75685,20.15889],[-99.75961,20.16189],[-99.76265,20.16522],[-99.76512,20.16792],[-99.76852,20.17162],[-99.77185,20.17522],[-99.77426,20.17783],[-99.77662,20.1804],[-99.77922,20.18324],[-99.78201,20.18627],[-99.78465,20.18915],[-99.78724,20.19197],[-99.79014,20.1951],[-99.79225,20.19739],[-99.79529,20.19998],[-99.79878,20.20295],[-99.80204,20.20574],[-99.80564,20.20883],[-99.80897,20.21164],[-99.81247,20.21461],[-99.81591,20.2175],[-99.81927,20.22041],[-99.82242,20.22307],[-99.82533,20.22555],[-99.8285,20.22821],[-99.83152,20.23079],[-99.83418,20.23308],[-99.83761,20.23599],[-99.84064,20.23856],[-99.84383,20.24127],[-99.84664,20.24368],[-99.84998,20.24651],[-99.85293,20.24902],[-99.85597,20.25054],[-99.85903,20.25206],[-99.86277,20.25395],[-99.86625,20.25569],[-99.86948,20.25731],[-99.87306,20.2591],[-99.87695,20.26106],[-99.88103,20.26309],[-99.88496,20.26507],[-99.88897,20.2671],[-99.89256,20.2689],[-99.89614,20.2707],[-99.89962,20.27245],[-99.90297,20.27413],[-99.90617,20.27575],[-99.90953,20.27741],[-99.91292,20.27911],[-99.91619,20.28074],[-99.92146,20.28339],[-99.92467,20.28501],[-99.92834,20.28685],[-99.93119,20.2898],[-99.93376,20.29249],[-99.93639,20.29519],[-99.939,20.29792],[-99.94171,20.30076],[-99.94513,20.30431],[-99.94773,20.30703],[-99.95143,20.31086],[-99.95404,20.31358],[-99.95674,20.31613],[-99.95967,20.31847],[-99.96066,20.31948],[-99.96108,20.31989]]}}
Línea 230.0 kV | LineString | 230.0 kV | 2 |  |  | CFE |  |  |  |  | OpenStreetMap | {"type":"Feature","properties":{},"geometry":{"type":"LineString","coordinates":[[-98.90389,19.50623],[-98.9042,19.50592],[-98.90652,19.50363],[-98.90928,19.5011],[-98.91202,19.49849],[-98.91483,19.49585],[-98.91744,19.49349],[-98.92033,19.4907],[-98.92318,19.48811],[-98.92558,19.48582],[-98.92846,19.48321],[-98.92962,19.48204],[-98.93126,19.4805],[-98.93402,19.47792],[-98.93685,19.47528],[-98.93967,19.47263],[-98.94248,19.47002],[-98.94523,19.46743],[-98.94803,19.46477],[-98.95077,19.46219],[-98.95355,19.45957],[-98.95629,19.457],[-98.95908,19.45441],[-98.96192,19.45174],[-98.96474,19.44918],[-98.96756,19.44648],[-98.96953,19.44325],[-98.97145,19.44004],[-98.97344,19.43685],[-98.9754,19.43364],[-98.97737,19.43043],[-98.97933,19.42723],[-98.9813,19.42405],[-98.98332,19.4208],[-98.98549,19.41724],[-98.98688,19.41493],[-98.98746,19.41396],[-98.98808,19.41289],[-98.98518,19.41134],[-98.98214,19.40977],[-98.97932,19.40827],[-98.97902,19.40535],[-98.97877,19.40298],[-98.97761,19.40077],[-98.97639,19.39834],[-98.97618,19.39774]]}}
Línea 230.0 kV | LineString | 230.0 kV |  |  |  | CFE |  |  |  |  | OpenStreetMap | {"type":"Feature","properties":{},"geometry":{"type":"LineString","coordinates":[[-99.1629,20.01634],[-99.16135,20.01577],[-99.16012,20.01531],[-99.15636,20.01392],[-99.15419,20.01182],[-99.15154,20.00898],[-99.14896,20.00642],[-99.14601,20.00345],[-99.14312,20.00045],[-99.14023,19.99756],[-99.13778,19.99504],[-99.13524,19.99254],[-99.13259,19.9898],[-99.12994,19.9871],[-99.12739,19.98444],[-99.12504,19.98205],[-99.12184,19.97875],[-99.11904,19.97592],[-99.1161,19.97291],[-99.11325,19.97002],[-99.11085,19.96758],[-99.10773,19.96439],[-99.10402,19.96063],[-99.102,19.95865],[-99.10143,19.95781]]}}
Línea 230.0 kV | LineString | 230.0 kV |  |  |  | CFE |  |  |  |  | OpenStreetMap | {"type":"Feature","properties":{},"geometry":{"type":"LineString","coordinates":[[-99.27901,20.05938],[-99.27672,20.05823],[-99.2756,20.05777]]}}
Línea 230.0 kV | LineString | 230.0 kV |  |  |  | CFE |  |  |  |  | OpenStreetMap | {"type":"Feature","properties":{},"geometry":{"type":"LineString","coordinates":[[-99.27901,20.05938],[-99.27917,20.06004],[-99.2795,20.06115],[-99.27947,20.06181]]}}
Línea 230.0 kV | LineString | 230.0 kV |  |  |  | CFE |  |  |  |  | OpenStreetMap | {"type":"Feature","properties":{},"geometry":{"type":"LineString","coordinates":[[-99.27947,20.06181],[-99.27924,20.0612],[-99.27895,20.06007],[-99.27901,20.05938]]}}
Línea 230.0 kV | LineString | 230.0 kV | 1 |  |  | CFE |  |  |  |  | OpenStreetMap | {"type":"Feature","properties":{},"geometry":{"type":"LineString","coordinates":[[-99.10143,19.95781],[-99.10059,19.95723],[-99.09799,19.95461],[-99.09162,19.94812],[-99.08632,19.94276],[-99.08302,19.93933],[-99.08032,19.93602],[-99.07686,19.93182],[-99.07417,19.92854],[-99.07138,19.92513],[-99.06892,19.92205],[-99.06688,19.91959],[-99.06433,19.9165],[-99.06205,19.91363],[-99.05982,19.91092],[-99.05737,19.90792],[-99.05506,19.90513],[-99.05296,19.90251],[-99.05033,19.89929],[-99.04665,19.89491],[-99.04412,19.89179],[-99.04155,19.88864],[-99.03911,19.88563],[-99.03642,19.88234],[-99.03387,19.87922],[-99.03124,19.87598],[-99.02873,19.87292],[-99.02626,19.86991],[-99.02362,19.86665],[-99.02111,19.86358],[-99.01855,19.86044],[-99.01601,19.85732],[-99.01339,19.8541],[-99.01058,19.85066],[-99.00766,19.84708],[-99.00486,19.84362],[-99.00228,19.84049],[-98.9995,19.83708],[-98.99666,19.83359],[-98.99412,19.83049],[-98.99165,19.82744],[-98.99027,19.82572],[-98.98999,19.82534]]}}
Línea 230.0 kV | LineString | 230.0 kV |  |  |  | CFE |  |  |  |  | OpenStreetMap | {"type":"Feature","properties":{},"geometry":{"type":"LineString","coordinates":[[-99.1698,20.02096],[-99.16922,20.02071],[-99.16851,20.02043],[-99.16616,20.01949]]}}
Línea 230.0 kV | LineString | 230.0 kV | 2 |  |  | CFE |  |  |  |  | OpenStreetMap | {"type":"Feature","properties":{},"geometry":{"type":"LineString","coordinates":[[-99.48289,20.11003],[-99.48459,20.10902],[-99.48732,20.10738],[-99.48997,20.10578],[-99.49072,20.1032],[-99.49145,20.10066],[-99.49216,20.09821],[-99.49314,20.09471],[-99.49331,20.0941],[-99.49277,20.09372],[-99.49222,20.09368]]}}
Línea 230.0 kV | LineString | 230.0 kV |  |  |  | CFE |  |  |  |  | OpenStreetMap | {"type":"Feature","properties":{},"geometry":{"type":"LineString","coordinates":[[-99.71715,20.21146],[-99.71496,20.21015],[-99.71122,20.21088],[-99.70831,20.21144],[-99.70562,20.213],[-99.69981,20.21632],[-99.69711,20.21787],[-99.69402,20.21965],[-99.68976,20.22209],[-99.68659,20.2239],[-99.68553,20.22673],[-99.6844,20.22971],[-99.68343,20.23227]]}}
Línea 230.0 kV | LineString | 230.0 kV |  |  |  | CFE |  |  |  |  | OpenStreetMap | {"type":"Feature","properties":{},"geometry":{"type":"LineString","coordinates":[[-99.6927,20.38529],[-99.69271,20.3851],[-99.69262,20.38448],[-99.69271,20.38203],[-99.6927,20.37837],[-99.69272,20.37474],[-99.69271,20.37249],[-99.69272,20.36943],[-99.69272,20.36625],[-99.69273,20.36333],[-99.69273,20.35973],[-99.69273,20.3562],[-99.69495,20.3538],[-99.69749,20.35102],[-99.69992,20.3484],[-99.69833,20.34578],[-99.69687,20.34348],[-99.69481,20.34014],[-99.69274,20.33677],[-99.69341,20.33377],[-99.69403,20.33104],[-99.6947,20.32821],[-99.69543,20.32492],[-99.69617,20.32167],[-99.69692,20.3184],[-99.69755,20.31567],[-99.69826,20.31253],[-99.69902,20.30917],[-99.69968,20.3062],[-99.70043,20.3029],[-99.7012,20.29955],[-99.70193,20.29638],[-99.70251,20.29374],[-99.70208,20.29096],[-99.70162,20.28809],[-99.70113,20.28494],[-99.70056,20.28146],[-99.69999,20.27779],[-99.69943,20.27433],[-99.69887,20.27093],[-99.69841,20.268],[-99.69797,20.2651],[-99.69733,20.26118],[-99.69673,20.2574],[-99.69612,20.25367],[-99.69564,20.25071],[-99.69506,20.24701],[-99.69439,20.24289],[-99.69495,20.23957],[-99.69576,20.2349],[-99.69619,20.23205],[-99.69667,20.22911],[-99.69755,20.22393],[-99.69797,20.22125],[-99.6984,20.21855],[-99.70035,20.21736],[-99.70664,20.21356],[-99.70917,20.21202],[-99.7116,20.21159],[-99.71461,20.21108],[-99.71688,20.21233],[-99.71741,20.21259]]}}
Línea 230.0 kV | LineString | 230.0 kV |  |  |  | CFE |  |  |  |  | OpenStreetMap | {"type":"Feature","properties":{},"geometry":{"type":"LineString","coordinates":[[-99.68614,20.23673],[-99.68671,20.23118],[-99.68688,20.22956],[-99.68707,20.22768],[-99.68741,20.22426],[-99.6905,20.22247],[-99.69464,20.2201],[-99.69699,20.21874],[-99.69848,20.21789],[-99.70028,20.21686],[-99.70584,20.21367],[-99.70764,20.21264],[-99.70912,20.21178],[-99.7121,20.21119],[-99.71453,20.2107],[-99.71713,20.21182],[-99.71765,20.21202]]}}
Línea 230.0 kV | LineString | 230.0 kV |  |  |  | CFE |  |  |  |  | OpenStreetMap | {"type":"Feature","properties":{},"geometry":{"type":"LineString","coordinates":[[-99.71775,20.21181],[-99.71715,20.21146]]}}
Línea 230.0 kV | LineString | 230.0 kV |  |  |  | CFE |  |  |  |  | OpenStreetMap | {"type":"Feature","properties":{},"geometry":{"type":"LineString","coordinates":[[-99.68074,20.2374],[-99.67904,20.24006],[-99.6774,20.24265],[-99.67558,20.24548],[-99.6733,20.24852],[-99.67122,20.25128],[-99.66895,20.25429],[-99.66678,20.25716],[-99.66428,20.26047],[-99.66185,20.26369],[-99.65941,20.26695],[-99.6572,20.2699],[-99.65504,20.27276],[-99.65301,20.27549],[-99.65071,20.2785],[-99.6483,20.28173],[-99.64618,20.28455],[-99.64407,20.28733],[-99.64236,20.28962],[-99.64034,20.29237],[-99.63722,20.29658],[-99.63585,20.29846],[-99.63328,20.3019],[-99.63164,20.30413],[-99.63016,20.30615],[-99.62857,20.30825],[-99.62637,20.31125],[-99.62528,20.31272],[-99.62386,20.31465],[-99.62121,20.31823],[-99.61892,20.32135],[-99.61577,20.32564],[-99.6134,20.32881],[-99.61155,20.33132],[-99.60974,20.33375],[-99.60757,20.3367],[-99.60513,20.33999],[-99.60308,20.34279],[-99.60086,20.34577],[-99.59883,20.34849],[-99.59715,20.35079],[-99.59473,20.35409],[-99.5922,20.35747],[-99.59076,20.35947],[-99.58817,20.36295],[-99.58581,20.36614],[-99.58321,20.36965],[-99.58137,20.37214],[-99.57869,20.37575],[-99.57846,20.37919],[-99.57815,20.38379],[-99.57792,20.38705],[-99.57771,20.39011],[-99.57748,20.39362],[-99.57728,20.39697],[-99.57697,20.40138],[-99.57678,20.40432],[-99.57651,20.40841],[-99.5763,20.41157],[-99.57593,20.41714],[-99.57571,20.42012],[-99.5754,20.42481],[-99.57518,20.42814],[-99.57496,20.43148],[-99.57468,20.43564],[-99.5745,20.43841],[-99.5743,20.44156],[-99.574,20.44565],[-99.57378,20.44905],[-99.57361,20.45177],[-99.57338,20.45517],[-99.57311,20.4589],[-99.57273,20.4649],[-99.57252,20.46796],[-99.57213,20.47375],[-99.57174,20.4797],[-99.57155,20.48256],[-99.57138,20.48508],[-99.57009,20.48825],[-99.56853,20.49212],[-99.56723,20.49533],[-99.56589,20.49869],[-99.56483,20.50131],[-99.56286,20.50619],[-99.56179,20.50888],[-99.56074,20.51154],[-99.55867,20.51665],[-99.55725,20.52013],[-99.55636,20.52235],[-99.55419,20.52773],[-99.55249,20.53194],[-99.55095,20.53575],[-99.54969,20.53889],[-99.54847,20.54194],[-99.54737,20.5447],[-99.54626,20.54742],[-99.54448,20.55189],[-99.54323,20.55488],[-99.54103,20.55734],[-99.53864,20.55996],[-99.53634,20.56251],[-99.53411,20.56498],[-99.53152,20.56786],[-99.52927,20.57034],[-99.52703,20.57281],[-99.52548,20.57453],[-99.52305,20.57721],[-99.52106,20.57941],[-99.51877,20.58196],[-99.51615,20.58483],[-99.51373,20.58752],[-99.51155,20.58993],[-99.50951,20.59219],[-99.50738,20.59453],[-99.50534,20.5968],[-99.50321,20.59912],[-99.50051,20.60213],[-99.49796,20.60499],[-99.49592,20.60826],[-99.4943,20.61093],[-99.49247,20.61389],[-99.49039,20.61734],[-99.4886,20.62024],[-99.48658,20.62352],[-99.48484,20.62643],[-99.48347,20.6286],[-99.48187,20.62949],[-99.47956,20.63069],[-99.47127,20.63506],[-99.46704,20.6373],[-99.46408,20.6389],[-99.46012,20.64091],[-99.45699,20.64255],[-99.45649,20.64636],[-99.4557,20.65147],[-99.45522,20.65523]]}}
Línea 230.0 kV | LineString | 230.0 kV | 1 |  |  | CFE |  |  |  |  | OpenStreetMap | {"type":"Feature","properties":{},"geometry":{"type":"LineString","coordinates":[[-99.96704,20.41478],[-99.96721,20.41495],[-99.96963,20.41744],[-99.97184,20.41986],[-99.97329,20.42137],[-99.97424,20.42228],[-99.97677,20.42499],[-99.98059,20.42599],[-99.98429,20.42696],[-99.98761,20.42785],[-99.9917,20.42894],[-99.99543,20.42995],[-99.99954,20.43103],[-100.00351,20.43208],[-100.00691,20.43299],[-100.01053,20.43395],[-100.01454,20.43503],[-100.01857,20.4361],[-100.02227,20.43709],[-100.02568,20.43799],[-100.02942,20.43899],[-100.03337,20.44004],[-100.03774,20.44102],[-100.04153,20.43947],[-100.04551,20.43789],[-100.04945,20.43632],[-100.05271,20.43501],[-100.05646,20.43353],[-100.0599,20.43417],[-100.06406,20.43495],[-100.0676,20.43564],[-100.07064,20.43811],[-100.07388,20.44079],[-100.07719,20.44353],[-100.08011,20.44602],[-100.08042,20.44988],[-100.08083,20.45494],[-100.08119,20.45951],[-100.08354,20.46119],[-100.08596,20.46166],[-100.08842,20.46216],[-100.0918,20.46279],[-100.09527,20.46349],[-100.09894,20.46423],[-100.10176,20.4648],[-100.10446,20.46535],[-100.10701,20.46586],[-100.10981,20.46643],[-100.11265,20.46706],[-100.11605,20.46775]]}}
Línea 230.0 kV | LineString | 230.0 kV |  |  |  | CFE |  |  |  |  | OpenStreetMap | {"type":"Feature","properties":{},"geometry":{"type":"LineString","coordinates":[[-99.48139,20.11065],[-99.48171,20.11052],[-99.48289,20.11003]]}}
Línea 230.0 kV | LineString | 230.0 kV |  |  |  | CFE |  |  |  |  | OpenStreetMap | {"type":"Feature","properties":{},"geometry":{"type":"LineString","coordinates":[[-99.71736,20.21272],[-99.71669,20.21246],[-99.71661,20.21242]]}}
Línea 230.0 kV | LineString | 230.0 kV |  |  |  | CFE |  |  |  |  | OpenStreetMap | {"type":"Feature","properties":{},"geometry":{"type":"LineString","coordinates":[[-99.48289,20.11003],[-99.48219,20.11075],[-99.48205,20.1109]]}}
Línea 230.0 kV | LineString | 230.0 kV |  |  |  | CFE |  |  |  |  | OpenStreetMap | {"type":"Feature","properties":{},"geometry":{"type":"LineString","coordinates":[[-99.68636,20.23744],[-99.68628,20.23718],[-99.68614,20.23673]]}}
Línea 230.0 kV | LineString | 230.0 kV |  |  |  | CFE |  |  |  |  | OpenStreetMap | {"type":"Feature","properties":{},"geometry":{"type":"LineString","coordinates":[[-99.68579,20.23721],[-99.68594,20.23701],[-99.68614,20.23673]]}}
Línea 230.0 kV | LineString | 230.0 kV |  |  |  | CFE |  |  |  |  | OpenStreetMap | {"type":"Feature","properties":{},"geometry":{"type":"LineString","coordinates":[[-99.68343,20.23227],[-99.68237,20.23424],[-99.6815,20.23564],[-99.68074,20.2374]]}}
Línea 230.0 kV | LineString | 230.0 kV |  |  |  | CFE |  |  |  |  | OpenStreetMap | {"type":"Feature","properties":{},"geometry":{"type":"LineString","coordinates":[[-99.68343,20.23227],[-99.68287,20.23443],[-99.68197,20.23589],[-99.68074,20.2374]]}}
Línea 230.0 kV | LineString | 230.0 kV |  |  |  | CFE |  |  |  |  | OpenStreetMap | {"type":"Feature","properties":{},"geometry":{"type":"LineString","coordinates":[[-99.71715,20.21146],[-99.71713,20.21162],[-99.71692,20.21207],[-99.71669,20.21246],[-99.71666,20.21251]]}}
Línea 230.0 kV | LineString | 230.0 kV |  |  |  | CFE |  |  |  |  | OpenStreetMap | {"type":"Feature","properties":{},"geometry":{"type":"LineString","coordinates":[[-99.48195,20.11059],[-99.48219,20.11075],[-99.48502,20.11254],[-99.4886,20.11484],[-99.49224,20.11718],[-99.49649,20.11988],[-99.50046,20.12241],[-99.50361,20.12443],[-99.50746,20.1269],[-99.511,20.12918],[-99.51488,20.13165],[-99.51801,20.13363],[-99.52073,20.13538],[-99.52488,20.13803],[-99.52788,20.13993],[-99.53092,20.14189],[-99.53403,20.14388],[-99.53791,20.14634],[-99.5416,20.14868],[-99.54579,20.1513],[-99.54863,20.15315],[-99.55183,20.15519],[-99.55528,20.15739],[-99.55809,20.15915],[-99.56181,20.16156],[-99.56529,20.16375],[-99.56958,20.16649],[-99.57381,20.16909],[-99.5784,20.17187],[-99.58264,20.17441],[-99.58595,20.17642],[-99.58981,20.17876],[-99.59383,20.18121],[-99.59831,20.1839],[-99.60217,20.18624],[-99.60588,20.18848],[-99.6095,20.19068],[-99.61465,20.1938],[-99.6177,20.19565],[-99.62053,20.19736],[-99.62385,20.19938],[-99.62702,20.20131],[-99.62844,20.20218],[-99.6358,20.20662],[-99.63933,20.20875],[-99.64276,20.21083],[-99.64565,20.21258],[-99.6487,20.21444],[-99.6527,20.21684],[-99.65554,20.21856],[-99.65982,20.22113],[-99.66412,20.22375],[-99.66908,20.22676],[-99.67206,20.22856],[-99.67548,20.23063],[-99.6783,20.23236],[-99.682,20.23458],[-99.68594,20.23701],[-99.68607,20.2371]]}}
Línea 230.0 kV | LineString | 230.0 kV |  |  |  | CFE |  |  |  |  | OpenStreetMap | {"type":"Feature","properties":{},"geometry":{"type":"LineString","coordinates":[[-99.49463,19.98474],[-99.49479,19.98518],[-99.49487,19.9881],[-99.49497,19.99215],[-99.49509,19.99644],[-99.49516,19.99961],[-99.49524,20.00229],[-99.49531,20.00485],[-99.49754,20.00863],[-99.49963,20.01213],[-99.50169,20.01554],[-99.50369,20.01889],[-99.50517,20.02133],[-99.50773,20.0257],[-99.51004,20.02958],[-99.51155,20.03212],[-99.5129,20.03439],[-99.51673,20.03656],[-99.51984,20.03832],[-99.52312,20.04018],[-99.52691,20.04233],[-99.531,20.04466],[-99.53512,20.04701],[-99.53918,20.04932],[-99.54281,20.05137],[-99.54623,20.05329],[-99.54997,20.05541],[-99.55405,20.05774],[-99.5578,20.05987],[-99.56196,20.06225],[-99.56567,20.06434],[-99.56929,20.06642],[-99.57299,20.0685],[-99.57756,20.07109],[-99.58186,20.07354],[-99.5851,20.0754],[-99.58703,20.07647],[-99.58884,20.07735],[-99.59279,20.07925],[-99.59598,20.08077],[-99.59964,20.08255],[-99.60313,20.08421],[-99.60778,20.08647],[-99.61302,20.08894],[-99.61667,20.09074],[-99.62102,20.09281],[-99.62431,20.0944],[-99.62465,20.09772],[-99.62505,20.10183],[-99.62605,20.11169],[-99.62669,20.11842],[-99.62751,20.12654],[-99.62794,20.13095],[-99.62822,20.13376],[-99.62874,20.13903],[-99.62913,20.14283],[-99.63033,20.14625],[-99.63124,20.14882],[-99.63268,20.15292],[-99.63385,20.15623],[-99.63488,20.15911],[-99.63846,20.16069],[-99.64221,20.16233],[-99.64668,20.16428],[-99.65024,20.1659],[-99.65367,20.16738],[-99.65712,20.16888],[-99.66191,20.171],[-99.66582,20.1736],[-99.66876,20.17555],[-99.67138,20.17729],[-99.67454,20.17938],[-99.67886,20.18221],[-99.68229,20.18448],[-99.68545,20.18656],[-99.68964,20.18932],[-99.6925,20.1912],[-99.6955,20.19319],[-99.69849,20.19515],[-99.70156,20.19718],[-99.70475,20.20035],[-99.70752,20.20311],[-99.70964,20.20522],[-99.71177,20.20736],[-99.71354,20.20909],[-99.71493,20.21047],[-99.71582,20.21095],[-99.71675,20.21148],[-99.71699,20.21219],[-99.7175,20.21241]]}}
Línea 230.0 kV | LineString | 230.0 kV |  |  |  | CFE |  |  |  |  | OpenStreetMap | {"type":"Feature","properties":{},"geometry":{"type":"LineString","coordinates":[[-99.68607,20.2371],[-99.68628,20.23718],[-99.69105,20.23895],[-99.69516,20.24051],[-99.69902,20.24199],[-99.7023,20.24323],[-99.70634,20.24474],[-99.71032,20.24626],[-99.71443,20.2478],[-99.7186,20.24939],[-99.72292,20.25104],[-99.72665,20.25245],[-99.73137,20.25423],[-99.73662,20.25622],[-99.7397,20.25738],[-99.74547,20.25957],[-99.74848,20.26071],[-99.75229,20.26218],[-99.75769,20.26421],[-99.76143,20.26563],[-99.76518,20.26705],[-99.76871,20.26838],[-99.7726,20.26985],[-99.77636,20.27128],[-99.7805,20.27285],[-99.78593,20.27491],[-99.78853,20.27589],[-99.79146,20.277],[-99.79733,20.27922],[-99.80165,20.28086],[-99.80565,20.28237],[-99.80926,20.28374],[-99.81288,20.28509],[-99.81645,20.28647],[-99.82007,20.28784],[-99.82363,20.28918],[-99.82721,20.29053],[-99.83125,20.29206],[-99.83537,20.29361],[-99.83897,20.29498],[-99.84247,20.29631],[-99.8461,20.29768],[-99.84933,20.2989],[-99.85229,20.30002],[-99.85583,20.30135],[-99.85897,20.30253],[-99.86129,20.30495],[-99.86353,20.3073],[-99.86649,20.31038],[-99.86952,20.31351],[-99.87134,20.31543],[-99.87487,20.31907],[-99.87903,20.32337],[-99.88164,20.32611],[-99.88399,20.32854],[-99.88771,20.33242],[-99.89093,20.33575],[-99.89273,20.33764],[-99.89601,20.34104],[-99.89919,20.34433],[-99.90408,20.34942],[-99.90701,20.35246],[-99.91058,20.35616],[-99.91298,20.35866],[-99.91653,20.36234],[-99.91915,20.36506],[-99.92162,20.36763],[-99.92692,20.37314],[-99.93243,20.37886],[-99.93414,20.38062],[-99.93517,20.38168],[-99.93775,20.38438],[-99.93894,20.38561],[-99.94054,20.38728],[-99.94312,20.38995],[-99.94557,20.3925],[-99.94824,20.39525],[-99.9507,20.39781],[-99.95304,20.40025],[-99.95581,20.40311],[-99.95862,20.40603],[-99.96148,20.409],[-99.96443,20.41208],[-99.96688,20.41461],[-99.96704,20.41478]]}}
Línea 230.0 kV | LineString | 230.0 kV |  |  |  | CFE |  |  |  |  | OpenStreetMap | {"type":"Feature","properties":{},"geometry":{"type":"LineString","coordinates":[[-99.21784,19.62595],[-99.21823,19.6257]]}}
Línea 230.0 kV | LineString | 230.0 kV | 1 |  |  | CFE |  |  |  |  | OpenStreetMap | {"type":"Feature","properties":{},"geometry":{"type":"LineString","coordinates":[[-99.53945,19.36229],[-99.53706,19.36482],[-99.53444,19.36757],[-99.53187,19.3703],[-99.52929,19.37302],[-99.52679,19.37566],[-99.52422,19.37837],[-99.52147,19.38127],[-99.51916,19.38371],[-99.5168,19.38621],[-99.51431,19.38883],[-99.51183,19.39146],[-99.50947,19.39394],[-99.50684,19.39672],[-99.50399,19.39972],[-99.50149,19.40237],[-99.49882,19.40518],[-99.49608,19.40806],[-99.4938,19.41042],[-99.49028,19.4151],[-99.48689,19.41231],[-99.48358,19.4132],[-99.47883,19.41448],[-99.47469,19.41559],[-99.46969,19.41693],[-99.46263,19.41809],[-99.45595,19.41925],[-99.4519,19.41969],[-99.44619,19.41989],[-99.44384,19.41995],[-99.44046,19.42006],[-99.43331,19.42032],[-99.43044,19.42041],[-99.42704,19.42054],[-99.42331,19.42067],[-99.41984,19.42076],[-99.41566,19.42089],[-99.40729,19.42114],[-99.40486,19.42123],[-99.39999,19.42139],[-99.39384,19.42114],[-99.39074,19.42102],[-99.38838,19.42093],[-99.38355,19.41908],[-99.38013,19.41777],[-99.37676,19.4181],[-99.37212,19.4186],[-99.36454,19.41937],[-99.36078,19.41979],[-99.3586,19.42001],[-99.35474,19.42041],[-99.35144,19.42076],[-99.34495,19.42144],[-99.33994,19.42196],[-99.33636,19.42233],[-99.32968,19.42846],[-99.32655,19.43133],[-99.32248,19.43509],[-99.31833,19.43886],[-99.31634,19.44072],[-99.31469,19.44226],[-99.31286,19.44393],[-99.31085,19.44577],[-99.30548,19.45069],[-99.30542,19.45074],[-99.30075,19.45503],[-99.29667,19.45884],[-99.29661,19.4589],[-99.2946,19.46068],[-99.29334,19.46182],[-99.29308,19.46205],[-99.29292,19.4622],[-99.29236,19.46266],[-99.29217,19.46284],[-99.29023,19.46451],[-99.28976,19.46491],[-99.2896,19.46504],[-99.2887,19.46563],[-99.28841,19.46582],[-99.28828,19.4659],[-99.28353,19.46898],[-99.28232,19.47026],[-99.27797,19.47494],[-99.27627,19.47676],[-99.272,19.48131],[-99.27101,19.4821]]}}
Línea 230.0 kV | LineString | 230.0 kV | 2 |  |  | CFE |  |  |  |  | OpenStreetMap | {"type":"Feature","properties":{},"geometry":{"type":"LineString","coordinates":[[-99.27957,19.54577],[-99.28065,19.54188],[-99.28116,19.53978],[-99.28118,19.53799],[-99.28133,19.53198],[-99.28136,19.53034],[-99.2815,19.52669],[-99.28157,19.51982],[-99.2818,19.51533],[-99.28182,19.51375],[-99.28167,19.51055],[-99.28162,19.50715],[-99.28123,19.49973],[-99.28108,19.49578],[-99.27875,19.49025],[-99.27278,19.48867],[-99.27118,19.48824],[-99.26837,19.48753],[-99.26615,19.48735],[-99.26273,19.4871],[-99.25943,19.48675],[-99.25664,19.48663]]}}
Línea 230.0 kV | LineString | 230.0 kV | 1 |  |  | CFE |  |  |  |  | OpenStreetMap | {"type":"Feature","properties":{},"geometry":{"type":"LineString","coordinates":[[-99.22254,19.62164],[-99.22346,19.621]]}}
Línea 230.0 kV | LineString | 230.0 kV | 1 |  |  | CFE |  |  |  |  | OpenStreetMap | {"type":"Feature","properties":{},"geometry":{"type":"LineString","coordinates":[[-99.22959,19.6157],[-99.23115,19.61427]]}}
Línea 230.0 kV | LineString | 230.0 kV | 1 |  |  | CFE |  |  |  |  | OpenStreetMap | {"type":"Feature","properties":{},"geometry":{"type":"LineString","coordinates":[[-99.23115,19.61427],[-99.23037,19.61491]]}}
Línea 230.0 kV | LineString | 230.0 kV |  |  |  | CFE |  |  |  |  | OpenStreetMap | {"type":"Feature","properties":{},"geometry":{"type":"LineString","coordinates":[[-99.21894,19.62492],[-99.21784,19.62595]]}}
Línea 230.0 kV | LineString | 230.0 kV |  |  |  | CFE |  |  |  |  | OpenStreetMap | {"type":"Feature","properties":{},"geometry":{"type":"LineString","coordinates":[[-99.27914,19.54568],[-99.27957,19.54577]]}}
Línea 230.0 kV | LineString | 230.0 kV | 1 |  |  | CFE |  |  |  |  | OpenStreetMap | {"type":"Feature","properties":{},"geometry":{"type":"LineString","coordinates":[[-99.22434,19.62016],[-99.22254,19.62164]]}}
Línea 230.0 kV | LineString | 230.0 kV | 2 |  |  | CFE |  |  |  |  | OpenStreetMap | {"type":"Feature","properties":{},"geometry":{"type":"LineString","coordinates":[[-99.22254,19.62164],[-99.21894,19.62492]]}}
Línea 230.0 kV | LineString | 230.0 kV |  |  |  | CFE |  |  |  |  | OpenStreetMap | {"type":"Feature","properties":{},"geometry":{"type":"LineString","coordinates":[[-99.21866,19.6253],[-99.21894,19.62492]]}}
Línea 230.0 kV | LineString | 230.0 kV | 1 |  |  | CFE |  |  |  |  | OpenStreetMap | {"type":"Feature","properties":{},"geometry":{"type":"LineString","coordinates":[[-99.22403,19.62052],[-99.22434,19.62016]]}}
Línea 230.0 kV | LineString | 230.0 kV | 1 |  |  | CFE |  |  |  |  | OpenStreetMap | {"type":"Feature","properties":{},"geometry":{"type":"LineString","coordinates":[[-99.22994,19.61529],[-99.22959,19.6157]]}}
Línea 230.0 kV | LineString | 230.0 kV | 2 |  |  | CFE |  |  |  |  | OpenStreetMap | {"type":"Feature","properties":{},"geometry":{"type":"LineString","coordinates":[[-99.22959,19.6157],[-99.22679,19.61812],[-99.22434,19.62016]]}}
Línea 230.0 kV | LineString | 230.0 kV |  |  |  | CFE |  |  |  |  | OpenStreetMap | {"type":"Feature","properties":{},"geometry":{"type":"LineString","coordinates":[[-99.28156,19.483],[-99.27973,19.48327],[-99.27672,19.4838],[-99.27259,19.48502],[-99.26729,19.48655],[-99.26613,19.48688],[-99.26275,19.48662],[-99.25945,19.48636],[-99.2563,19.48616],[-99.25512,19.48586]]}}
Línea 230.0 kV | LineString | 230.0 kV | 2 |  |  | CFE |  |  |  |  | OpenStreetMap | {"type":"Feature","properties":{},"geometry":{"type":"LineString","coordinates":[[-99.23115,19.61427],[-99.23252,19.61297],[-99.23383,19.61179],[-99.23503,19.61076],[-99.23643,19.60951],[-99.23738,19.60866],[-99.23842,19.60773],[-99.23977,19.60654],[-99.24119,19.60519],[-99.24259,19.60384],[-99.24376,19.60268],[-99.24484,19.6016],[-99.24607,19.60033],[-99.24694,19.59944],[-99.24784,19.59852],[-99.24912,19.59732],[-99.25038,19.59613],[-99.25177,19.59496],[-99.25352,19.59401],[-99.25509,19.59313],[-99.25603,19.5926],[-99.25768,19.59171],[-99.25924,19.59084],[-99.2608,19.58997],[-99.26236,19.58911],[-99.26369,19.58837],[-99.26508,19.58741],[-99.26653,19.58677],[-99.26721,19.58574],[-99.26951,19.58049],[-99.27187,19.57545],[-99.27254,19.573],[-99.27259,19.57282],[-99.27317,19.57066],[-99.27387,19.56755],[-99.27515,19.56255]]}}
Línea 230.0 kV | LineString | 230.0 kV |  |  |  | CFE |  |  |  |  | OpenStreetMap | {"type":"Feature","properties":{},"geometry":{"type":"LineString","coordinates":[[-103.50424,20.78753],[-103.50378,20.787]]}}
Línea 230.0 kV | LineString | 230.0 kV |  |  |  | CFE |  |  |  |  | OpenStreetMap | {"type":"Feature","properties":{},"geometry":{"type":"LineString","coordinates":[[-103.50424,20.78753],[-103.50357,20.78728]]}}
Línea 230.0 kV | LineString | 230.0 kV | 1 |  |  | CFE |  |  |  |  | OpenStreetMap | {"type":"Feature","properties":{},"geometry":{"type":"LineString","coordinates":[[-103.46054,20.77663],[-103.45985,20.77591],[-103.45952,20.77588]]}}
Línea 230.0 kV | LineString | 230.0 kV | 2 |  |  | CFE |  |  |  |  | OpenStreetMap | {"type":"Feature","properties":{},"geometry":{"type":"LineString","coordinates":[[-103.45676,20.77758],[-103.46055,20.77689]]}}
Línea 230.0 kV | LineString | 230.0 kV |  |  |  | CFE |  |  |  |  | OpenStreetMap | {"type":"Feature","properties":{},"geometry":{"type":"LineString","coordinates":[[-104.3162,19.02824],[-104.31535,19.02824],[-104.31412,19.02825],[-104.31289,19.02923],[-104.31075,19.03096],[-104.30862,19.03269],[-104.30648,19.03441],[-104.30434,19.03613],[-104.3022,19.03786],[-104.30005,19.03959],[-104.2979,19.04132],[-104.29575,19.04306],[-104.29361,19.04479],[-104.29164,19.04602],[-104.28914,19.04803],[-104.28739,19.04977],[-104.28581,19.05111],[-104.28506,19.05203],[-104.28452,19.05269],[-104.28235,19.05225],[-104.28087,19.05195],[-104.27731,19.05119],[-104.27696,19.05108]]}}
Línea 230.0 kV | LineString | 230.0 kV |  |  |  | CFE |  |  |  |  | OpenStreetMap | {"type":"Feature","properties":{},"geometry":{"type":"LineString","coordinates":[[-103.80526,19.29145],[-103.80224,19.29034],[-103.79957,19.28937],[-103.79546,19.28786],[-103.79263,19.28684],[-103.78944,19.28567],[-103.78622,19.28453],[-103.78304,19.28333],[-103.77957,19.28207],[-103.77621,19.28083]]}}
Línea 230.0 kV | LineString | 230.0 kV |  |  |  | CFE |  |  |  |  | OpenStreetMap | {"type":"Feature","properties":{},"geometry":{"type":"LineString","coordinates":[[-103.80526,19.29145],[-103.80759,19.29216],[-103.80954,19.29208],[-103.81098,19.29044],[-103.81315,19.28794],[-103.81572,19.28499],[-103.81836,19.28195],[-103.82085,19.27909],[-103.82333,19.27623],[-103.82562,19.27359],[-103.82798,19.27087],[-103.83012,19.26842],[-103.83284,19.26528],[-103.83592,19.26173],[-103.83993,19.25712],[-103.84393,19.25249],[-103.8462,19.24988],[-103.8485,19.24724],[-103.85094,19.24444],[-103.85541,19.24209],[-103.86347,19.23788],[-103.86814,19.23545],[-103.8717,19.23357],[-103.87414,19.2323],[-103.87922,19.22963],[-103.88233,19.22801],[-103.8862,19.22596],[-103.8897,19.22412],[-103.89317,19.22231],[-103.89693,19.22005],[-103.89839,19.21916],[-103.90161,19.21722],[-103.90467,19.21535],[-103.90901,19.21273],[-103.91342,19.21008],[-103.91595,19.20855],[-103.91972,19.20627],[-103.92313,19.20422],[-103.92644,19.20221],[-103.9328,19.19833],[-103.93689,19.19589],[-103.94066,19.19361],[-103.94388,19.19167],[-103.9474,19.18953],[-103.95136,19.18714],[-103.9556,19.18458],[-103.9596,19.18216],[-103.9633,19.17995],[-103.96652,19.17801],[-103.96976,19.17603],[-103.97338,19.17384],[-103.97753,19.17132],[-103.98119,19.16909],[-103.9857,19.16639],[-103.98713,19.16403],[-103.98909,19.16075],[-103.99076,19.15798],[-103.99334,19.15364],[-103.9947,19.15138],[-103.99699,19.14755],[-103.99945,19.14341],[-104.00264,19.13793],[-104.00711,19.13049],[-104.00834,19.12842],[-104.01041,19.12499],[-104.0128,19.12094],[-104.01632,19.11496],[-104.01887,19.11067],[-104.02202,19.10529],[-104.02422,19.10152],[-104.02606,19.09837],[-104.02971,19.0951],[-104.03378,19.09144],[-104.03842,19.08728],[-104.04374,19.08247],[-104.0478,19.0789],[-104.05172,19.07534],[-104.05538,19.07212],[-104.06279,19.07185],[-104.06979,19.07165],[-104.07276,19.07157],[-104.07737,19.07143],[-104.08439,19.07127],[-104.08967,19.07112],[-104.09594,19.07098],[-104.10124,19.07085],[-104.10591,19.07068],[-104.11149,19.07059],[-104.1187,19.07179],[-104.12431,19.07272],[-104.12926,19.07356],[-104.13104,19.07387],[-104.13885,19.0752],[-104.14494,19.0762],[-104.14974,19.07706],[-104.15271,19.07652],[-104.15853,19.07561],[-104.16439,19.07469],[-104.16975,19.07388],[-104.17365,19.07325],[-104.17985,19.07235],[-104.18304,19.07184],[-104.18829,19.07101],[-104.19318,19.07024],[-104.19733,19.0696],[-104.20164,19.06894],[-104.2085,19.06788],[-104.21194,19.06609],[-104.21407,19.06495],[-104.21889,19.0624],[-104.22054,19.06153],[-104.22658,19.05832],[-104.23131,19.05579],[-104.23132,19.05484]]}}
Línea 230.0 kV | LineString | 230.0 kV |  |  |  | CFE |  |  |  |  | OpenStreetMap | {"type":"Feature","properties":{},"geometry":{"type":"LineString","coordinates":[[-103.77559,19.28009],[-103.77639,19.28036],[-103.77825,19.28076],[-103.78325,19.28035],[-103.78662,19.2797],[-103.78963,19.27794],[-103.79237,19.27635],[-103.79529,19.27466],[-103.79793,19.27313],[-103.80061,19.27158],[-103.80288,19.27026],[-103.80743,19.26763],[-103.80996,19.26616],[-103.81287,19.26447],[-103.81542,19.26301],[-103.81835,19.2613],[-103.82128,19.25959],[-103.82413,19.25794],[-103.82687,19.25635],[-103.82954,19.2548],[-103.83155,19.25363],[-103.83482,19.25174],[-103.83879,19.24943],[-103.84426,19.24627],[-103.8494,19.24328],[-103.85468,19.24019],[-103.86243,19.23621],[-103.86553,19.23462],[-103.86862,19.23302],[-103.87096,19.23181],[-103.87488,19.2298],[-103.87805,19.22816],[-103.88055,19.22687],[-103.88315,19.22552],[-103.88623,19.22393],[-103.88822,19.22289],[-103.89236,19.22076],[-103.89657,19.21821],[-103.89836,19.21712],[-103.90415,19.21362],[-103.91063,19.20969],[-103.91504,19.20703],[-103.91812,19.20515],[-103.92129,19.20327],[-103.92495,19.20102],[-103.9277,19.19937],[-103.93221,19.19659],[-103.93677,19.19386],[-103.94061,19.19154],[-103.94449,19.18919],[-103.94879,19.18657],[-103.95344,19.18377],[-103.9564,19.18197],[-103.9589,19.18046],[-103.96183,19.17868],[-103.96916,19.1742],[-103.97157,19.17275],[-103.97461,19.17091],[-103.97949,19.16794],[-103.9844,19.16501],[-103.98661,19.16368],[-103.98892,19.15979],[-103.9929,19.15305],[-103.99452,19.15033],[-103.99678,19.14651],[-103.99881,19.14307],[-104.00028,19.1406],[-104.00224,19.13721],[-104.00642,19.13015],[-104.00802,19.12746],[-104.011,19.12244],[-104.01257,19.1198],[-104.0156,19.11469],[-104.01808,19.11048],[-104.02119,19.1053],[-104.02394,19.10069],[-104.0254,19.09824],[-104.03045,19.09369],[-104.03264,19.09171],[-104.03581,19.08892],[-104.03851,19.08649],[-104.04194,19.08338],[-104.04382,19.0817],[-104.04664,19.07917],[-104.04983,19.0764],[-104.05241,19.074],[-104.05522,19.07154],[-104.0636,19.07127],[-104.07079,19.07108],[-104.07501,19.07095],[-104.07787,19.07091],[-104.08714,19.07069],[-104.08956,19.07062],[-104.09122,19.07058],[-104.10078,19.0703],[-104.10604,19.0701],[-104.11093,19.07005],[-104.11573,19.06991],[-104.12201,19.06972],[-104.13748,19.06933],[-104.13924,19.06927],[-104.14409,19.06918],[-104.14662,19.06913],[-104.15493,19.06889],[-104.16422,19.06865],[-104.16892,19.06851],[-104.17117,19.06848],[-104.17459,19.06838],[-104.17696,19.06827],[-104.18138,19.07098],[-104.18315,19.07059],[-104.18687,19.06976],[-104.18957,19.06918],[-104.19241,19.06855],[-104.19601,19.06777],[-104.20179,19.06767],[-104.20772,19.06746],[-104.21374,19.06733],[-104.21812,19.06725],[-104.22351,19.06709],[-104.22506,19.06704],[-104.23178,19.06686],[-104.23637,19.06674],[-104.23836,19.06667],[-104.23854,19.06666]]}}
Línea 230.0 kV | LineString | 230.0 kV |  |  |  | CFE |  |  |  |  | OpenStreetMap | {"type":"Feature","properties":{},"geometry":{"type":"LineString","coordinates":[[-104.23854,19.06666],[-104.24156,19.06656],[-104.24174,19.06656],[-104.24643,19.06645],[-104.25128,19.06636],[-104.25339,19.06628],[-104.25883,19.06613],[-104.265,19.06598],[-104.26784,19.06597],[-104.26979,19.06475],[-104.27145,19.06372],[-104.27256,19.061],[-104.27388,19.05789],[-104.27556,19.05591],[-104.2774,19.05381],[-104.27785,19.05241],[-104.27724,19.05147],[-104.27688,19.05139]]}}
Línea 230.0 kV | LineString | 230.0 kV |  |  |  | CFE |  |  |  |  | OpenStreetMap | {"type":"Feature","properties":{},"geometry":{"type":"LineString","coordinates":[[-103.77535,19.2807],[-103.77621,19.28083]]}}
Línea 230.0 kV | LineString | 230.0 kV |  |  |  | CFE |  |  |  |  | OpenStreetMap | {"type":"Feature","properties":{},"geometry":{"type":"LineString","coordinates":[[-103.77621,19.28083],[-103.77547,19.28039]]}}
Línea 230.0 kV | LineString | 230.0 kV | 1 |  |  | CFE |  |  |  |  | OpenStreetMap | {"type":"Feature","properties":{},"geometry":{"type":"LineString","coordinates":[[-103.80526,19.29145],[-103.8075,19.29239],[-103.80773,19.29418],[-103.80609,19.29609],[-103.80423,19.29825],[-103.80204,19.30078],[-103.79992,19.30323],[-103.7978,19.30569],[-103.79568,19.30816],[-103.79127,19.31326],[-103.78853,19.31644],[-103.78641,19.3189],[-103.78406,19.3216],[-103.78165,19.32439],[-103.77954,19.32685],[-103.77647,19.33041],[-103.77408,19.33318],[-103.77201,19.33559],[-103.76888,19.33921],[-103.76683,19.34157],[-103.76445,19.34431],[-103.76286,19.34719],[-103.76086,19.3508],[-103.75908,19.35401],[-103.75727,19.35728],[-103.75454,19.36044],[-103.7519,19.36352],[-103.74986,19.36589],[-103.74708,19.36916],[-103.74502,19.37156],[-103.74219,19.37486],[-103.73997,19.37745],[-103.73739,19.38047],[-103.73443,19.38125],[-103.73029,19.3823],[-103.72593,19.38342],[-103.72304,19.38418],[-103.7189,19.38525],[-103.71631,19.38594],[-103.71164,19.38711],[-103.70731,19.38822],[-103.70234,19.38953],[-103.69718,19.39086],[-103.69443,19.39157],[-103.68928,19.39291],[-103.68671,19.39355],[-103.68282,19.39458],[-103.67861,19.39568],[-103.67575,19.3964],[-103.67253,19.39723],[-103.66877,19.39819],[-103.66502,19.39916],[-103.66076,19.40023],[-103.65698,19.40119],[-103.651,19.40275],[-103.64815,19.40345],[-103.64582,19.40535],[-103.64478,19.4062],[-103.64357,19.40718],[-103.64066,19.40953],[-103.63783,19.41182],[-103.63442,19.41459],[-103.6322,19.41638],[-103.62967,19.41842],[-103.62588,19.42149],[-103.62428,19.42279],[-103.62175,19.42483],[-103.61949,19.42667],[-103.61431,19.43085],[-103.60962,19.43459],[-103.60743,19.4364],[-103.60513,19.43827],[-103.60128,19.4414],[-103.59921,19.44306],[-103.59534,19.4462],[-103.59416,19.44714],[-103.58931,19.45108],[-103.58708,19.45289],[-103.58479,19.45474],[-103.58258,19.45652],[-103.5803,19.45726],[-103.57667,19.45842],[-103.57524,19.45889],[-103.56891,19.46096],[-103.56303,19.46287],[-103.5596,19.46399],[-103.55751,19.46466],[-103.55314,19.4661],[-103.55071,19.46689],[-103.54603,19.4684],[-103.54477,19.4688],[-103.54262,19.4695],[-103.54063,19.47015],[-103.53872,19.47077],[-103.5356,19.47179],[-103.52669,19.4747],[-103.52496,19.47524],[-103.51741,19.47771],[-103.51468,19.47858],[-103.51051,19.47996],[-103.50448,19.48188],[-103.5026,19.4825],[-103.49926,19.48359],[-103.49771,19.48409],[-103.49477,19.48601],[-103.49145,19.48806],[-103.48908,19.48954],[-103.48662,19.4911],[-103.48454,19.49242],[-103.4825,19.49369],[-103.47989,19.49539],[-103.47677,19.49732],[-103.47335,19.49948],[-103.46925,19.50205],[-103.46726,19.50331],[-103.46457,19.505],[-103.46424,19.50717],[-103.46379,19.51029],[-103.4635,19.51254],[-103.46314,19.51506],[-103.46274,19.51774],[-103.46247,19.51953],[-103.46202,19.52258],[-103.46158,19.52563],[-103.46119,19.52833],[-103.46079,19.53103],[-103.46029,19.53413],[-103.4597,19.53817],[-103.45912,19.54216],[-103.45869,19.5451],[-103.45833,19.5476],[-103.45793,19.55037],[-103.45747,19.5535],[-103.457,19.55665],[-103.45653,19.5599],[-103.4562,19.56224],[-103.45585,19.56469],[-103.45753,19.56799],[-103.4589,19.57067],[-103.46028,19.57336],[-103.46164,19.57596],[-103.46313,19.5788],[-103.46459,19.58165],[-103.46597,19.58433],[-103.46751,19.58734],[-103.46907,19.59034],[-103.47052,19.59318],[-103.47197,19.59602],[-103.47351,19.59902],[-103.47491,19.60171],[-103.47608,19.60398],[-103.47754,19.60683],[-103.47871,19.60911],[-103.47996,19.61155],[-103.48129,19.61416],[-103.48272,19.61693],[-103.48367,19.61879],[-103.48513,19.62163],[-103.48703,19.62528],[-103.48882,19.62879],[-103.49013,19.63143],[-103.49203,19.63514],[-103.4933,19.63762],[-103.49506,19.64105],[-103.49621,19.64329],[-103.49746,19.64573],[-103.49874,19.64823],[-103.50005,19.6506],[-103.5002,19.65088]]}}
Línea 230.0 kV | LineString | 230.0 kV |  |  |  | CFE |  |  |  |  | OpenStreetMap | {"type":"Feature","properties":{},"geometry":{"type":"LineString","coordinates":[[-103.47321,25.59655],[-103.47382,25.59703]]}}
Línea 230.0 kV | LineString | 230.0 kV | 1 |  |  | CFE |  |  |  |  | OpenStreetMap | {"type":"Feature","properties":{},"geometry":{"type":"LineString","coordinates":[[-102.00715,19.84926],[-102.00744,19.84847],[-102.00787,19.84534],[-102.00841,19.84136],[-102.00933,19.83478],[-102.00972,19.83216],[-102.01016,19.82892],[-102.01144,19.82442],[-102.01221,19.82172],[-102.0132,19.81824],[-102.01406,19.81518],[-102.01505,19.81172],[-102.0159,19.80877],[-102.01656,19.8065],[-102.01742,19.80341],[-102.01797,19.79914],[-102.01827,19.79685],[-102.01877,19.79295],[-102.01928,19.78906],[-102.01975,19.78548],[-102.02011,19.78266],[-102.02053,19.77938],[-102.02095,19.77608],[-102.02151,19.7718],[-102.02184,19.7694],[-102.02253,19.76415],[-102.02297,19.76099],[-102.02347,19.75692],[-102.02388,19.7537],[-102.02422,19.75117],[-102.02585,19.74993],[-102.0275,19.7486],[-102.02863,19.74774],[-102.02858,19.74407],[-102.02854,19.74152],[-102.0285,19.73842],[-102.02844,19.73534],[-102.02837,19.73065],[-102.0283,19.72559],[-102.02828,19.72253],[-102.02824,19.72036],[-102.02819,19.71652],[-102.02828,19.71232],[-102.02838,19.70719],[-102.02847,19.70257],[-102.02855,19.69795],[-102.02864,19.69324],[-102.02873,19.68861],[-102.02878,19.68499],[-102.03221,19.68243],[-102.03589,19.67963],[-102.04002,19.6765],[-102.04206,19.67496],[-102.04633,19.67175],[-102.05005,19.66894],[-102.05356,19.6663],[-102.05764,19.66319],[-102.06139,19.66038],[-102.06438,19.65813],[-102.06785,19.65551],[-102.07175,19.65257],[-102.07523,19.64994],[-102.07866,19.64735],[-102.07899,19.64425],[-102.07953,19.63933],[-102.07981,19.63672],[-102.08046,19.6307],[-102.08093,19.62634],[-102.0814,19.62197],[-102.08188,19.61743],[-102.08235,19.61311],[-102.08285,19.60843],[-102.08329,19.60432],[-102.0837,19.60056],[-102.08419,19.59574],[-102.08457,19.59207],[-102.08503,19.58766],[-102.08547,19.58364],[-102.0859,19.57947],[-102.08635,19.57522],[-102.08679,19.57114],[-102.08725,19.56691],[-102.08757,19.56381],[-102.08802,19.55974],[-102.08843,19.55576],[-102.0888,19.55227],[-102.08936,19.54708],[-102.08998,19.54104],[-102.09057,19.53561],[-102.09115,19.53017],[-102.09171,19.52488],[-102.0921,19.52129],[-102.09251,19.51727],[-102.09303,19.51243],[-102.09567,19.50995],[-102.09928,19.50649],[-102.10271,19.50322],[-102.10636,19.49971],[-102.10958,19.49665],[-102.11309,19.4933],[-102.11611,19.49042],[-102.119,19.48768],[-102.12187,19.48494],[-102.12603,19.48099],[-102.13046,19.47675],[-102.13362,19.4737],[-102.13653,19.47098],[-102.13941,19.4682],[-102.14224,19.46551],[-102.14366,19.46413],[-102.14289,19.46056],[-102.14197,19.45642],[-102.14081,19.45137],[-102.13992,19.44713],[-102.13907,19.44353],[-102.14219,19.4405],[-102.14701,19.43578],[-102.14975,19.43312],[-102.15324,19.42971],[-102.15669,19.42634],[-102.16087,19.42225],[-102.16489,19.41832],[-102.1683,19.41498],[-102.17123,19.41211],[-102.1713,19.40759],[-102.17133,19.40499],[-102.17139,19.40336],[-102.17143,19.39947],[-102.17146,19.39724],[-102.17153,19.39313],[-102.17078,19.39096],[-102.16987,19.38835],[-102.16948,19.38724],[-102.16836,19.38407],[-102.16727,19.38095],[-102.16638,19.37842],[-102.16417,19.37196],[-102.16093,19.36253],[-102.15679,19.3602],[-102.15231,19.3577],[-102.14983,19.35624],[-102.14789,19.35512],[-102.14328,19.35254],[-102.139,19.35006],[-102.13651,19.34866],[-102.13512,19.34806],[-102.12915,19.34547],[-102.12536,19.3438],[-102.12113,19.34199],[-102.11793,19.34062],[-102.11122,19.33768],[-102.10961,19.33697],[-102.10747,19.33607],[-102.10492,19.33494],[-102.10105,19.33327],[-102.09669,19.33265],[-102.09427,19.33229],[-102.08939,19.33158],[-102.08871,19.33148]]}}
Línea 230.0 kV | LineString | 230.0 kV |  |  |  | CFE |  |  |  |  | OpenStreetMap | {"type":"Feature","properties":{},"geometry":{"type":"LineString","coordinates":[[-96.81912,17.10628],[-96.81707,17.1067],[-96.81552,17.10737],[-96.81239,17.10885],[-96.80926,17.11043],[-96.80596,17.112],[-96.80377,17.11303],[-96.80007,17.11483],[-96.79723,17.1162],[-96.79445,17.11752],[-96.79125,17.11907],[-96.78877,17.12023],[-96.78876,17.12245]]}}
Línea 230.0 kV | LineString | 230.0 kV |  |  |  | CFE |  |  |  |  | OpenStreetMap | {"type":"Feature","properties":{},"geometry":{"type":"LineString","coordinates":[[-97.504,20.50845],[-97.50384,20.50805],[-97.50241,20.50474],[-97.50089,20.50125],[-97.49884,20.49639],[-97.49724,20.49264],[-97.49607,20.48992],[-97.49562,20.48885],[-97.49316,20.48511],[-97.49192,20.48324],[-97.49052,20.48121],[-97.48839,20.47793],[-97.48678,20.47551],[-97.48351,20.47047],[-97.48169,20.46766],[-97.47891,20.46343],[-97.47768,20.46164],[-97.47415,20.45645],[-97.47096,20.45184],[-97.4692,20.44928],[-97.46747,20.44676],[-97.46622,20.44499],[-97.46295,20.44034],[-97.45944,20.43516],[-97.45739,20.43223],[-97.45432,20.42783],[-97.45177,20.42404],[-97.4505,20.42223],[-97.44851,20.41929],[-97.44677,20.41675],[-97.44489,20.41405],[-97.44338,20.41188],[-97.44131,20.40889],[-97.43902,20.40555],[-97.43744,20.40326],[-97.4363,20.39989],[-97.43539,20.39721],[-97.43395,20.39312],[-97.43302,20.39037],[-97.43134,20.38554],[-97.43049,20.38297],[-97.42941,20.37976],[-97.42838,20.37693],[-97.42735,20.3739],[-97.42592,20.36973],[-97.42483,20.36649],[-97.42399,20.36401],[-97.42292,20.36087],[-97.42184,20.35778],[-97.42083,20.35486],[-97.41994,20.3521],[-97.41853,20.3481],[-97.41702,20.34365],[-97.41631,20.34157],[-97.41534,20.33868],[-97.41449,20.33622],[-97.41377,20.33418],[-97.41227,20.32977],[-97.41176,20.3282],[-97.41078,20.3256],[-97.40955,20.32218],[-97.40852,20.31939],[-97.40781,20.3174],[-97.40665,20.31425],[-97.40589,20.31214],[-97.40493,20.3095],[-97.40376,20.30616],[-97.40248,20.3027],[-97.40063,20.29751],[-97.39956,20.29457],[-97.39842,20.29142],[-97.39772,20.28947],[-97.39675,20.28687],[-97.39551,20.28348],[-97.39435,20.28023],[-97.39187,20.27345],[-97.39078,20.27042],[-97.38936,20.26654],[-97.38861,20.26433],[-97.38765,20.26054],[-97.38674,20.25724],[-97.38501,20.24969],[-97.38359,20.24405],[-97.38274,20.24084],[-97.38136,20.23518],[-97.38261,20.22835],[-97.38356,20.22292],[-97.38509,20.21961],[-97.38672,20.21614],[-97.38953,20.21006],[-97.39196,20.20497],[-97.39333,20.20198],[-97.39418,20.20016],[-97.39555,20.19671],[-97.39659,20.19408],[-97.3977,20.19137],[-97.39876,20.18866],[-97.39995,20.18562],[-97.40093,20.18298],[-97.40229,20.17969],[-97.40314,20.17744],[-97.40228,20.17418],[-97.40157,20.17191],[-97.40101,20.17006],[-97.39943,20.16465],[-97.3987,20.16224],[-97.39798,20.15979],[-97.39699,20.15623],[-97.39624,20.15361],[-97.39423,20.147],[-97.3926,20.1415],[-97.39179,20.13863],[-97.39049,20.13437],[-97.38984,20.13186],[-97.38881,20.12852],[-97.38804,20.12576],[-97.38661,20.12085],[-97.38613,20.11921],[-97.38509,20.11574],[-97.38402,20.11208],[-97.38335,20.10974],[-97.38273,20.10755],[-97.38183,20.10469],[-97.38067,20.1006],[-97.3797,20.09729],[-97.37876,20.09436],[-97.37865,20.09295],[-97.3784,20.09007],[-97.37798,20.08522],[-97.37771,20.08233],[-97.37732,20.07828],[-97.37417,20.07584],[-97.37223,20.07435],[-97.36961,20.07234],[-97.36686,20.07023],[-97.36353,20.06766],[-97.36115,20.06581],[-97.35884,20.064],[-97.35706,20.06266],[-97.35379,20.06009],[-97.35183,20.05859],[-97.34804,20.0557],[-97.34543,20.05362],[-97.34248,20.05136],[-97.3388,20.04855],[-97.33612,20.0465],[-97.33442,20.04515],[-97.33094,20.04245],[-97.32598,20.03857],[-97.32407,20.03712],[-97.32171,20.03534],[-97.318,20.03241],[-97.31676,20.03152],[-97.31349,20.02897],[-97.31187,20.02772],[-97.31188,20.02674],[-97.31195,20.02214],[-97.31197,20.01633],[-97.312,20.01319],[-97.31202,20.01008],[-97.31201,20.00553],[-97.31203,20.00251],[-97.31206,20.00026],[-97.31154,19.99797],[-97.3111,19.9958],[-97.31025,19.99224],[-97.30965,19.98951],[-97.30849,19.98455],[-97.30731,19.98003],[-97.30668,19.97757],[-97.30548,19.97275],[-97.30457,19.96905],[-97.30398,19.96662],[-97.30332,19.96397],[-97.3021,19.9591],[-97.30128,19.95605],[-97.30053,19.95295],[-97.29966,19.9495],[-97.29892,19.94645],[-97.29838,19.94436],[-97.29686,19.94196],[-97.29361,19.9368],[-97.29223,19.93458],[-97.29144,19.93337],[-97.29123,19.92987],[-97.29098,19.92588],[-97.29048,19.91819],[-97.29011,19.91301],[-97.28977,19.90733],[-97.28972,19.9066],[-97.29049,19.9054],[-97.29424,19.8996],[-97.29586,19.89692],[-97.29719,19.89512],[-97.29981,19.89107],[-97.30072,19.88965],[-97.30297,19.88617],[-97.30307,19.88393],[-97.30327,19.88101],[-97.3034,19.87911],[-97.30375,19.87336],[-97.30404,19.86811],[-97.30419,19.86601],[-97.30451,19.86128],[-97.30459,19.86038],[-97.30508,19.85734],[-97.30549,19.85469],[-97.30591,19.85218],[-97.30623,19.85015],[-97.30675,19.8471],[-97.30687,19.84443],[-97.30698,19.84113],[-97.30713,19.83823],[-97.30723,19.83551],[-97.30735,19.83274],[-97.30743,19.83081],[-97.30754,19.82831],[-97.30761,19.82599],[-97.30443,19.82265],[-97.30197,19.82009],[-97.30027,19.81823],[-97.29817,19.81606],[-97.29667,19.81448],[-97.2914,19.80935],[-97.28972,19.80769],[-97.2888,19.80679],[-97.28433,19.80244],[-97.28325,19.80139],[-97.28189,19.80006],[-97.28056,19.79876],[-97.27818,19.79642],[-97.27579,19.79408],[-97.27492,19.79323],[-97.27166,19.79005],[-97.26964,19.78808],[-97.26773,19.78605],[-97.26734,19.78538]]}}
Línea 230.0 kV | LineString | 230.0 kV |  |  |  | CFE |  |  |  |  | OpenStreetMap | {"type":"Feature","properties":{},"geometry":{"type":"LineString","coordinates":[[-99.34373,19.30708],[-99.34355,19.3068]]}}
Línea 230.0 kV | LineString | 230.0 kV |  |  |  | CFE |  |  |  |  | OpenStreetMap | {"type":"Feature","properties":{},"geometry":{"type":"LineString","coordinates":[[-99.34311,19.30769],[-99.34371,19.30772],[-99.34424,19.30676],[-99.34409,19.30638]]}}
Línea 230.0 kV | LineString | 230.0 kV | 1 |  |  | CFE |  |  |  |  | OpenStreetMap | {"type":"Feature","properties":{},"geometry":{"type":"LineString","coordinates":[[-106.35361,23.19065],[-106.35293,23.19137],[-106.35157,23.19366],[-106.35093,23.19409],[-106.34859,23.19567],[-106.34622,23.19728],[-106.34433,23.19854],[-106.33961,23.2002],[-106.33622,23.2014],[-106.32991,23.20362],[-106.3254,23.20522],[-106.32051,23.20696],[-106.31707,23.20816],[-106.31369,23.20934],[-106.31085,23.21036],[-106.30608,23.21203],[-106.30287,23.2132],[-106.30044,23.21404],[-106.2965,23.21543],[-106.293,23.21643],[-106.28796,23.21786],[-106.28281,23.21934],[-106.27863,23.22053],[-106.27402,23.22184],[-106.27085,23.22275],[-106.26972,23.22307],[-106.26657,23.22397],[-106.26283,23.22503],[-106.25911,23.2261],[-106.25538,23.22717],[-106.25172,23.22822],[-106.24794,23.22929],[-106.2442,23.23036],[-106.24084,23.23132],[-106.2368,23.23247],[-106.23398,23.23328],[-106.23043,23.23429],[-106.22696,23.23528],[-106.22257,23.23653],[-106.21893,23.23757],[-106.21513,23.23865],[-106.21154,23.23967],[-106.20799,23.24069],[-106.20405,23.24181],[-106.20088,23.24271],[-106.1967,23.24391],[-106.19288,23.245],[-106.18923,23.24604],[-106.18588,23.24699],[-106.1828,23.24787],[-106.17913,23.24892],[-106.17563,23.24992],[-106.17232,23.25085],[-106.16773,23.25219],[-106.16372,23.25334],[-106.15788,23.25498],[-106.15385,23.25613],[-106.14709,23.25805],[-106.14323,23.25915],[-106.13956,23.26019],[-106.13587,23.26124],[-106.13224,23.26228],[-106.12862,23.26331],[-106.12484,23.26438],[-106.12109,23.26545],[-106.11575,23.26698],[-106.11061,23.26844],[-106.10634,23.26966],[-106.09949,23.27159],[-106.09593,23.2726],[-106.09104,23.27399],[-106.08755,23.27498],[-106.08416,23.27595],[-106.08044,23.27701],[-106.07696,23.27799],[-106.07371,23.27892],[-106.06893,23.28028],[-106.06536,23.28129],[-106.06259,23.28212],[-106.05761,23.28346],[-106.05429,23.28443],[-106.04952,23.28577],[-106.04499,23.28706],[-106.04093,23.28821],[-106.03749,23.28919],[-106.0328,23.29052],[-106.02734,23.29205],[-106.0242,23.29294],[-106.02283,23.29398],[-106.02069,23.29562],[-106.01863,23.29724],[-106.01355,23.30094],[-106.0099,23.30368],[-106.00679,23.30598],[-106.00409,23.30803],[-106.00199,23.30965],[-105.99857,23.31216],[-105.99655,23.31369],[-105.99258,23.31664],[-105.98927,23.31901],[-105.98664,23.3217],[-105.98463,23.32361],[-105.98274,23.32538],[-105.97907,23.32903],[-105.97606,23.33195],[-105.97093,23.33706],[-105.96708,23.34086],[-105.96577,23.34212],[-105.96062,23.34713],[-105.95708,23.35193],[-105.95187,23.35896],[-105.95034,23.361],[-105.94765,23.36473],[-105.94492,23.36841],[-105.94175,23.3726],[-105.93919,23.37617],[-105.93752,23.37838],[-105.93388,23.38327],[-105.92928,23.38696],[-105.9275,23.38838],[-105.92464,23.39059],[-105.92177,23.39293],[-105.91633,23.39734],[-105.91334,23.3997],[-105.90767,23.40413],[-105.90567,23.40579],[-105.90185,23.40879],[-105.89478,23.41214],[-105.88784,23.41537],[-105.88387,23.41725],[-105.8794,23.41942],[-105.87629,23.42087],[-105.8672,23.42535],[-105.86221,23.42767],[-105.85813,23.43231],[-105.85691,23.43379],[-105.85239,23.43914],[-105.84673,23.44571],[-105.84192,23.45132],[-105.83589,23.45836],[-105.8315,23.46352],[-105.82508,23.46902],[-105.8216,23.47155],[-105.81761,23.47453],[-105.80781,23.48177],[-105.80458,23.48416],[-105.80279,23.48552],[-105.79816,23.48887],[-105.79151,23.49375],[-105.78456,23.49888],[-105.7774,23.50421],[-105.77185,23.5083],[-105.76691,23.51197],[-105.7641,23.51404],[-105.75124,23.5192],[-105.74491,23.52179],[-105.73658,23.52515],[-105.73345,23.52642],[-105.72786,23.52869],[-105.72528,23.52962],[-105.72406,23.5302],[-105.71815,23.53259],[-105.71354,23.53445],[-105.70798,23.53672],[-105.70436,23.53817],[-105.70155,23.53929],[-105.69712,23.54012],[-105.69496,23.54049],[-105.68579,23.54222],[-105.68189,23.54294],[-105.67997,23.5433],[-105.67777,23.54598],[-105.6721,23.55322],[-105.66806,23.55836],[-105.66584,23.56116],[-105.66462,23.56272],[-105.66249,23.56538],[-105.65848,23.5704],[-105.65302,23.57735],[-105.65202,23.57863],[-105.65013,23.5809],[-105.64683,23.58495],[-105.64543,23.58663],[-105.64309,23.58948],[-105.64078,23.59231],[-105.63888,23.59463],[-105.63502,23.59934],[-105.63249,23.60252],[-105.631,23.60427],[-105.62912,23.60616],[-105.62727,23.60799],[-105.62296,23.61223],[-105.61853,23.61658],[-105.61617,23.61892],[-105.6131,23.62196],[-105.60912,23.62589],[-105.60186,23.63306],[-105.59741,23.63747],[-105.59376,23.6411],[-105.58996,23.64486],[-105.58729,23.64749],[-105.58443,23.65031],[-105.58182,23.65291],[-105.57906,23.65563],[-105.5769,23.65776],[-105.57348,23.66115],[-105.57116,23.66346],[-105.5679,23.66666],[-105.56474,23.66975],[-105.56253,23.67196],[-105.55865,23.67573],[-105.55459,23.67981],[-105.55231,23.68208],[-105.54933,23.68506],[-105.54681,23.68752],[-105.54248,23.69178],[-105.53896,23.69529],[-105.53597,23.69825],[-105.53175,23.70237],[-105.5292,23.70489],[-105.52763,23.70642],[-105.52465,23.70936],[-105.52214,23.71185],[-105.51771,23.71625],[-105.51412,23.71986],[-105.50896,23.72489],[-105.50626,23.7276],[-105.50226,23.73148],[-105.4971,23.73666],[-105.49375,23.73997],[-105.49151,23.74081],[-105.48614,23.74296],[-105.48136,23.74483],[-105.47387,23.74776],[-105.46859,23.74984],[-105.46373,23.75176],[-105.46148,23.75265],[-105.4569,23.75447],[-105.45151,23.75656],[-105.44689,23.75838],[-105.44224,23.7602],[-105.43915,23.76142],[-105.43481,23.76312],[-105.43011,23.76497],[-105.42655,23.76637],[-105.42309,23.76772],[-105.41812,23.76967],[-105.41563,23.77065],[-105.41029,23.77275],[-105.40619,23.77435],[-105.40359,23.77538],[-105.40083,23.77647],[-105.39833,23.77743],[-105.39262,23.77969],[-105.39043,23.78053],[-105.38726,23.7825],[-105.38331,23.78497],[-105.37955,23.78729],[-105.37689,23.78894],[-105.37388,23.79081],[-105.37076,23.79275],[-105.36483,23.79644],[-105.36214,23.79811],[-105.3607,23.79902],[-105.34886,23.80635],[-105.34792,23.80694],[-105.34734,23.80729],[-105.34497,23.80877],[-105.3411,23.81117],[-105.33781,23.81322],[-105.33508,23.81492],[-105.33179,23.81694],[-105.32689,23.81999],[-105.32198,23.82301],[-105.31674,23.82628],[-105.31402,23.82796],[-105.31042,23.83018],[-105.30487,23.83362],[-105.30011,23.83657],[-105.29697,23.8385],[-105.29303,23.84094],[-105.29133,23.842],[-105.28809,23.8426],[-105.2841,23.84335],[-105.28156,23.84382],[-105.2777,23.84454],[-105.27425,23.8452],[-105.26926,23.84614],[-105.26476,23.84699],[-105.26075,23.84774],[-105.25631,23.84857],[-105.25327,23.84914],[-105.2458,23.85055],[-105.23991,23.85165],[-105.23446,23.85267],[-105.23036,23.85345],[-105.22675,23.85412],[-105.22384,23.85466],[-105.21911,23.85554],[-105.21449,23.85641],[-105.21071,23.85713],[-105.20687,23.85786],[-105.20328,23.85853],[-105.19712,23.85966],[-105.18882,23.86123],[-105.18383,23.86217],[-105.18026,23.86284],[-105.17654,23.86354],[-105.17264,23.86427],[-105.16881,23.86499],[-105.16546,23.86562],[-105.16111,23.86644],[-105.15832,23.86696],[-105.15427,23.86772],[-105.15075,23.86837],[-105.14692,23.8691],[-105.14334,23.86977],[-105.1395,23.87048],[-105.13514,23.87129],[-105.13164,23.87196],[-105.12847,23.87255],[-105.12397,23.87339],[-105.12137,23.87388],[-105.11502,23.87507],[-105.11062,23.8759],[-105.10776,23.87644],[-105.10391,23.87826],[-105.10043,23.87993],[-105.09714,23.8815],[-105.09347,23.88328],[-105.08929,23.88528],[-105.0865,23.88662],[-105.08251,23.88853],[-105.07958,23.88995],[-105.07643,23.89146],[-105.07277,23.89321],[-105.06948,23.8948],[-105.06686,23.89605],[-105.06116,23.89878],[-105.0557,23.90141],[-105.05317,23.90263],[-105.04765,23.90527],[-105.04447,23.9068],[-105.0412,23.90836],[-105.03676,23.91049],[-105.03327,23.91218],[-105.02985,23.91382],[-105.02591,23.91571],[-105.02291,23.91716],[-105.01957,23.91876],[-105.0158,23.92058],[-105.01226,23.9212],[-105.00758,23.92202],[-105.003,23.92287],[-104.99878,23.92358],[-104.99535,23.92418],[-104.98911,23.92527],[-104.98611,23.92578],[-104.98207,23.92649],[-104.97622,23.92751],[-104.97275,23.92812],[-104.96849,23.92888],[-104.96504,23.92947],[-104.9592,23.93053],[-104.95078,23.93199],[-104.94841,23.93239],[-104.94521,23.93295],[-104.94245,23.93344],[-104.93982,23.93368],[-104.93621,23.93405],[-104.93203,23.93447],[-104.92842,23.93483],[-104.92425,23.93527],[-104.91877,23.93585],[-104.91446,23.93629],[-104.91083,23.93664],[-104.90609,23.93708],[-104.90014,23.93769],[-104.89723,23.93798],[-104.89241,23.93847],[-104.88948,23.93877],[-104.88563,23.93915],[-104.88022,23.93973],[-104.87633,23.94011],[-104.87074,23.94067],[-104.86665,23.94345],[-104.86536,23.94438],[-104.85764,23.94948],[-104.84976,23.95476],[-104.84765,23.95619],[-104.84238,23.95959],[-104.8397,23.96138],[-104.83613,23.96377],[-104.83245,23.96622],[-104.82984,23.96796],[-104.82717,23.96974],[-104.8244,23.97158],[-104.82143,23.97356],[-104.81811,23.97578],[-104.81477,23.97714],[-104.80947,23.97931],[-104.8049,23.98118],[-104.80177,23.98245],[-104.7983,23.98387],[-104.79466,23.98534],[-104.78797,23.98808],[-104.78517,23.98924],[-104.78165,23.99066],[-104.77802,23.99214],[-104.77443,23.99361],[-104.77084,23.99507],[-104.76803,23.99622],[-104.7651,23.99742],[-104.75979,23.99958],[-104.75349,24.00215],[-104.75061,24.00332],[-104.74778,24.00448],[-104.74582,24.00706],[-104.74334,24.01032],[-104.73967,24.01513],[-104.73943,24.01545],[-104.73659,24.01918],[-104.73367,24.023],[-104.73037,24.02737],[-104.72827,24.03012],[-104.72686,24.03194],[-104.72462,24.03489],[-104.72099,24.03968],[-104.71932,24.04187],[-104.71466,24.04797],[-104.71224,24.05116],[-104.70709,24.05795],[-104.7057,24.05975],[-104.70277,24.06362],[-104.69803,24.06987],[-104.69628,24.07215],[-104.69477,24.07413],[-104.69228,24.07736],[-104.68903,24.08166],[-104.68795,24.08309],[-104.68474,24.08478],[-104.68016,24.08724],[-104.67626,24.08931],[-104.67258,24.09128],[-104.66965,24.09284],[-104.66634,24.0946],[-104.66282,24.09649],[-104.65915,24.09579],[-104.65512,24.09504],[-104.65075,24.09423],[-104.64597,24.09331],[-104.64196,24.09257],[-104.6369,24.09164],[-104.63327,24.09095],[-104.63085,24.0897],[-104.62929,24.0889],[-104.62413,24.08625],[-104.62081,24.08455],[-104.61744,24.08279],[-104.6152,24.08164],[-104.61207,24.08003],[-104.60949,24.0787],[-104.60675,24.07731],[-104.60616,24.07688]]}}
Línea 230.0 kV | LineString | 230.0 kV |  |  |  | CFE |  |  |  |  | OpenStreetMap | {"type":"Feature","properties":{},"geometry":{"type":"LineString","coordinates":[[-107.34083,24.73053],[-107.34105,24.73153],[-107.34046,24.73161]]}}
Línea 230.0 kV | LineString | 230.0 kV | 1 |  |  | C.F.E. |  |  |  |  | OpenStreetMap | {"type":"Feature","properties":{},"geometry":{"type":"LineString","coordinates":[[-108.75213,26.07569],[-108.75138,26.07572],[-108.74945,26.07458],[-108.74762,26.07351],[-108.74534,26.07063],[-108.74277,26.06737],[-108.74053,26.06453],[-108.73857,26.06205],[-108.73714,26.0603],[-108.73498,26.05757],[-108.73292,26.05496],[-108.7306,26.05201],[-108.72844,26.04928],[-108.72658,26.04695],[-108.7238,26.04342],[-108.7216,26.04061],[-108.71712,26.03496],[-108.71466,26.03184],[-108.7126,26.02922],[-108.71043,26.02648],[-108.70814,26.02357],[-108.70611,26.02099],[-108.7042,26.01855],[-108.70224,26.01612],[-108.70016,26.01345],[-108.69802,26.01078],[-108.6961,26.00835],[-108.69402,26.0057],[-108.69187,26.00299],[-108.68944,25.9999],[-108.68774,25.99772],[-108.68571,25.99516],[-108.68316,25.99192],[-108.68098,25.98916],[-108.67904,25.9867],[-108.67703,25.98417],[-108.6749,25.98148],[-108.67271,25.9787],[-108.6702,25.97551],[-108.66872,25.97364],[-108.66664,25.971],[-108.66423,25.96796],[-108.66258,25.96585],[-108.66058,25.96331],[-108.65849,25.96066],[-108.657,25.9588],[-108.65501,25.95723],[-108.65297,25.95561],[-108.65086,25.95398],[-108.64672,25.95071],[-108.64358,25.94824],[-108.64101,25.94622],[-108.63877,25.94445],[-108.63566,25.94201],[-108.63345,25.94027],[-108.63112,25.93844],[-108.62867,25.93651],[-108.62665,25.93491],[-108.62455,25.93327],[-108.62185,25.93115],[-108.61908,25.92897],[-108.61652,25.92695],[-108.61354,25.92461],[-108.61057,25.92227],[-108.60816,25.92037],[-108.60573,25.91846],[-108.60318,25.91645],[-108.60021,25.91411],[-108.59723,25.91176],[-108.59454,25.90964],[-108.59134,25.90711],[-108.5891,25.90535],[-108.58658,25.90336],[-108.58422,25.90151],[-108.58193,25.89973],[-108.57927,25.89762],[-108.57565,25.89478],[-108.57012,25.89041],[-108.56669,25.88773],[-108.56325,25.88499],[-108.56014,25.88255],[-108.55877,25.88145],[-108.55645,25.87961],[-108.55309,25.87699],[-108.54815,25.87316],[-108.54386,25.86973],[-108.54084,25.86735],[-108.53845,25.86547],[-108.53571,25.86331],[-108.53297,25.86115],[-108.53032,25.85906],[-108.52751,25.85684],[-108.52465,25.8546],[-108.52194,25.85246],[-108.51949,25.85032],[-108.51685,25.84824],[-108.51414,25.84609],[-108.51143,25.84397],[-108.50871,25.8418],[-108.50568,25.8394],[-108.50328,25.83752],[-108.50064,25.83543],[-108.49798,25.83334],[-108.49534,25.83125],[-108.49259,25.82909],[-108.48969,25.8268],[-108.48654,25.82433],[-108.48414,25.82244],[-108.48141,25.82026],[-108.47831,25.81782],[-108.47529,25.81546],[-108.47225,25.81314],[-108.46918,25.81078],[-108.46636,25.80865],[-108.46317,25.80615],[-108.46004,25.80376],[-108.45754,25.80184],[-108.45452,25.79956],[-108.45182,25.79742],[-108.44894,25.79521],[-108.44664,25.79345],[-108.44395,25.79137],[-108.44119,25.78924],[-108.43841,25.78711],[-108.43566,25.78499],[-108.43292,25.78288],[-108.43047,25.78099],[-108.42772,25.77888],[-108.42507,25.77684],[-108.42233,25.77471],[-108.41962,25.77262],[-108.41697,25.77058],[-108.41427,25.7685],[-108.41161,25.76646],[-108.40888,25.76435],[-108.40618,25.76226],[-108.40345,25.76016],[-108.40071,25.75805],[-108.39798,25.75595],[-108.39494,25.75361],[-108.39184,25.75123],[-108.38928,25.74926],[-108.38646,25.74709],[-108.38351,25.74482],[-108.38064,25.74262],[-108.37794,25.74053],[-108.37518,25.73842],[-108.37246,25.73631],[-108.36975,25.73424],[-108.36718,25.73225],[-108.36476,25.73041],[-108.36233,25.72853],[-108.3596,25.72642],[-108.35685,25.7243],[-108.35404,25.72214],[-108.35135,25.72007],[-108.34879,25.7181],[-108.34621,25.71611],[-108.34356,25.71407],[-108.34113,25.7122],[-108.338,25.70978],[-108.3354,25.70752],[-108.33296,25.70518],[-108.33032,25.70277],[-108.32779,25.70046],[-108.32511,25.69801],[-108.32215,25.6953],[-108.31961,25.69299],[-108.31664,25.69027],[-108.31369,25.68757],[-108.31144,25.68552],[-108.30871,25.68303],[-108.30648,25.68097],[-108.30425,25.67893],[-108.30175,25.67664],[-108.29934,25.67444],[-108.29677,25.67209],[-108.2943,25.66983],[-108.29201,25.66774],[-108.28977,25.66569],[-108.28728,25.66341],[-108.28478,25.66112],[-108.28236,25.65892],[-108.27962,25.65641],[-108.27717,25.65417],[-108.2747,25.65191],[-108.27218,25.64961],[-108.26945,25.64711],[-108.26666,25.64457],[-108.26407,25.6422],[-108.26155,25.63989],[-108.259,25.63754],[-108.25659,25.63531],[-108.2541,25.63304],[-108.25157,25.63074],[-108.24925,25.62875],[-108.24696,25.6268],[-108.24443,25.62463],[-108.24155,25.62217],[-108.23905,25.62003],[-108.23628,25.61766],[-108.23373,25.61547],[-108.23091,25.61307],[-108.22835,25.61091],[-108.22552,25.60848],[-108.22319,25.60648],[-108.22038,25.60407],[-108.21812,25.60214],[-108.21614,25.60045],[-108.21399,25.59861],[-108.21158,25.59655],[-108.20848,25.59409],[-108.2057,25.59171],[-108.20322,25.58957],[-108.20091,25.58761],[-108.1983,25.58537],[-108.19568,25.58313],[-108.19302,25.58087],[-108.19052,25.57873],[-108.18784,25.57648],[-108.18531,25.57428],[-108.18272,25.57205],[-108.18007,25.5698],[-108.17772,25.56779],[-108.17509,25.56557],[-108.17255,25.56337],[-108.17007,25.5612],[-108.16793,25.55924],[-108.16568,25.55732],[-108.16262,25.55485],[-108.16001,25.55261],[-108.157,25.55007],[-108.15437,25.5478],[-108.15168,25.54548],[-108.14926,25.54342],[-108.14618,25.5408],[-108.14392,25.53889],[-108.14138,25.53667],[-108.13871,25.53443],[-108.13617,25.53222],[-108.13342,25.52986],[-108.13098,25.5278],[-108.1288,25.52591],[-108.12629,25.52375],[-108.12355,25.52139],[-108.12091,25.51915],[-108.11832,25.51692],[-108.11563,25.51465],[-108.11315,25.51254],[-108.11051,25.51028],[-108.10791,25.50803],[-108.1053,25.5058],[-108.10286,25.50371],[-108.09999,25.50125],[-108.09764,25.49922],[-108.09529,25.49719],[-108.09268,25.49499],[-108.09012,25.4928],[-108.08715,25.49021],[-108.08501,25.48834],[-108.08323,25.48752],[-108.08288,25.48704]]}}
Línea 230.0 kV | LineString | 230.0 kV |  |  |  | CFE |  |  |  |  | OpenStreetMap | {"type":"Feature","properties":{},"geometry":{"type":"LineString","coordinates":[[-107.34101,24.73243],[-107.34063,24.73232]]}}
Línea 230.0 kV | LineString | 230.0 kV | 1 |  |  | CFE |  |  |  |  | OpenStreetMap | {"type":"Feature","properties":{},"geometry":{"type":"LineString","coordinates":[[-108.08198,25.48615],[-108.08241,25.4865]]}}
Línea 230.0 kV | LineString | 230.0 kV | 1 |  |  | CFE |  |  |  |  | OpenStreetMap | {"type":"Feature","properties":{},"geometry":{"type":"LineString","coordinates":[[-107.50751,24.70207],[-107.5077,24.69984],[-107.50766,24.69921]]}}
Línea 230.0 kV | LineString | 230.0 kV |  |  |  | CFE |  |  |  |  | OpenStreetMap | {"type":"Feature","properties":{},"geometry":{"type":"LineString","coordinates":[[-107.53387,24.77997],[-107.53409,24.78045],[-107.53643,24.78289],[-107.53899,24.78559],[-107.54192,24.7887],[-107.54463,24.79154],[-107.5436,24.79387],[-107.54243,24.79642],[-107.54146,24.79846],[-107.5403,24.80118],[-107.53936,24.80311],[-107.53792,24.80647],[-107.53693,24.80868],[-107.5336,24.81041],[-107.5296,24.81258],[-107.52658,24.81417],[-107.52366,24.81572],[-107.52345,24.81876],[-107.52314,24.82251],[-107.52284,24.82655],[-107.5233,24.83003],[-107.52371,24.83335],[-107.52418,24.83683],[-107.52467,24.84056],[-107.52513,24.84397],[-107.52546,24.8463],[-107.52595,24.84997],[-107.52631,24.85291],[-107.5268,24.85672],[-107.52731,24.86049],[-107.52776,24.86381],[-107.52816,24.86687],[-107.52853,24.86974],[-107.52885,24.87219],[-107.52927,24.87539],[-107.52975,24.87854],[-107.52705,24.88042],[-107.52455,24.88217],[-107.52186,24.88405],[-107.51893,24.8861],[-107.51557,24.88845],[-107.51194,24.89099],[-107.50858,24.89334],[-107.50494,24.89588],[-107.50166,24.89816],[-107.49976,24.8995],[-107.49927,24.89982],[-107.49868,24.90026],[-107.49552,24.90197],[-107.49229,24.90183],[-107.48893,24.90166],[-107.48449,24.90147],[-107.48031,24.90129],[-107.47377,24.90096],[-107.4702,24.90069],[-107.46207,24.90043],[-107.45853,24.90025],[-107.45467,24.90007],[-107.4524,24.89997],[-107.44834,24.89979],[-107.44637,24.8997],[-107.44177,24.89946],[-107.43796,24.89929],[-107.43347,24.89908],[-107.43034,24.89893],[-107.42579,24.89872],[-107.42214,24.89852],[-107.41904,24.8984],[-107.4154,24.89824],[-107.41202,24.89807],[-107.4091,24.89795],[-107.40566,24.89779],[-107.40195,24.89763],[-107.39839,24.89747],[-107.39476,24.89729],[-107.39108,24.89712],[-107.38802,24.89417],[-107.38524,24.89145],[-107.38177,24.88809],[-107.37924,24.88562],[-107.37722,24.88369],[-107.37416,24.8807],[-107.37126,24.87789],[-107.37042,24.87709],[-107.36995,24.87265],[-107.36583,24.87297],[-107.3651,24.87162],[-107.36411,24.86977],[-107.36559,24.86617],[-107.36848,24.86328],[-107.36842,24.85856],[-107.36795,24.85423],[-107.36767,24.8517],[-107.3671,24.84641],[-107.3666,24.84186],[-107.36625,24.83862],[-107.36521,24.83598],[-107.36367,24.83363],[-107.36208,24.83117],[-107.36144,24.83079]]}}
Línea 230.0 kV | LineString | 230.0 kV |  |  |  | CFE |  |  |  |  | OpenStreetMap | {"type":"Feature","properties":{},"geometry":{"type":"LineString","coordinates":[[-104.47682,24.23114],[-104.47622,24.2314],[-104.4733,24.23296],[-104.47257,24.23493],[-104.4715,24.23772],[-104.47394,24.23978],[-104.47621,24.24173],[-104.47836,24.24356],[-104.48056,24.24545],[-104.48284,24.24738],[-104.4851,24.24932],[-104.48741,24.2513],[-104.48963,24.25318],[-104.49184,24.25508],[-104.49362,24.25661],[-104.49414,24.25704]]}}
Línea 230.0 kV | LineString | 230.0 kV |  |  |  | CFE |  |  |  |  | OpenStreetMap | {"type":"Feature","properties":{},"geometry":{"type":"LineString","coordinates":[[-104.49414,24.25704],[-104.49556,24.25562],[-104.49864,24.25261],[-104.50176,24.24953],[-104.50489,24.24646],[-104.50797,24.24345],[-104.51089,24.24056],[-104.51355,24.23796],[-104.5164,24.23515],[-104.51988,24.23172],[-104.52299,24.22867],[-104.52605,24.22566],[-104.5291,24.22268],[-104.53208,24.21973],[-104.53548,24.21641],[-104.53858,24.21334],[-104.5414,24.21057],[-104.54418,24.20783],[-104.54675,24.20534],[-104.54956,24.20255],[-104.55261,24.19956],[-104.55562,24.19659],[-104.55877,24.19348],[-104.56179,24.19053],[-104.56469,24.18767],[-104.56735,24.18504],[-104.57022,24.18223],[-104.57327,24.17921],[-104.57629,24.17627],[-104.57934,24.17326],[-104.58235,24.17029],[-104.58527,24.16743],[-104.58789,24.16483],[-104.59049,24.16228],[-104.59316,24.15965],[-104.59445,24.15585],[-104.59554,24.15257],[-104.59701,24.14827],[-104.59846,24.14396],[-104.59922,24.14171],[-104.59976,24.14008],[-104.60114,24.13601],[-104.6021,24.13318],[-104.6033,24.12961],[-104.60446,24.12616],[-104.60553,24.12297],[-104.60768,24.11664],[-104.6086,24.11391],[-104.61092,24.10705],[-104.60951,24.10399],[-104.60784,24.10032],[-104.60617,24.09669],[-104.60622,24.09443],[-104.60635,24.08809],[-104.60642,24.08551],[-104.60651,24.08083],[-104.60656,24.07755],[-104.60596,24.07713]]}}
Línea 230.0 kV | LineString | 230.0 kV | 1 |  |  | CFE |  |  |  |  | OpenStreetMap | {"type":"Feature","properties":{},"geometry":{"type":"LineString","coordinates":[[-97.72533,20.99258],[-97.72675,20.99736],[-97.72781,21.00105],[-97.72864,21.00387],[-97.72989,21.00809],[-97.731,21.01185],[-97.73214,21.01584],[-97.73325,21.01951],[-97.73444,21.02359],[-97.73573,21.02801],[-97.73698,21.0323],[-97.73806,21.036],[-97.73919,21.03994],[-97.74037,21.04386],[-97.74152,21.04782],[-97.74265,21.05161],[-97.74377,21.05543],[-97.74492,21.05934],[-97.74608,21.06324],[-97.747,21.06636],[-97.74803,21.06987],[-97.74886,21.07269],[-97.74989,21.07617],[-97.75131,21.08091],[-97.7519,21.0829],[-97.75446,21.09163],[-97.75545,21.09508],[-97.75652,21.09867],[-97.75749,21.10184],[-97.75888,21.10671],[-97.7602,21.1111],[-97.76135,21.11496],[-97.76223,21.11792],[-97.76368,21.12285],[-97.76455,21.12592],[-97.76603,21.13076],[-97.76707,21.13429],[-97.76826,21.13832],[-97.76946,21.14222],[-97.7706,21.14623],[-97.77161,21.14967],[-97.77261,21.15306],[-97.77359,21.15634],[-97.77464,21.15979],[-97.77572,21.16341],[-97.77688,21.16738],[-97.77809,21.17142],[-97.77928,21.17545],[-97.78044,21.17929],[-97.78089,21.18272],[-97.78133,21.18604],[-97.78185,21.18982],[-97.78235,21.19365],[-97.78288,21.19748],[-97.78337,21.20119],[-97.7839,21.20509],[-97.78438,21.20871],[-97.78493,21.21284],[-97.78559,21.21771],[-97.78638,21.22357],[-97.78722,21.22785],[-97.788,21.23187],[-97.78899,21.23695],[-97.78974,21.24083],[-97.79067,21.24535],[-97.79152,21.24978],[-97.79237,21.25417],[-97.79327,21.25867],[-97.79399,21.26237],[-97.79469,21.26587],[-97.79547,21.26984],[-97.79615,21.27335],[-97.79668,21.27611],[-97.79782,21.28171],[-97.79844,21.28503],[-97.79944,21.28969],[-97.80024,21.29399],[-97.80105,21.29822],[-97.80254,21.30543],[-97.80322,21.30902],[-97.80431,21.31482],[-97.80492,21.31755],[-97.80544,21.32042],[-97.80669,21.32683],[-97.80736,21.32996],[-97.80786,21.33268],[-97.80836,21.33526],[-97.80938,21.34057],[-97.81012,21.34446],[-97.81112,21.34931],[-97.81211,21.35447],[-97.81298,21.35879],[-97.81369,21.3624],[-97.81431,21.36532],[-97.8149,21.36842],[-97.81571,21.3726],[-97.81668,21.37755],[-97.81723,21.3803],[-97.81825,21.38543],[-97.81888,21.38873],[-97.81971,21.39286],[-97.82032,21.3962],[-97.82085,21.39878],[-97.82206,21.40483],[-97.82273,21.4082],[-97.82355,21.41201],[-97.82426,21.41522],[-97.825,21.41857],[-97.82588,21.42252],[-97.82681,21.42665],[-97.82764,21.43033],[-97.82854,21.43434],[-97.82898,21.43883],[-97.82939,21.44323],[-97.82972,21.44662],[-97.83014,21.45084],[-97.83054,21.45498],[-97.8309,21.45872],[-97.83123,21.4623],[-97.83191,21.46903],[-97.83227,21.47281],[-97.83267,21.47692],[-97.83304,21.4806],[-97.83339,21.48436],[-97.83375,21.48795],[-97.83406,21.49122],[-97.83447,21.49542],[-97.83481,21.49897],[-97.83522,21.50322],[-97.83566,21.50787],[-97.836,21.51133],[-97.83646,21.51594],[-97.83673,21.51881],[-97.83713,21.52293],[-97.83749,21.52663],[-97.83791,21.53076],[-97.8383,21.53489],[-97.83871,21.53905],[-97.8391,21.54292],[-97.83949,21.54708],[-97.83982,21.55047],[-97.84025,21.55493],[-97.84073,21.5598],[-97.84109,21.56344],[-97.84149,21.56753],[-97.84184,21.57113],[-97.84228,21.57566],[-97.84269,21.57997],[-97.84313,21.58438],[-97.8435,21.58833],[-97.8439,21.59234],[-97.8445,21.59624],[-97.84503,21.59965],[-97.84571,21.60397],[-97.84636,21.60814],[-97.84699,21.61225],[-97.84763,21.61642],[-97.84822,21.62017],[-97.84876,21.62378],[-97.84929,21.62689],[-97.84974,21.62977],[-97.85042,21.63444],[-97.85113,21.63874],[-97.85196,21.64428],[-97.85305,21.64896],[-97.85376,21.65206],[-97.85451,21.65521],[-97.85543,21.65898],[-97.85656,21.66364],[-97.8576,21.6681],[-97.85872,21.673],[-97.85952,21.67624],[-97.8605,21.68034],[-97.86136,21.68403],[-97.8623,21.68795],[-97.8632,21.6917],[-97.86411,21.69558],[-97.86497,21.6993],[-97.86595,21.70332],[-97.867,21.70786],[-97.86791,21.71171],[-97.86897,21.71603],[-97.86972,21.71933],[-97.87038,21.72198],[-97.8712,21.72553],[-97.87209,21.72935],[-97.87331,21.73447],[-97.87432,21.73874],[-97.87535,21.74316],[-97.87631,21.74721],[-97.87751,21.75143],[-97.87876,21.75579],[-97.87951,21.75842],[-97.88097,21.76342],[-97.88226,21.76798],[-97.88342,21.77212],[-97.88465,21.77643],[-97.8859,21.78075],[-97.88699,21.78469],[-97.88806,21.78845],[-97.88918,21.79243],[-97.8903,21.79631],[-97.89156,21.80074],[-97.89261,21.80441],[-97.89397,21.80918],[-97.89495,21.81268],[-97.8959,21.81604],[-97.89687,21.81945],[-97.89788,21.82297],[-97.89904,21.82705],[-97.89988,21.83002],[-97.90094,21.83375],[-97.90192,21.83724],[-97.9029,21.84065],[-97.90456,21.84437],[-97.90611,21.84784],[-97.90785,21.85169],[-97.90962,21.85568],[-97.91142,21.85966],[-97.91304,21.86325],[-97.9148,21.86716],[-97.91647,21.87096],[-97.918,21.87432],[-97.91982,21.87837],[-97.92113,21.8813],[-97.92289,21.88521],[-97.92478,21.88943],[-97.92648,21.89322],[-97.928,21.89666],[-97.92942,21.89978],[-97.93103,21.90342],[-97.93265,21.90702],[-97.93437,21.91086],[-97.93615,21.91483],[-97.93797,21.91889],[-97.93976,21.92286],[-97.94156,21.9269],[-97.94328,21.93075],[-97.94489,21.93432],[-97.94669,21.93838],[-97.94836,21.94208],[-97.94997,21.94573],[-97.95136,21.94878],[-97.95299,21.95248],[-97.95409,21.95606],[-97.95531,21.96002],[-97.95644,21.96356],[-97.95736,21.96659],[-97.95882,21.97117],[-97.95976,21.9742],[-97.96103,21.97804],[-97.96068,21.98329],[-97.96048,21.98661],[-97.96024,21.9906],[-97.96005,21.99335],[-97.95969,21.99919],[-97.95948,22.00262],[-97.95925,22.0065],[-97.95896,22.01089],[-97.9587,22.01509],[-97.95841,22.01986],[-97.9582,22.02307],[-97.95797,22.02684],[-97.95765,22.0318],[-97.95744,22.0355],[-97.95718,22.03927],[-97.95692,22.04335],[-97.95664,22.04756],[-97.95645,22.05112],[-97.95622,22.05471],[-97.95596,22.05882],[-97.95568,22.06319],[-97.9554,22.06777],[-97.95507,22.07269],[-97.95481,22.07699],[-97.95456,22.08096],[-97.95432,22.08476],[-97.95409,22.08851],[-97.95385,22.09249],[-97.95356,22.09694],[-97.9533,22.10096],[-97.95302,22.10554],[-97.95277,22.10952],[-97.9525,22.11389],[-97.95224,22.11796],[-97.95194,22.12263],[-97.95176,22.12575],[-97.95149,22.12975],[-97.95127,22.13331],[-97.95214,22.13727],[-97.95283,22.14043],[-97.95262,22.14419],[-97.95237,22.14843],[-97.95214,22.15252],[-97.9519,22.15651],[-97.95166,22.16069],[-97.95144,22.16446],[-97.95123,22.16809],[-97.95104,22.17142],[-97.95083,22.17513],[-97.95062,22.17883],[-97.95028,22.18281],[-97.94993,22.18702],[-97.94957,22.1911],[-97.94923,22.19525],[-97.94887,22.19947],[-97.9485,22.20387],[-97.94811,22.2085],[-97.94792,22.21057],[-97.94791,22.21075]]}}
Línea 230.0 kV | LineString | 230.0 kV | 1 |  |  | CFE |  |  |  |  | OpenStreetMap | {"type":"Feature","properties":{},"geometry":{"type":"LineString","coordinates":[[-100.36786,25.86532],[-100.36778,25.86453],[-100.36741,25.86316],[-100.36523,25.86164],[-100.36245,25.86162]]}}
Línea 230.0 kV | LineString | 230.0 kV | 1 |  |  | CFE |  |  |  |  | OpenStreetMap | {"type":"Feature","properties":{},"geometry":{"type":"LineString","coordinates":[[-100.36815,25.86521],[-100.36778,25.86453],[-100.36789,25.86297],[-100.36538,25.86121],[-100.36245,25.86162]]}}
Línea 230.0 kV | LineString | 230.0 kV | 1 |  |  | CFE |  |  |  |  | OpenStreetMap | {"type":"Feature","properties":{},"geometry":{"type":"LineString","coordinates":[[-100.55276,25.70833],[-100.55351,25.70744],[-100.5569,25.7069],[-100.56047,25.70635],[-100.564,25.70581],[-100.56622,25.70414],[-100.56902,25.70205],[-100.57166,25.70007],[-100.57324,25.69888],[-100.57701,25.69916],[-100.5806,25.69943],[-100.58781,25.69997],[-100.59193,25.70027],[-100.596,25.70056],[-100.59997,25.70087],[-100.60376,25.70114],[-100.60742,25.70145],[-100.61116,25.70169],[-100.61473,25.7004],[-100.61808,25.6992],[-100.62107,25.69815],[-100.6245,25.69692],[-100.62825,25.69561],[-100.63207,25.69425],[-100.63579,25.69291],[-100.63756,25.69228],[-100.63849,25.69196],[-100.63861,25.69244]]}}
Línea 230.0 kV | LineString | 230.0 kV | 1 |  |  | CFE |  |  |  |  | OpenStreetMap | {"type":"Feature","properties":{},"geometry":{"type":"LineString","coordinates":[[-100.86008,25.61398],[-100.85947,25.61398],[-100.85771,25.61333],[-100.85567,25.6134],[-100.85277,25.61442],[-100.84812,25.616],[-100.84512,25.61702],[-100.84233,25.61797],[-100.83964,25.61889],[-100.8348,25.62054],[-100.83031,25.62206],[-100.82668,25.6233],[-100.82351,25.62437],[-100.82036,25.62537],[-100.81484,25.6271],[-100.81113,25.62826],[-100.80763,25.62936],[-100.80366,25.63061],[-100.80094,25.63145],[-100.79764,25.63249],[-100.7942,25.63357],[-100.79059,25.6347],[-100.78683,25.63588],[-100.78373,25.63685],[-100.77972,25.6381],[-100.77581,25.63933],[-100.77202,25.64057],[-100.76921,25.64213],[-100.76574,25.64411],[-100.76051,25.64706],[-100.75483,25.65028],[-100.75177,25.65202],[-100.74807,25.65414],[-100.74467,25.65606],[-100.74257,25.65724],[-100.73728,25.65926],[-100.73395,25.6605],[-100.73073,25.66172],[-100.72711,25.66309],[-100.72465,25.66405],[-100.72186,25.66507],[-100.71732,25.66679],[-100.71172,25.66891],[-100.7079,25.67036],[-100.70388,25.67188],[-100.70047,25.67317],[-100.69645,25.67471],[-100.69161,25.67653],[-100.68698,25.67829],[-100.68512,25.67898],[-100.68029,25.68083],[-100.67666,25.6822],[-100.67338,25.68342],[-100.66735,25.6857],[-100.66381,25.68704],[-100.65876,25.68895],[-100.65567,25.69011],[-100.65282,25.69119],[-100.64928,25.69254],[-100.64707,25.69337],[-100.64378,25.69462],[-100.64052,25.69584],[-100.63669,25.69728],[-100.6333,25.69857],[-100.62785,25.70061],[-100.6256,25.70148],[-100.62317,25.7024],[-100.62052,25.7034],[-100.61884,25.70404],[-100.61514,25.70543],[-100.61112,25.70553],[-100.6074,25.70573],[-100.60415,25.70576],[-100.6003,25.70583],[-100.59643,25.70595],[-100.59269,25.70605],[-100.58895,25.70615],[-100.58558,25.70625],[-100.58218,25.70636],[-100.57902,25.70645],[-100.5753,25.70654],[-100.57157,25.70665],[-100.56791,25.70675],[-100.56534,25.70684],[-100.56349,25.70689],[-100.56023,25.70712],[-100.55694,25.70735],[-100.55365,25.70761],[-100.55293,25.70844]]}}
Línea 230.0 kV | LineString | 230.0 kV | 1 |  |  | CFE |  |  |  |  | OpenStreetMap | {"type":"Feature","properties":{},"geometry":{"type":"LineString","coordinates":[[-98.78496,25.88988],[-98.78521,25.89026],[-98.78548,25.89117],[-98.78574,25.8914],[-98.78686,25.89112],[-98.79097,25.89007],[-98.7954,25.88896],[-98.79906,25.88804],[-98.80286,25.88709],[-98.80675,25.8861],[-98.81075,25.8851],[-98.81387,25.88431],[-98.81777,25.88333],[-98.8208,25.88256],[-98.82435,25.88166],[-98.82801,25.88074],[-98.83171,25.87982],[-98.83574,25.87879],[-98.83971,25.87775],[-98.84381,25.87672],[-98.84743,25.87581],[-98.85112,25.87488],[-98.85506,25.87388],[-98.85899,25.87289],[-98.86312,25.87185],[-98.86717,25.87083],[-98.87105,25.86983],[-98.87482,25.86889],[-98.87836,25.868],[-98.8827,25.8669],[-98.88672,25.86588],[-98.89075,25.86486],[-98.89503,25.86378],[-98.89931,25.8627],[-98.90276,25.86182],[-98.90658,25.86087],[-98.90958,25.85946],[-98.91327,25.85866],[-98.91718,25.85738],[-98.92105,25.85611],[-98.92494,25.85484],[-98.92866,25.85362],[-98.93269,25.8523],[-98.93699,25.85089],[-98.94126,25.8495],[-98.94416,25.84856],[-98.94786,25.84735],[-98.95092,25.84635],[-98.95493,25.84503],[-98.95867,25.84381],[-98.96256,25.84252],[-98.96636,25.84129],[-98.97038,25.83997],[-98.97395,25.8388],[-98.9776,25.8376],[-98.98065,25.8366],[-98.98416,25.83545],[-98.98797,25.83421],[-98.99185,25.83293],[-98.99577,25.83172],[-98.9997,25.83049],[-99.00352,25.82923],[-99.00719,25.82796],[-99.01111,25.8266],[-99.01472,25.82541],[-99.0185,25.82417],[-99.02104,25.82334],[-99.02421,25.82229],[-99.02782,25.82111],[-99.03192,25.81976],[-99.03583,25.81848],[-99.03888,25.81748],[-99.04252,25.81628],[-99.04672,25.8149],[-99.05057,25.81363],[-99.05432,25.8124],[-99.05768,25.81131],[-99.06162,25.81001],[-99.06526,25.80881],[-99.069,25.80758],[-99.07318,25.80621],[-99.07727,25.80485],[-99.08106,25.80362],[-99.08474,25.8024],[-99.08862,25.80113],[-99.0925,25.79985],[-99.09641,25.79857],[-99.10004,25.79737],[-99.10369,25.79617],[-99.10757,25.79489],[-99.11097,25.79378],[-99.11488,25.79249],[-99.11798,25.79148],[-99.12176,25.79021],[-99.12581,25.78886],[-99.12906,25.78781],[-99.1334,25.78639],[-99.13738,25.78508],[-99.14075,25.78398],[-99.14403,25.78289],[-99.14778,25.78166],[-99.1516,25.7804],[-99.15525,25.7792],[-99.15965,25.77775],[-99.16382,25.77638],[-99.16774,25.77508],[-99.17163,25.7738],[-99.17529,25.77259],[-99.17904,25.77136],[-99.18221,25.77031],[-99.18641,25.76892],[-99.19118,25.76735],[-99.19489,25.76613],[-99.19763,25.76523],[-99.20203,25.76378],[-99.20591,25.7625],[-99.20979,25.76122],[-99.21322,25.76009],[-99.21743,25.7587],[-99.2214,25.75739],[-99.22487,25.75624],[-99.22776,25.75528],[-99.23296,25.75357],[-99.23645,25.75242],[-99.24006,25.75123],[-99.24332,25.75015],[-99.24655,25.74909],[-99.25072,25.74772],[-99.25432,25.74653],[-99.25755,25.74551],[-99.26064,25.74446],[-99.26443,25.7432],[-99.26841,25.74189],[-99.27281,25.74039],[-99.27628,25.73927],[-99.27923,25.7383],[-99.28357,25.73687],[-99.28785,25.73544],[-99.29126,25.73431],[-99.29508,25.73305],[-99.2985,25.73191],[-99.30217,25.73072],[-99.30589,25.72948],[-99.30725,25.72902],[-99.31042,25.72956],[-99.31414,25.73017],[-99.31823,25.73084],[-99.32243,25.73154],[-99.32597,25.73212],[-99.32961,25.73272],[-99.33297,25.73327],[-99.33686,25.73392],[-99.33999,25.73443],[-99.3433,25.73498],[-99.34689,25.73419],[-99.34969,25.73359],[-99.35271,25.73294],[-99.35668,25.73207],[-99.36081,25.73117],[-99.36271,25.72826],[-99.36449,25.72551],[-99.3663,25.72273],[-99.36811,25.71991],[-99.37004,25.71695],[-99.37152,25.71464],[-99.37347,25.71162],[-99.37527,25.70883],[-99.37718,25.70588],[-99.3806,25.70474],[-99.38401,25.70361],[-99.388,25.7023],[-99.39176,25.70103],[-99.39471,25.70007],[-99.39823,25.6989],[-99.40192,25.69767],[-99.40532,25.69655],[-99.40945,25.69515],[-99.41382,25.69372],[-99.41824,25.69226],[-99.42162,25.69113],[-99.42545,25.68987],[-99.42935,25.68858],[-99.43312,25.68732],[-99.4378,25.68576],[-99.44136,25.68457],[-99.44512,25.6833],[-99.44864,25.68216],[-99.45239,25.68091],[-99.45593,25.67974],[-99.45966,25.67849],[-99.46339,25.67725],[-99.46698,25.67606],[-99.47075,25.67481],[-99.47453,25.67353],[-99.47805,25.67238],[-99.48178,25.67115],[-99.48593,25.66977],[-99.48994,25.66843],[-99.4935,25.66725],[-99.49761,25.66589],[-99.50145,25.66461],[-99.50526,25.66332],[-99.50906,25.66207],[-99.51251,25.66092],[-99.51624,25.65965],[-99.51966,25.65854],[-99.52271,25.65752],[-99.52575,25.65651],[-99.52867,25.65554],[-99.53167,25.65455],[-99.53521,25.65336],[-99.53928,25.65201],[-99.54325,25.65068],[-99.54685,25.6495],[-99.55058,25.64825],[-99.55426,25.64702],[-99.55786,25.64582],[-99.56164,25.64456],[-99.56548,25.64329],[-99.56912,25.64207],[-99.57296,25.64078],[-99.57651,25.63961],[-99.57998,25.63845],[-99.58305,25.63743],[-99.5865,25.63627],[-99.59033,25.635],[-99.59435,25.63366],[-99.59807,25.63241],[-99.60162,25.63122],[-99.60525,25.63002],[-99.60879,25.62814],[-99.61197,25.62645],[-99.61549,25.62458],[-99.6184,25.62303],[-99.6214,25.62144],[-99.62494,25.61958],[-99.62836,25.61775],[-99.63154,25.61608],[-99.634,25.61475],[-99.63804,25.61262],[-99.64196,25.61052],[-99.64556,25.60861],[-99.64907,25.60675],[-99.65275,25.60479],[-99.65636,25.60289],[-99.66011,25.60089],[-99.66395,25.59883]]}}
Línea 230.0 kV | LineString | 230.0 kV | 2 |  |  | CFE |  |  |  |  | OpenStreetMap | {"type":"Feature","properties":{},"geometry":{"type":"LineString","coordinates":[[-99.66395,25.59883],[-99.66406,25.59899]]}}
Línea 230.0 kV | LineString | 230.0 kV | 1 |  |  | CFE |  |  |  |  | OpenStreetMap | {"type":"Feature","properties":{},"geometry":{"type":"LineString","coordinates":[[-99.66534,25.60015],[-99.6652,25.59984],[-99.66406,25.59899]]}}
Línea 230.0 kV | LineString | 230.0 kV | 1 |  |  | CFE |  |  |  |  | OpenStreetMap | {"type":"Feature","properties":{},"geometry":{"type":"LineString","coordinates":[[-99.66406,25.59899],[-99.66488,25.59996],[-99.66502,25.60026]]}}
Línea 230.0 kV | LineString | 230.0 kV | 1 |  |  | CFE |  |  |  |  | OpenStreetMap | {"type":"Feature","properties":{},"geometry":{"type":"LineString","coordinates":[[-99.93245,25.60193],[-99.92879,25.60147],[-99.92494,25.601],[-99.92098,25.60049],[-99.91673,25.59998],[-99.91239,25.59945],[-99.90825,25.59894],[-99.90391,25.59843],[-99.89965,25.59788],[-99.8959,25.59742],[-99.89057,25.59678],[-99.88697,25.59633],[-99.8832,25.59585],[-99.87925,25.59537],[-99.87564,25.59492],[-99.87213,25.59449],[-99.86853,25.59403],[-99.86421,25.59351],[-99.85966,25.59294],[-99.85506,25.59237],[-99.85123,25.59189],[-99.84705,25.59137],[-99.84341,25.59093],[-99.83902,25.5904],[-99.83499,25.58988],[-99.83162,25.58948],[-99.82699,25.5889],[-99.82287,25.58841],[-99.81891,25.58791],[-99.81473,25.58738],[-99.81077,25.58689],[-99.80702,25.58643],[-99.80335,25.58598],[-99.79941,25.58549],[-99.79557,25.58502],[-99.79171,25.58453],[-99.78783,25.58405],[-99.78377,25.58355],[-99.77983,25.58306],[-99.77617,25.58261],[-99.7725,25.58215],[-99.76815,25.58272],[-99.76372,25.58329],[-99.75934,25.58387],[-99.75518,25.58441],[-99.75092,25.58496],[-99.74649,25.58553],[-99.74268,25.58603],[-99.73879,25.58653],[-99.73507,25.58701],[-99.73113,25.58752],[-99.7271,25.58804],[-99.72374,25.58848],[-99.71984,25.58899],[-99.71626,25.58945],[-99.71256,25.58993],[-99.70887,25.59041],[-99.70497,25.59092],[-99.70082,25.59146],[-99.69697,25.59196],[-99.69305,25.59247],[-99.69001,25.59286],[-99.68563,25.59342],[-99.68206,25.59389],[-99.67832,25.59437],[-99.67478,25.59483],[-99.67042,25.59541],[-99.66731,25.59707],[-99.66395,25.59883]]}}
Línea 230.0 kV | LineString | 230.0 kV |  |  |  | CFE |  |  |  |  | OpenStreetMap | {"type":"Feature","properties":{},"geometry":{"type":"LineString","coordinates":[[-106.53872,31.73076],[-106.53805,31.7307],[-106.53789,31.73089]]}}
Línea 230.0 kV | LineString | 230.0 kV |  |  |  | CFE |  |  |  |  | OpenStreetMap | {"type":"Feature","properties":{},"geometry":{"type":"LineString","coordinates":[[-106.53872,31.73076],[-106.53995,31.72921],[-106.54131,31.72573],[-106.54271,31.72217],[-106.54387,31.71925],[-106.54541,31.71552],[-106.54331,31.71262],[-106.54162,31.71013],[-106.54026,31.70818],[-106.53769,31.70437],[-106.53583,31.70173],[-106.53323,31.69791],[-106.53181,31.69582],[-106.5301,31.69332],[-106.52798,31.69183],[-106.52531,31.68992],[-106.52297,31.68826],[-106.52025,31.68636],[-106.51785,31.68463],[-106.5151,31.68268],[-106.51231,31.68073],[-106.50971,31.67889],[-106.50718,31.6771],[-106.5043,31.67504],[-106.50288,31.67406],[-106.50283,31.67158],[-106.50294,31.66839],[-106.50298,31.66602],[-106.50301,31.6627],[-106.50297,31.65892],[-106.50306,31.65402],[-106.50307,31.65082],[-106.50305,31.64946],[-106.503,31.64682],[-106.5031,31.64289],[-106.50309,31.63907],[-106.5031,31.63639],[-106.50313,31.63192],[-106.50309,31.62697],[-106.50311,31.6243],[-106.50315,31.62124],[-106.50319,31.61821],[-106.5032,31.615],[-106.50323,31.61109],[-106.50329,31.60766],[-106.50328,31.60439],[-106.50326,31.60118],[-106.50329,31.59803],[-106.50332,31.59498],[-106.5033,31.59203],[-106.50338,31.5891],[-106.50335,31.5859],[-106.50338,31.58244],[-106.50341,31.57917],[-106.50343,31.57667],[-106.50344,31.57408],[-106.50346,31.57085],[-106.50346,31.56772],[-106.50348,31.56472],[-106.50347,31.5617],[-106.50349,31.5588],[-106.50355,31.55647],[-106.50356,31.55429],[-106.50118,31.55202],[-106.49879,31.54974],[-106.49631,31.54737],[-106.49356,31.54475],[-106.49088,31.5422],[-106.48801,31.53943],[-106.48542,31.53682],[-106.48522,31.53677]]}}
Línea 230.0 kV | LineString | 230.0 kV |  |  |  | CFE |  |  |  |  | OpenStreetMap | {"type":"Feature","properties":{},"geometry":{"type":"LineString","coordinates":[[-99.54678,27.36402],[-99.54735,27.36397]]}}
Línea 230.0 kV | LineString | 230.0 kV |  |  |  | CFE |  |  |  |  | OpenStreetMap | {"type":"Feature","properties":{},"geometry":{"type":"LineString","coordinates":[[-99.54735,27.36397],[-99.54687,27.36369]]}}
Línea 230.0 kV | LineString | 230.0 kV | 2 |  |  | CFE |  |  |  |  | OpenStreetMap | {"type":"Feature","properties":{},"geometry":{"type":"LineString","coordinates":[[-99.51363,27.56666],[-99.51103,27.56734],[-99.51093,27.5675]]}}
Línea 230.0 kV | LineString | 230.0 kV |  |  |  | CFE |  |  |  |  | OpenStreetMap | {"type":"Feature","properties":{},"geometry":{"type":"LineString","coordinates":[[-99.64764,27.4343],[-99.64971,27.43659],[-99.65186,27.43912],[-99.65409,27.44178],[-99.65604,27.44411],[-99.65815,27.44663],[-99.66043,27.44935],[-99.66361,27.45314],[-99.66586,27.4558],[-99.66782,27.45812],[-99.66982,27.4605],[-99.67221,27.46334],[-99.67482,27.46657],[-99.6758,27.46771],[-99.6773,27.46952],[-99.67957,27.47222],[-99.68155,27.47458],[-99.68372,27.47715],[-99.68569,27.47949],[-99.68768,27.48186],[-99.68967,27.48424],[-99.69162,27.48655],[-99.69382,27.48902],[-99.69587,27.4916],[-99.69794,27.49393],[-99.69988,27.49624],[-99.70181,27.49856],[-99.70396,27.5011],[-99.7062,27.50376],[-99.70815,27.50605],[-99.71027,27.50857],[-99.71252,27.51124],[-99.71452,27.51362],[-99.71654,27.51602],[-99.71844,27.51829],[-99.71989,27.52],[-99.72177,27.52223],[-99.72384,27.52469],[-99.72583,27.52707],[-99.72778,27.52938],[-99.72978,27.53175],[-99.73174,27.53409],[-99.73372,27.53646],[-99.73573,27.53884],[-99.73768,27.54116],[-99.73973,27.5436],[-99.74167,27.54589],[-99.74373,27.54835],[-99.74544,27.55037],[-99.74744,27.55275],[-99.74938,27.55504],[-99.75137,27.55742],[-99.75331,27.55973],[-99.75533,27.56212],[-99.75744,27.56464],[-99.7597,27.56732],[-99.76165,27.56962],[-99.76359,27.57194],[-99.76561,27.57433],[-99.76785,27.577],[-99.77046,27.58009],[-99.77246,27.58246],[-99.77441,27.58479],[-99.77636,27.58724],[-99.77836,27.58963],[-99.78031,27.59194],[-99.78232,27.59432],[-99.78423,27.59659],[-99.78658,27.59937],[-99.78878,27.60199],[-99.79078,27.60436],[-99.79279,27.60674],[-99.79498,27.60934],[-99.79716,27.61194],[-99.79906,27.61418],[-99.80144,27.617],[-99.80344,27.61938],[-99.80556,27.62189],[-99.80769,27.62443],[-99.80969,27.62682],[-99.81185,27.62936],[-99.81471,27.63275],[-99.8172,27.6357],[-99.81969,27.63867],[-99.82202,27.64143],[-99.82403,27.64381],[-99.82603,27.64617],[-99.82809,27.64863],[-99.83017,27.65108],[-99.83242,27.65377],[-99.83383,27.65636],[-99.83554,27.65954],[-99.83718,27.66256],[-99.83859,27.66516],[-99.84009,27.66792],[-99.84177,27.67101],[-99.8434,27.67399],[-99.84494,27.6768],[-99.84643,27.67958],[-99.84806,27.6826],[-99.84967,27.68555],[-99.852,27.68987],[-99.85381,27.69319],[-99.85543,27.69613],[-99.85704,27.69905],[-99.85846,27.70167],[-99.85986,27.70427],[-99.86132,27.707],[-99.86297,27.71014],[-99.86475,27.71342],[-99.86622,27.71599],[-99.86777,27.71884],[-99.86913,27.72151],[-99.87055,27.72406],[-99.87197,27.72667],[-99.87356,27.7296],[-99.87506,27.73245],[-99.8766,27.73523],[-99.8782,27.73816],[-99.87971,27.74094],[-99.88118,27.74362],[-99.88278,27.74657],[-99.8843,27.74938],[-99.88578,27.75212],[-99.88724,27.75479],[-99.88878,27.75764],[-99.89037,27.76057],[-99.89178,27.76318],[-99.89314,27.76566],[-99.89519,27.76947],[-99.89677,27.77236],[-99.89827,27.77513],[-99.89978,27.7779],[-99.9016,27.78123],[-99.90308,27.78395],[-99.90433,27.78725],[-99.90539,27.79006],[-99.90658,27.79325],[-99.90775,27.79632],[-99.90888,27.79932],[-99.90995,27.80216],[-99.91097,27.8049],[-99.91202,27.80767],[-99.9133,27.81107],[-99.91428,27.81363],[-99.91546,27.8168],[-99.91656,27.8197],[-99.91801,27.82355],[-99.91908,27.82635],[-99.92014,27.82918],[-99.92121,27.83202],[-99.92228,27.83486],[-99.92335,27.83769],[-99.92442,27.84053],[-99.92543,27.84326],[-99.92648,27.84602],[-99.92755,27.84885],[-99.92858,27.85159],[-99.92964,27.85444],[-99.93093,27.85772],[-99.93283,27.86118],[-99.93475,27.86463],[-99.93626,27.8674],[-99.93775,27.87007],[-99.93911,27.8726],[-99.94086,27.87591],[-99.94323,27.88022],[-99.94529,27.88391],[-99.94701,27.88716],[-99.94892,27.8906],[-99.95051,27.89344],[-99.95252,27.89704],[-99.95404,27.89987],[-99.95556,27.90263],[-99.95723,27.90562],[-99.95921,27.90926],[-99.96073,27.91205],[-99.9626,27.91461],[-99.96541,27.91848],[-99.96776,27.92175],[-99.96952,27.92418],[-99.97162,27.92706],[-99.97347,27.92965],[-99.97556,27.93254],[-99.97738,27.93504],[-99.97924,27.93762],[-99.98095,27.94],[-99.98278,27.94251],[-99.98524,27.94592],[-99.9879,27.94956],[-99.9901,27.9526],[-99.99182,27.95496],[-99.99364,27.95746],[-99.99543,27.95991],[-99.9973,27.96249],[-99.99918,27.96507],[-100.00119,27.96784],[-100.00355,27.97108],[-100.00547,27.97371],[-100.00736,27.97631],[-100.00933,27.97902],[-100.01116,27.98153],[-100.01301,27.98411],[-100.01478,27.98655],[-100.01662,27.98909],[-100.02018,27.99402],[-100.022,27.99663],[-100.0237,27.99908],[-100.02549,28.00156],[-100.0275,28.00436],[-100.02955,28.0072],[-100.03157,28.00999],[-100.03358,28.01277],[-100.03544,28.01534],[-100.03733,28.01795],[-100.03911,28.02041],[-100.04091,28.02289],[-100.0427,28.02537],[-100.04446,28.02779],[-100.04644,28.03053],[-100.0486,28.03351],[-100.05048,28.0361],[-100.05359,28.0378],[-100.0566,28.03944],[-100.06032,28.04147],[-100.0629,28.04289],[-100.06558,28.04435],[-100.06897,28.0462],[-100.07296,28.04838],[-100.07896,28.05166],[-100.08205,28.05334],[-100.08531,28.05512],[-100.08843,28.05683],[-100.0917,28.05863],[-100.09488,28.06038],[-100.09769,28.06192],[-100.10118,28.06381],[-100.1043,28.06552],[-100.10835,28.06774],[-100.11212,28.0698],[-100.11521,28.07149],[-100.11822,28.07314],[-100.12378,28.07619],[-100.12649,28.07766],[-100.12935,28.07922],[-100.13239,28.08088],[-100.1355,28.08258],[-100.13978,28.08492],[-100.14826,28.08955],[-100.15125,28.09118],[-100.1541,28.09274],[-100.15696,28.0943],[-100.15969,28.09579],[-100.16228,28.09828],[-100.1653,28.10121],[-100.16831,28.10412],[-100.17058,28.10631],[-100.17294,28.1086],[-100.17589,28.11145],[-100.17843,28.11391],[-100.18077,28.11617],[-100.18309,28.11842],[-100.18564,28.12089],[-100.18798,28.12314],[-100.19032,28.12545],[-100.19256,28.12761],[-100.19479,28.12976],[-100.19704,28.13193],[-100.19963,28.13443],[-100.20187,28.13659],[-100.20441,28.13904],[-100.20736,28.14189],[-100.21015,28.14458],[-100.21325,28.14757],[-100.21509,28.14934],[-100.21717,28.15135],[-100.21937,28.15347],[-100.22183,28.15585],[-100.2244,28.15832],[-100.22778,28.16158],[-100.23024,28.16395],[-100.23252,28.16615],[-100.23503,28.16857],[-100.23781,28.17125],[-100.24048,28.17382],[-100.24244,28.17622],[-100.24356,28.17763],[-100.24462,28.17897],[-100.24669,28.18154],[-100.24884,28.18411],[-100.25073,28.18638],[-100.25288,28.189],[-100.25515,28.1917],[-100.25724,28.19428],[-100.25926,28.19672],[-100.26118,28.19905],[-100.26322,28.20153],[-100.26541,28.20418],[-100.26794,28.20723],[-100.27014,28.2099],[-100.27244,28.21269],[-100.27501,28.21581],[-100.27711,28.21836],[-100.27911,28.22079],[-100.28145,28.22361],[-100.28364,28.22626],[-100.28571,28.22877],[-100.28797,28.23151],[-100.2909,28.23505],[-100.29288,28.23745],[-100.29481,28.23978],[-100.29707,28.24252],[-100.29903,28.2449],[-100.30051,28.24668],[-100.3031,28.24982],[-100.30534,28.25254],[-100.30745,28.2551],[-100.30947,28.25754],[-100.31177,28.26033],[-100.31401,28.26303],[-100.31587,28.26528],[-100.31797,28.26781],[-100.32371,28.2702],[-100.32804,28.27201],[-100.33221,28.27375],[-100.33564,28.27518],[-100.33866,28.27644],[-100.34169,28.2777],[-100.3448,28.279],[-100.34775,28.28023],[-100.35102,28.28159],[-100.35451,28.28305],[-100.35801,28.28451],[-100.36018,28.28541],[-100.36276,28.28649],[-100.36594,28.28782],[-100.36954,28.28932],[-100.37479,28.29151],[-100.37818,28.29294],[-100.3832,28.29505],[-100.386,28.29623],[-100.38904,28.29748],[-100.3931,28.29918],[-100.39575,28.30083],[-100.39841,28.30248],[-100.40133,28.30429],[-100.40427,28.3061],[-100.40716,28.30789],[-100.41016,28.30975],[-100.41307,28.31156],[-100.416,28.31338],[-100.41893,28.31519],[-100.42184,28.317],[-100.42455,28.31868],[-100.42719,28.32031],[-100.43019,28.32217],[-100.43319,28.32403],[-100.43606,28.3258],[-100.43897,28.32761],[-100.44197,28.32947],[-100.44489,28.33127],[-100.44782,28.33309],[-100.45101,28.33506],[-100.45376,28.33676],[-100.45677,28.33862],[-100.45969,28.34043],[-100.46259,28.34223],[-100.46529,28.3439],[-100.46828,28.34576],[-100.47121,28.34757],[-100.47414,28.34937],[-100.47714,28.35123],[-100.48007,28.35304],[-100.48299,28.35485],[-100.48593,28.35666],[-100.48892,28.35852],[-100.49203,28.36044],[-100.49496,28.36225],[-100.49788,28.36406],[-100.50091,28.36593],[-100.50676,28.36954],[-100.50977,28.37141],[-100.51271,28.37321],[-100.51565,28.37502],[-100.51857,28.37683],[-100.5215,28.37863],[-100.52442,28.38045],[-100.52734,28.38225],[-100.52994,28.38385],[-100.53243,28.38539],[-100.53536,28.38719],[-100.53827,28.389],[-100.54131,28.39086],[-100.54424,28.39268],[-100.54716,28.39448],[-100.5501,28.39629],[-100.55297,28.39807],[-100.55587,28.39986],[-100.55879,28.40166],[-100.5617,28.40345],[-100.56465,28.40528],[-100.56758,28.40708],[-100.57052,28.4089],[-100.57344,28.4107],[-100.57639,28.41252],[-100.57933,28.41433],[-100.58231,28.41617],[-100.58521,28.41796],[-100.58816,28.41978],[-100.59112,28.42161],[-100.59412,28.42346],[-100.59703,28.42526],[-100.60007,28.42713],[-100.60298,28.42892],[-100.60595,28.43076],[-100.6089,28.43258],[-100.6114,28.43411],[-100.61397,28.43601],[-100.61666,28.43796],[-100.61961,28.44009],[-100.62258,28.4423],[-100.6253,28.44425],[-100.62783,28.44608],[-100.63042,28.44798],[-100.63303,28.44987],[-100.63563,28.45177],[-100.63824,28.45365],[-100.64088,28.45557],[-100.64342,28.45741],[-100.64647,28.45855],[-100.64989,28.45982],[-100.65319,28.46105],[-100.65686,28.46243],[-100.65908,28.46609],[-100.66327,28.46621],[-100.66743,28.46633],[-100.66978,28.4664],[-100.67542,28.46381],[-100.6761,28.46416],[-100.6786,28.46623],[-100.6813,28.46828],[-100.68409,28.47041],[-100.68657,28.47231],[-100.68916,28.47427],[-100.69171,28.47622],[-100.69404,28.47802],[-100.69423,28.48008],[-100.69194,28.48249]]}}
Línea 230.0 kV | LineString | 230.0 kV | 1 |  |  | CFE |  |  |  |  | OpenStreetMap | {"type":"Feature","properties":{},"geometry":{"type":"LineString","coordinates":[[-106.32711,31.4683],[-106.32827,31.46816]]}}
Línea 230.0 kV | LineString | 230.0 kV | 1 |  |  | CFE |  |  |  |  | OpenStreetMap | {"type":"Feature","properties":{},"geometry":{"type":"LineString","coordinates":[[-106.3282,31.46695],[-106.32827,31.46816]]}}
Línea 230.0 kV | LineString | 230.0 kV | 2 |  |  | CFE |  |  |  |  | OpenStreetMap | {"type":"Feature","properties":{},"geometry":{"type":"LineString","coordinates":[[-106.37247,31.70174],[-106.37204,31.70216],[-106.37182,31.70286],[-106.37158,31.70363],[-106.37108,31.70439],[-106.36987,31.70556],[-106.36867,31.70673],[-106.36747,31.70787],[-106.36615,31.707],[-106.36465,31.70601],[-106.36315,31.70502],[-106.36168,31.70406],[-106.36021,31.70308],[-106.3587,31.70207],[-106.35718,31.70105],[-106.35568,31.70005],[-106.35414,31.69907],[-106.35266,31.69807],[-106.35134,31.69697],[-106.3502,31.6956],[-106.34936,31.69414],[-106.34869,31.69263],[-106.34801,31.69111],[-106.34733,31.6896],[-106.34666,31.68808],[-106.34598,31.68656],[-106.3453,31.68504],[-106.34463,31.68354],[-106.34395,31.68201],[-106.34328,31.6805],[-106.3426,31.67898],[-106.34193,31.67749],[-106.34125,31.67594],[-106.34058,31.67443],[-106.3399,31.67291],[-106.33942,31.67189],[-106.33872,31.6702],[-106.33791,31.66836],[-106.33719,31.66685],[-106.33648,31.66535],[-106.3358,31.66383],[-106.33494,31.66239],[-106.33378,31.66104],[-106.3326,31.65976],[-106.33152,31.65852],[-106.33044,31.65719],[-106.32956,31.65582],[-106.32868,31.65443],[-106.3278,31.65305],[-106.32692,31.65164],[-106.32604,31.65025],[-106.32492,31.64887],[-106.32375,31.64746],[-106.32262,31.64607],[-106.32151,31.64466],[-106.32036,31.64326],[-106.3192,31.64184],[-106.31805,31.64042],[-106.3169,31.63901],[-106.31574,31.63759],[-106.31457,31.63616],[-106.31343,31.63476],[-106.31226,31.63332],[-106.3111,31.63189],[-106.30992,31.63046],[-106.30903,31.62927],[-106.3081,31.62779],[-106.30715,31.62623],[-106.30616,31.62462],[-106.3052,31.62306],[-106.30455,31.62184],[-106.30409,31.62045],[-106.30389,31.61911],[-106.30387,31.61748],[-106.30385,31.61576],[-106.30382,31.61407],[-106.30379,31.61238],[-106.30361,31.61106],[-106.30316,31.60951],[-106.30246,31.608],[-106.3015,31.60639],[-106.30056,31.60483],[-106.29964,31.60329],[-106.2987,31.60174],[-106.29776,31.60021],[-106.29686,31.59868],[-106.29592,31.59716],[-106.295,31.59564],[-106.29405,31.59407],[-106.29313,31.59253],[-106.29219,31.59098],[-106.29124,31.58943],[-106.29032,31.58787],[-106.28959,31.58638],[-106.28908,31.58473],[-106.28858,31.58308],[-106.28808,31.58144],[-106.28757,31.57982],[-106.28707,31.57818],[-106.28656,31.57654],[-106.28604,31.57489],[-106.28555,31.57325],[-106.28503,31.57161],[-106.28456,31.57003],[-106.28406,31.56846],[-106.28357,31.56687],[-106.28309,31.56529],[-106.28259,31.5637],[-106.28204,31.56215],[-106.28144,31.56133],[-106.27998,31.56028],[-106.27834,31.55944],[-106.27675,31.55859],[-106.27511,31.55772],[-106.27348,31.55685],[-106.27178,31.55598],[-106.27014,31.55512],[-106.26847,31.55424],[-106.2668,31.55336],[-106.26515,31.5525],[-106.26354,31.55166],[-106.2645,31.55001],[-106.26542,31.54842],[-106.26577,31.54785],[-106.26669,31.54635],[-106.26797,31.54495],[-106.26786,31.54356],[-106.26919,31.54206],[-106.2701,31.54051],[-106.27104,31.53899],[-106.27197,31.53747],[-106.27273,31.5362],[-106.27361,31.53471],[-106.274,31.53402],[-106.27496,31.53248],[-106.2772,31.52975],[-106.27999,31.52624],[-106.28282,31.52276],[-106.28525,31.51979],[-106.28722,31.51741],[-106.28916,31.51509],[-106.2916,31.51198],[-106.29404,31.50907],[-106.29641,31.50597],[-106.29875,31.50291],[-106.30133,31.49987],[-106.30389,31.49701],[-106.30652,31.49378],[-106.30912,31.49053],[-106.31219,31.48677],[-106.31497,31.4833],[-106.31737,31.48035],[-106.31972,31.47753],[-106.32214,31.47453],[-106.32479,31.47125],[-106.32711,31.4683]]}}
Línea 230.0 kV | LineString | 230.0 kV |  |  |  | CFE |  |  |  |  | OpenStreetMap | {"type":"Feature","properties":{},"geometry":{"type":"LineString","coordinates":[[-106.48079,31.32369],[-106.48153,31.32206],[-106.48447,31.31739],[-106.48801,31.31176],[-106.48856,31.31087],[-106.49058,31.3099]]}}
Línea 230.0 kV | LineString | 230.0 kV | 2 |  |  | CFE |  |  |  |  | OpenStreetMap | {"type":"Feature","properties":{},"geometry":{"type":"LineString","coordinates":[[-106.40634,31.55524],[-106.4068,31.55492],[-106.40813,31.55394],[-106.40691,31.55264],[-106.40552,31.55118],[-106.4065,31.55028],[-106.40742,31.54943],[-106.40599,31.54818],[-106.40456,31.54692],[-106.40318,31.5457],[-106.40177,31.54446],[-106.40033,31.54321],[-106.39893,31.54198],[-106.39753,31.54074],[-106.39614,31.5395],[-106.39481,31.53835],[-106.39337,31.53709],[-106.39195,31.53585],[-106.39067,31.53472],[-106.3892,31.53343],[-106.39043,31.53201],[-106.39154,31.5307],[-106.39264,31.52941],[-106.39374,31.52809],[-106.39485,31.5268],[-106.39594,31.52552],[-106.39704,31.52421],[-106.39819,31.52285],[-106.39935,31.52153],[-106.39771,31.52028],[-106.39619,31.51914],[-106.39456,31.51791],[-106.39306,31.5168],[-106.39142,31.51555],[-106.38993,31.51443],[-106.38829,31.5132],[-106.38677,31.51205],[-106.38515,31.51084],[-106.38363,31.50969],[-106.38203,31.5085],[-106.38051,31.50735],[-106.37887,31.50612],[-106.37736,31.50488],[-106.37575,31.50377],[-106.37439,31.50275],[-106.37304,31.50174],[-106.37164,31.50066],[-106.3703,31.49966],[-106.36891,31.49864],[-106.36751,31.49759],[-106.36546,31.49671],[-106.36409,31.49612],[-106.36269,31.49552],[-106.36128,31.4949],[-106.35987,31.4943],[-106.35844,31.49311],[-106.35699,31.49191],[-106.35558,31.49076],[-106.3541,31.48953],[-106.35257,31.48824],[-106.35121,31.48715],[-106.3498,31.48599],[-106.34883,31.48537],[-106.34774,31.48446],[-106.34656,31.48347],[-106.34547,31.48258],[-106.34476,31.48177],[-106.3434,31.48064],[-106.34206,31.47953],[-106.34068,31.47837],[-106.33932,31.47724],[-106.33797,31.47611],[-106.33662,31.47498],[-106.33528,31.47387],[-106.33393,31.47272],[-106.33256,31.47159],[-106.3316,31.47096],[-106.33051,31.47004],[-106.3294,31.4691],[-106.32827,31.46816]]}}
Línea 230.0 kV | LineString | 230.0 kV | 1 |  |  | CFE |  |  |  |  | OpenStreetMap | {"type":"Feature","properties":{},"geometry":{"type":"LineString","coordinates":[[-100.6607,26.15905],[-100.66083,26.15962],[-100.6617,26.16078],[-100.66217,26.16328],[-100.66291,26.16688],[-100.66358,26.17015],[-100.66433,26.1738],[-100.66507,26.17736],[-100.66586,26.18132],[-100.6666,26.18489],[-100.66732,26.1884],[-100.66805,26.19201],[-100.66883,26.19563],[-100.66958,26.1993],[-100.67031,26.20278],[-100.67106,26.20655],[-100.67184,26.21043],[-100.67259,26.21399],[-100.67327,26.21753],[-100.6741,26.22133],[-100.67483,26.22485],[-100.67556,26.22843],[-100.67631,26.23211],[-100.67703,26.23563],[-100.67787,26.23967],[-100.67864,26.24351],[-100.67974,26.2459],[-100.68309,26.24799],[-100.68547,26.24947],[-100.68919,26.25178],[-100.69153,26.25304],[-100.69534,26.25509],[-100.69894,26.25702],[-100.70238,26.25888],[-100.70566,26.26062],[-100.70936,26.26262],[-100.71253,26.26433],[-100.71589,26.26611],[-100.71925,26.26793],[-100.72292,26.26988],[-100.7256,26.27149],[-100.72826,26.2731],[-100.731,26.27473],[-100.73395,26.27653],[-100.7373,26.27855],[-100.74063,26.28054],[-100.74458,26.28291],[-100.74799,26.28496],[-100.75108,26.28683],[-100.75432,26.28877],[-100.7575,26.29069],[-100.76067,26.29257],[-100.76487,26.29513],[-100.76852,26.29732],[-100.77213,26.2995],[-100.77572,26.30165],[-100.77916,26.30372],[-100.78245,26.30571],[-100.78561,26.30761],[-100.78865,26.30942],[-100.79258,26.31178],[-100.79585,26.31376],[-100.79943,26.31588],[-100.80124,26.31696],[-100.80549,26.31954],[-100.80943,26.32192],[-100.81315,26.32417],[-100.81615,26.32597],[-100.81897,26.32766],[-100.82233,26.32968],[-100.82557,26.33162],[-100.82882,26.33356],[-100.83164,26.33527],[-100.83513,26.33735],[-100.83804,26.33911],[-100.84093,26.34083],[-100.84412,26.34276],[-100.84731,26.34469],[-100.85041,26.34653],[-100.8541,26.34874],[-100.85746,26.35076],[-100.86065,26.35267],[-100.86383,26.35457],[-100.86707,26.35652],[-100.87032,26.35847],[-100.87355,26.3604],[-100.87698,26.36246],[-100.88029,26.36445],[-100.88348,26.36637],[-100.88676,26.36834],[-100.88999,26.37024],[-100.89326,26.37227],[-100.89653,26.3742],[-100.89975,26.37613],[-100.90304,26.37811],[-100.90613,26.37997],[-100.90938,26.3819],[-100.91261,26.38384],[-100.91588,26.38579],[-100.91916,26.38775],[-100.92266,26.38985],[-100.92647,26.39214],[-100.93029,26.39442],[-100.93387,26.39657],[-100.93693,26.3984],[-100.93998,26.40023],[-100.94373,26.40247],[-100.94708,26.40447],[-100.95048,26.4065],[-100.95408,26.40863],[-100.9573,26.41059],[-100.96052,26.41251],[-100.96386,26.41454],[-100.96709,26.41649],[-100.97032,26.41838],[-100.97367,26.42038],[-100.97675,26.42224],[-100.97989,26.42415],[-100.98364,26.4264],[-100.98686,26.42827],[-100.99026,26.43031],[-100.99348,26.43225],[-100.99658,26.4341],[-101.00004,26.43618],[-101.00338,26.43816],[-101.00655,26.44003],[-101.00967,26.44205],[-101.01366,26.44432],[-101.01768,26.44669],[-101.02172,26.44909],[-101.02524,26.45127],[-101.02852,26.45319],[-101.03177,26.45511],[-101.03503,26.4571],[-101.03829,26.45902],[-101.04153,26.46091],[-101.04481,26.46291],[-101.04808,26.46485],[-101.05132,26.46679],[-101.05456,26.46873],[-101.05779,26.47066],[-101.06104,26.4726],[-101.06428,26.47454],[-101.06753,26.47648],[-101.07076,26.4784],[-101.07401,26.48038],[-101.07725,26.48227],[-101.08049,26.48421],[-101.08381,26.48616],[-101.08704,26.48811],[-101.09022,26.49002],[-101.09347,26.49194],[-101.0967,26.49387],[-101.09994,26.4958],[-101.10333,26.4978],[-101.10637,26.49965],[-101.1097,26.50162],[-101.11312,26.50364],[-101.11653,26.50569],[-101.11962,26.50752],[-101.1228,26.5094],[-101.12593,26.51129],[-101.12938,26.51332],[-101.13283,26.51538],[-101.13617,26.51739],[-101.13945,26.51933],[-101.14272,26.52129],[-101.14609,26.52327],[-101.1494,26.52528],[-101.15275,26.52725],[-101.15602,26.5292],[-101.15917,26.53107],[-101.16244,26.53301],[-101.16581,26.53499],[-101.16913,26.53698],[-101.1724,26.53894],[-101.17565,26.54085],[-101.17892,26.54284],[-101.18225,26.54479],[-101.18556,26.54676],[-101.18877,26.54867],[-101.19202,26.55061],[-101.19531,26.55256],[-101.1987,26.55458],[-101.20194,26.5565],[-101.20516,26.5584],[-101.20845,26.56037],[-101.21173,26.56231],[-101.21499,26.56425],[-101.2183,26.56622],[-101.22143,26.56807],[-101.2249,26.57013],[-101.22808,26.57204],[-101.23116,26.57386],[-101.2345,26.57583],[-101.23791,26.57786],[-101.24123,26.57983],[-101.24441,26.58171],[-101.24758,26.58362],[-101.2508,26.5855],[-101.25413,26.58749],[-101.25727,26.58931],[-101.2607,26.59136],[-101.2639,26.59326],[-101.26707,26.59514],[-101.27025,26.59703],[-101.27359,26.59902],[-101.27674,26.60088],[-101.27995,26.60279],[-101.28305,26.60474],[-101.28574,26.60644],[-101.28836,26.60809],[-101.29111,26.60982],[-101.2943,26.61184],[-101.29747,26.61382],[-101.30059,26.61577],[-101.30406,26.61795],[-101.30707,26.61984],[-101.30964,26.62145],[-101.31271,26.6234],[-101.31473,26.62608],[-101.31678,26.62904],[-101.31921,26.6324],[-101.32129,26.63525],[-101.32348,26.63826],[-101.32559,26.64116],[-101.32771,26.6441],[-101.32981,26.64711],[-101.33187,26.64991],[-101.33413,26.65308],[-101.33625,26.656],[-101.33845,26.65912],[-101.34066,26.66222],[-101.34285,26.6652],[-101.34513,26.66841],[-101.34726,26.67138],[-101.34942,26.6744],[-101.35155,26.67737],[-101.35371,26.68037],[-101.3559,26.68343],[-101.35794,26.68627],[-101.36011,26.6893],[-101.36222,26.69224],[-101.36438,26.69523],[-101.36657,26.69827],[-101.36882,26.70139],[-101.37112,26.7046],[-101.37323,26.70755],[-101.3753,26.71044],[-101.37748,26.71347],[-101.37962,26.71646],[-101.3818,26.71952],[-101.38403,26.72263],[-101.38608,26.72549],[-101.38818,26.72848],[-101.3903,26.73141],[-101.39248,26.73442],[-101.39456,26.73738],[-101.39648,26.73999],[-101.39818,26.74241],[-101.40011,26.74505],[-101.40224,26.74807],[-101.4034,26.75125],[-101.40464,26.75476],[-101.4058,26.758],[-101.40714,26.76175],[-101.40849,26.76553],[-101.40971,26.76895],[-101.41091,26.77231],[-101.41209,26.77559],[-101.41282,26.78057],[-101.41335,26.78412],[-101.41387,26.78762],[-101.41438,26.79094],[-101.41491,26.79448],[-101.41552,26.7986],[-101.41612,26.80256],[-101.41662,26.80594],[-101.4172,26.80978],[-101.41771,26.8132],[-101.41824,26.81668],[-101.41871,26.81989],[-101.41923,26.8232],[-101.41978,26.82696],[-101.42034,26.83076],[-101.42087,26.83424],[-101.4211,26.83766],[-101.42132,26.84099],[-101.42155,26.84459],[-101.42176,26.84782],[-101.42201,26.85181],[-101.42231,26.85632],[-101.42261,26.86086],[-101.42285,26.86452],[-101.42298,26.86759],[-101.4231,26.87098],[-101.42334,26.8717],[-101.4251,26.87297],[-101.42544,26.87308]]}}
Línea 230.0 kV | LineString | 230.0 kV | 1 |  |  | Comisión Federal de Electricidad |  |  |  |  | OpenStreetMap | {"type":"Feature","properties":{},"geometry":{"type":"LineString","coordinates":[[-101.39615,26.89571],[-101.39558,26.89804],[-101.39506,26.90017],[-101.39469,26.90167],[-101.39429,26.90333],[-101.39377,26.90545],[-101.39346,26.90758],[-101.39308,26.9101],[-101.39269,26.9127],[-101.39233,26.91501],[-101.3921,26.91664],[-101.3918,26.91866],[-101.39148,26.92076],[-101.39116,26.92285],[-101.39092,26.92439],[-101.3907,26.92594],[-101.39035,26.92816],[-101.38992,26.93112],[-101.38968,26.93275],[-101.38963,26.93471],[-101.38951,26.93695],[-101.38862,26.94001],[-101.38802,26.94374],[-101.38749,26.94732],[-101.38695,26.9509],[-101.3864,26.95448],[-101.38583,26.95813],[-101.38527,26.96206],[-101.3828,26.96553],[-101.38035,26.96908],[-101.37906,26.97084],[-101.37787,26.97257],[-101.37562,26.97569],[-101.37345,26.97877],[-101.37223,26.98049],[-101.37121,26.98194],[-101.37041,26.98307],[-101.36906,26.98498],[-101.36792,26.98659],[-101.36695,26.98796],[-101.36587,26.98947],[-101.36477,26.99103],[-101.3628,26.99386],[-101.3617,26.99542],[-101.36064,26.9969],[-101.35956,26.99843],[-101.35849,26.99995],[-101.35744,27.00142],[-101.35633,27.00301],[-101.35523,27.00457],[-101.35417,27.00604],[-101.35301,27.00769],[-101.35201,27.00912],[-101.34986,27.01214],[-101.34764,27.01525],[-101.34557,27.01824],[-101.34335,27.02137],[-101.34119,27.02442],[-101.33907,27.0274],[-101.33686,27.03053],[-101.33469,27.0336],[-101.33254,27.03665],[-101.33037,27.03972],[-101.3282,27.04277],[-101.32607,27.04583],[-101.32399,27.04873],[-101.32173,27.05194],[-101.31962,27.05492],[-101.31738,27.05809],[-101.31526,27.0611],[-101.31308,27.06414],[-101.31099,27.06713],[-101.30887,27.07012],[-101.30677,27.07309],[-101.3046,27.07614],[-101.30244,27.07921],[-101.30027,27.08227],[-101.29816,27.08524],[-101.29601,27.08829],[-101.29392,27.09125],[-101.29181,27.09425],[-101.28968,27.09719],[-101.28759,27.10017],[-101.28541,27.10322],[-101.28332,27.10619],[-101.28116,27.10927],[-101.27899,27.11232],[-101.27688,27.11531],[-101.27463,27.11857],[-101.27227,27.12181],[-101.26991,27.12514],[-101.26754,27.12851],[-101.26532,27.13163],[-101.26317,27.13468],[-101.26102,27.13769],[-101.25885,27.1408],[-101.25679,27.14368],[-101.25468,27.1467],[-101.25253,27.14973],[-101.25037,27.15276],[-101.24824,27.15575],[-101.24606,27.15878],[-101.24394,27.16182],[-101.24181,27.1648],[-101.23973,27.16778],[-101.2376,27.17074],[-101.23544,27.17381],[-101.23326,27.17686],[-101.23115,27.17982],[-101.229,27.1829],[-101.22684,27.18594],[-101.22471,27.18891],[-101.22257,27.19196],[-101.22043,27.19494],[-101.2204,27.19855],[-101.22037,27.20236],[-101.22031,27.20637],[-101.2203,27.21001],[-101.22031,27.21371],[-101.22027,27.21732],[-101.22024,27.22095],[-101.2202,27.22448],[-101.22017,27.22806],[-101.22014,27.2316],[-101.22007,27.23537],[-101.22006,27.23956],[-101.22003,27.2433],[-101.22,27.24665],[-101.21997,27.24956],[-101.21994,27.25305],[-101.2199,27.25668],[-101.21986,27.26021],[-101.21983,27.26392],[-101.2198,27.26726],[-101.21978,27.27069],[-101.21975,27.27423],[-101.21971,27.2777],[-101.21968,27.28139],[-101.21964,27.28495],[-101.2196,27.28827],[-101.21957,27.2919],[-101.21955,27.29562],[-101.2195,27.29977],[-101.21946,27.30332],[-101.21945,27.30706],[-101.21942,27.31031],[-101.21938,27.31311],[-101.21936,27.31591],[-101.21931,27.31961],[-101.21929,27.32313],[-101.21925,27.32667],[-101.21922,27.33018],[-101.21919,27.33388],[-101.21916,27.3374],[-101.21912,27.34082],[-101.21909,27.34426],[-101.21906,27.34778],[-101.21902,27.35193],[-101.21899,27.35545],[-101.21895,27.35871],[-101.21892,27.36138],[-101.21862,27.36476],[-101.21833,27.36802],[-101.21805,27.37101],[-101.2177,27.37477],[-101.21737,27.37864],[-101.21701,27.38241],[-101.2167,27.3859],[-101.21638,27.38942],[-101.21605,27.39293],[-101.21574,27.39644],[-101.21541,27.39994],[-101.21511,27.40344],[-101.21479,27.40695],[-101.21446,27.41046],[-101.21412,27.41398],[-101.21379,27.41776],[-101.21346,27.42142],[-101.21315,27.42492],[-101.21283,27.42847],[-101.21249,27.43218],[-101.21215,27.4358],[-101.21184,27.4394],[-101.2115,27.44306],[-101.21118,27.44658],[-101.21086,27.45011],[-101.21054,27.45363],[-101.21023,27.45705],[-101.2099,27.46061],[-101.20957,27.46422],[-101.20925,27.46771],[-101.20892,27.47128],[-101.2086,27.47482],[-101.20828,27.47834],[-101.20797,27.48187],[-101.20765,27.48541],[-101.20734,27.48893],[-101.20702,27.49246],[-101.20671,27.49598],[-101.20639,27.49956],[-101.20606,27.5032],[-101.20568,27.50747],[-101.20534,27.51129],[-101.20501,27.51502],[-101.20469,27.51857],[-101.20437,27.52218],[-101.20405,27.52573],[-101.20373,27.5293],[-101.2034,27.53297],[-101.20306,27.53676],[-101.20281,27.53964],[-101.20257,27.54224],[-101.20227,27.54565],[-101.20196,27.54918],[-101.20166,27.5525],[-101.20133,27.5562],[-101.20102,27.55971],[-101.20071,27.56315],[-101.20037,27.5669],[-101.20007,27.57026],[-101.19974,27.57387],[-101.19942,27.57747],[-101.19913,27.5806],[-101.19875,27.58475],[-101.19842,27.58857],[-101.19814,27.59176],[-101.19786,27.59491],[-101.19749,27.59904],[-101.19724,27.60193],[-101.19689,27.60588],[-101.19659,27.6093],[-101.19628,27.61264],[-101.19598,27.61629],[-101.1957,27.61925],[-101.19541,27.62269],[-101.19492,27.62812],[-101.19464,27.6313],[-101.1942,27.63621],[-101.19388,27.63982],[-101.19298,27.64314],[-101.192,27.64676],[-101.19116,27.6499],[-101.19047,27.65246],[-101.1895,27.65606],[-101.18872,27.65893],[-101.18779,27.66237],[-101.18687,27.66581],[-101.18586,27.66954],[-101.18495,27.67298],[-101.184,27.67647],[-101.18308,27.67991],[-101.18214,27.68339],[-101.18119,27.68695],[-101.18029,27.69032],[-101.17939,27.69366],[-101.17845,27.69719],[-101.17749,27.70076],[-101.17659,27.70406],[-101.17563,27.70761],[-101.1747,27.71106],[-101.17377,27.71455],[-101.17279,27.71818],[-101.17179,27.72191],[-101.17083,27.72548],[-101.16984,27.72917],[-101.16891,27.73263],[-101.16797,27.7361],[-101.16704,27.73952],[-101.16609,27.74306],[-101.16513,27.74656],[-101.16407,27.75053],[-101.16312,27.75403],[-101.16222,27.75742],[-101.16129,27.76085],[-101.16034,27.76435],[-101.1594,27.76778],[-101.15846,27.77127],[-101.15762,27.77442],[-101.15806,27.77779],[-101.15861,27.78166],[-101.15903,27.78512],[-101.15951,27.78864],[-101.16001,27.79231],[-101.16048,27.79581],[-101.16097,27.79938],[-101.16147,27.80315],[-101.16194,27.80661],[-101.16244,27.81042],[-101.16289,27.81367],[-101.16342,27.81763],[-101.16393,27.82146],[-101.16448,27.82543],[-101.16502,27.82947],[-101.16549,27.83295],[-101.16595,27.83646],[-101.16647,27.84022],[-101.16682,27.84296],[-101.167,27.84622],[-101.1672,27.85033],[-101.16738,27.85411],[-101.16766,27.85946],[-101.16785,27.86326],[-101.16805,27.86732],[-101.16824,27.87119],[-101.16843,27.87519],[-101.1687,27.88039],[-101.16899,27.88628],[-101.16918,27.88993],[-101.16937,27.89358],[-101.1695,27.89634],[-101.16961,27.8987],[-101.17202,27.90059],[-101.17449,27.90255],[-101.17749,27.90489],[-101.18058,27.90732],[-101.18344,27.90957],[-101.18673,27.91215],[-101.19019,27.91484],[-101.19175,27.91607],[-101.19453,27.91826],[-101.19608,27.92212],[-101.19644,27.92305]]}}
Línea 230.0 kV | LineString | 230.0 kV |  |  |  | CFE |  |  |  |  | OpenStreetMap | {"type":"Feature","properties":{},"geometry":{"type":"LineString","coordinates":[[-100.73735,28.44626],[-100.73411,28.44707],[-100.73012,28.44826],[-100.72817,28.45041]]}}
Línea 230.0 kV | LineString | 230.0 kV |  |  |  | CFE |  |  |  |  | OpenStreetMap | {"type":"Feature","properties":{},"geometry":{"type":"LineString","coordinates":[[-100.73735,28.44626],[-100.73383,28.44737],[-100.73026,28.44841],[-100.72817,28.45041]]}}
Línea 230.0 kV | LineString | 230.0 kV |  |  |  | CFE |  |  |  |  | OpenStreetMap | {"type":"Feature","properties":{},"geometry":{"type":"LineString","coordinates":[[-105.44281,28.16274],[-105.44236,28.16198],[-105.44053,28.15876],[-105.43839,28.15498],[-105.43635,28.15129],[-105.43428,28.14759],[-105.43228,28.14402],[-105.4302,28.14028],[-105.42813,28.13657],[-105.42617,28.13306],[-105.4243,28.1297],[-105.42238,28.12624],[-105.42058,28.12299],[-105.41886,28.12019],[-105.41698,28.11715],[-105.41495,28.11385],[-105.41234,28.11039],[-105.40978,28.10696],[-105.40737,28.10372],[-105.40501,28.10051],[-105.40291,28.09767],[-105.40039,28.09426],[-105.39779,28.09077],[-105.39504,28.08704],[-105.39276,28.08398],[-105.38991,28.08015],[-105.3872,28.07645],[-105.38463,28.07301],[-105.38217,28.06973],[-105.37967,28.06633],[-105.37742,28.06333],[-105.37501,28.06008],[-105.37243,28.05656],[-105.36768,28.05013],[-105.36534,28.04699],[-105.36309,28.04398],[-105.36065,28.04066],[-105.35804,28.03717],[-105.35546,28.03365],[-105.35219,28.02932],[-105.34992,28.02613],[-105.34741,28.02286],[-105.34292,28.01676],[-105.33842,28.0107],[-105.33598,28.00743],[-105.33077,28.00037],[-105.32857,27.9974],[-105.32413,27.99143],[-105.3217,27.98814],[-105.31885,27.98426],[-105.3162,27.98066],[-105.31361,27.97724],[-105.31119,27.97395],[-105.30852,27.97034],[-105.30597,27.96692],[-105.3035,27.96357],[-105.30102,27.96021],[-105.29836,27.95661],[-105.2958,27.95313],[-105.29315,27.94956],[-105.29081,27.94641],[-105.28818,27.94283],[-105.28562,27.93939],[-105.28307,27.93591],[-105.28056,27.9326],[-105.2781,27.92926],[-105.27597,27.92638],[-105.27381,27.92346],[-105.271,27.91965],[-105.26845,27.91618],[-105.2656,27.91234],[-105.26324,27.9091],[-105.26077,27.90577],[-105.25831,27.90247],[-105.25555,27.89869],[-105.25303,27.89531],[-105.25068,27.89211],[-105.24841,27.88902],[-105.24616,27.88597],[-105.24416,27.88325],[-105.24166,27.87997],[-105.23939,27.87684],[-105.23718,27.8738],[-105.23499,27.87089],[-105.23255,27.86758],[-105.23036,27.8646],[-105.22809,27.86152],[-105.22589,27.85849],[-105.22369,27.85556],[-105.22135,27.85238],[-105.21859,27.84863],[-105.21582,27.84486],[-105.21332,27.8415],[-105.2109,27.83821],[-105.20897,27.83558],[-105.20617,27.83176],[-105.20379,27.82852],[-105.20113,27.82498],[-105.19824,27.82118],[-105.19725,27.81988],[-105.19544,27.81757],[-105.19267,27.81396],[-105.1901,27.81064],[-105.18777,27.80759],[-105.18455,27.80345],[-105.182,27.80012],[-105.17915,27.79647],[-105.17625,27.7927],[-105.17344,27.78903],[-105.17066,27.78547],[-105.16783,27.78175],[-105.16523,27.7784],[-105.16313,27.77567],[-105.16046,27.77224],[-105.15769,27.76865],[-105.15704,27.76781],[-105.15646,27.76705],[-105.15553,27.76584],[-105.1533,27.7629],[-105.15139,27.76044],[-105.14885,27.75724],[-105.14642,27.75404],[-105.14329,27.74995],[-105.14095,27.74693],[-105.13813,27.74326],[-105.13582,27.74029],[-105.13335,27.73708],[-105.13061,27.73352],[-105.12777,27.72984],[-105.12511,27.72639],[-105.1226,27.72313],[-105.12024,27.7201],[-105.11757,27.71663],[-105.11454,27.7127],[-105.11192,27.70929],[-105.10921,27.70575],[-105.10636,27.70209],[-105.10393,27.69892],[-105.10157,27.69584],[-105.09929,27.69289],[-105.09683,27.68972],[-105.09425,27.68637],[-105.09157,27.68291],[-105.08903,27.67958],[-105.08673,27.67661],[-105.08394,27.67438],[-105.08088,27.67191],[-105.07772,27.66937],[-105.0746,27.66686],[-105.07148,27.6643],[-105.06842,27.66191],[-105.06523,27.65936],[-105.06434,27.65864],[-105.06399,27.65847]]}}
Línea 230.0 kV | LineString | 230.0 kV |  |  |  | CFE |  |  |  |  | OpenStreetMap | {"type":"Feature","properties":{},"geometry":{"type":"LineString","coordinates":[[-105.44483,28.16486],[-105.44517,28.16515]]}}
Línea 230.0 kV | LineString | 230.0 kV |  |  |  | CFE |  |  |  |  | OpenStreetMap | {"type":"Feature","properties":{},"geometry":{"type":"LineString","coordinates":[[-105.44518,28.16481],[-105.44483,28.16486]]}}
Línea 230.0 kV | LineString | 230.0 kV |  |  |  | CFE |  |  |  |  | OpenStreetMap | {"type":"Feature","properties":{},"geometry":{"type":"LineString","coordinates":[[-105.44281,28.16274],[-105.44465,28.16525],[-105.44517,28.16538]]}}
Línea 230.0 kV | LineString | 230.0 kV |  |  |  | CFE |  |  |  |  | OpenStreetMap | {"type":"Feature","properties":{},"geometry":{"type":"LineString","coordinates":[[-104.46203,28.21022],[-104.46141,28.20793],[-104.46173,28.20651],[-104.4619,28.20586],[-104.46131,28.20501],[-104.4588,28.20451],[-104.45513,28.20379],[-104.45133,28.20308],[-104.44757,28.20235],[-104.44398,28.20166],[-104.44027,28.20093],[-104.43659,28.20021],[-104.43267,28.19944],[-104.42879,28.19869],[-104.42509,28.19797],[-104.42247,28.19746],[-104.4188,28.19674],[-104.41499,28.196],[-104.41121,28.19527],[-104.4079,28.19465],[-104.40422,28.19393],[-104.40043,28.19321],[-104.39668,28.19247],[-104.39297,28.19178],[-104.38915,28.19099],[-104.38545,28.1903],[-104.38181,28.18964],[-104.37794,28.18881],[-104.37425,28.18811],[-104.37055,28.18735],[-104.36682,28.18662],[-104.36399,28.18438],[-104.36144,28.18232],[-104.35921,28.18057],[-104.35684,28.17864],[-104.35402,28.17638],[-104.35122,28.17412],[-104.34835,28.17181],[-104.34553,28.16947],[-104.34269,28.16718],[-104.3399,28.16492],[-104.33692,28.16257],[-104.33448,28.16056],[-104.33232,28.15883],[-104.32991,28.15692],[-104.32703,28.15459],[-104.32417,28.15224],[-104.32145,28.15007],[-104.31875,28.1479],[-104.31627,28.14588],[-104.31295,28.14323],[-104.31023,28.14101],[-104.30739,28.1387],[-104.30448,28.13637],[-104.30189,28.13435],[-104.29892,28.13188],[-104.29639,28.12987],[-104.29415,28.12806],[-104.29198,28.12635],[-104.28957,28.12441],[-104.28671,28.12208],[-104.2837,28.11966],[-104.28091,28.11736],[-104.27811,28.11676],[-104.2749,28.11611],[-104.27214,28.11549],[-104.26901,28.11486],[-104.26523,28.11405],[-104.26157,28.11327],[-104.25786,28.1125],[-104.25417,28.11173],[-104.25062,28.11098],[-104.24705,28.11019],[-104.24413,28.1096],[-104.24134,28.10902],[-104.23844,28.10843],[-104.23468,28.1076],[-104.23097,28.10683],[-104.2273,28.10605],[-104.2236,28.10527],[-104.21991,28.10449],[-104.21623,28.10371],[-104.21272,28.10297],[-104.20905,28.1022],[-104.20521,28.10138],[-104.20162,28.1006],[-104.19795,28.09983],[-104.19436,28.09908],[-104.19069,28.09831],[-104.18702,28.09752],[-104.18336,28.09674],[-104.1795,28.09591],[-104.17648,28.09529],[-104.17337,28.0946],[-104.17028,28.09392],[-104.1672,28.09327],[-104.1634,28.09245],[-104.15964,28.09166],[-104.15588,28.09088],[-104.15223,28.09012],[-104.14856,28.08931],[-104.14478,28.08854],[-104.14131,28.08781],[-104.1375,28.08698],[-104.13387,28.08623],[-104.13036,28.08545],[-104.1266,28.08469],[-104.12293,28.08389],[-104.11924,28.08307],[-104.11559,28.08231],[-104.11181,28.08152],[-104.10819,28.08076],[-104.10465,28.07999],[-104.10089,28.07919],[-104.09723,28.07844],[-104.09356,28.07765],[-104.08992,28.07688],[-104.08617,28.07603],[-104.08238,28.07524],[-104.0787,28.07447],[-104.07532,28.07377],[-104.0719,28.07305],[-104.06836,28.07225],[-104.06452,28.07147],[-104.061,28.07067],[-104.05733,28.06991],[-104.05358,28.06912],[-104.0498,28.06833],[-104.04611,28.06756],[-104.04255,28.06679],[-104.03865,28.06596],[-104.0354,28.06563],[-104.03206,28.06532],[-104.02831,28.065],[-104.02456,28.06461],[-104.02088,28.06427],[-104.01702,28.0639],[-104.01327,28.06352],[-104.00957,28.06316],[-104.00583,28.0628],[-104.00204,28.06243],[-103.99859,28.06211],[-103.99473,28.06174],[-103.99099,28.06138],[-103.98713,28.06103],[-103.98331,28.06065],[-103.97956,28.06029],[-103.97583,28.05992],[-103.97205,28.05957],[-103.96821,28.0592],[-103.9646,28.05886],[-103.96073,28.05848],[-103.95699,28.05813],[-103.95353,28.0578],[-103.9499,28.05745],[-103.94624,28.05709],[-103.94299,28.05678],[-103.93914,28.05641],[-103.93561,28.05607],[-103.93175,28.0557],[-103.92806,28.05534],[-103.92439,28.05498],[-103.92073,28.05464],[-103.91701,28.05429],[-103.91318,28.05391],[-103.90941,28.05354],[-103.90549,28.05316],[-103.90187,28.0528],[-103.89814,28.05244],[-103.8943,28.05208],[-103.89084,28.05176],[-103.887,28.05139],[-103.88325,28.05103],[-103.87989,28.05071],[-103.87583,28.0503],[-103.8728,28.05001],[-103.86936,28.04969],[-103.86542,28.04931],[-103.86158,28.04893],[-103.85785,28.04857],[-103.85403,28.04821],[-103.85025,28.04784],[-103.84652,28.04748],[-103.84277,28.04712],[-103.83891,28.04674],[-103.83505,28.04637],[-103.8312,28.046],[-103.82775,28.04566],[-103.82511,28.04575],[-103.82231,28.04583],[-103.81822,28.04597],[-103.81417,28.04612],[-103.81048,28.04624],[-103.80702,28.04634],[-103.80307,28.04648],[-103.79942,28.0466],[-103.79565,28.04673],[-103.79161,28.04686],[-103.78813,28.04513],[-103.78667,28.0444],[-103.7852,28.04174],[-103.77839,28.04209],[-103.77259,28.04234],[-103.77001,28.04405],[-103.7679,28.04547],[-103.766,28.04672],[-103.76545,28.04951],[-103.76608,28.05001]]}}
Línea 230.0 kV | LineString | 230.0 kV |  |  |  | CFE |  |  |  |  | OpenStreetMap | {"type":"Feature","properties":{},"geometry":{"type":"LineString","coordinates":[[-108.96534,30.88623],[-108.95348,30.88975]]}}
Línea 230.0 kV | LineString | 230.0 kV |  |  |  | CFE |  |  |  |  | OpenStreetMap | {"type":"Feature","properties":{},"geometry":{"type":"LineString","coordinates":[[-108.95348,30.88975],[-108.949,30.89111],[-108.94113,30.89349],[-108.9357,30.89512],[-108.92974,30.89691],[-108.92683,30.89585],[-108.92097,30.89377],[-108.91574,30.89195],[-108.91038,30.89002],[-108.90565,30.88834],[-108.89988,30.88629],[-108.89397,30.88417],[-108.88767,30.88193],[-108.88376,30.88055],[-108.87941,30.879],[-108.87516,30.87746],[-108.87105,30.87602],[-108.86405,30.87352],[-108.86039,30.87221],[-108.85572,30.87057],[-108.85047,30.8687],[-108.8454,30.86691],[-108.84201,30.86568],[-108.83798,30.86188],[-108.83637,30.86036],[-108.83153,30.85578],[-108.82999,30.85433],[-108.82584,30.8504],[-108.82376,30.84844],[-108.81988,30.84477],[-108.81569,30.8408],[-108.81261,30.83789],[-108.80941,30.83486],[-108.8064,30.83202],[-108.8032,30.82899],[-108.80013,30.82608],[-108.79713,30.82324],[-108.79398,30.82028],[-108.79085,30.8173],[-108.78766,30.8143],[-108.78454,30.81133],[-108.78136,30.80833],[-108.77824,30.80538],[-108.77519,30.80248],[-108.77199,30.79945],[-108.76886,30.79651],[-108.76582,30.79361],[-108.76262,30.79059],[-108.75949,30.78762],[-108.75627,30.78457],[-108.75318,30.78164],[-108.75037,30.77898],[-108.74731,30.77608],[-108.74409,30.77303],[-108.74102,30.77012],[-108.73797,30.76724],[-108.73497,30.76439],[-108.73169,30.76129],[-108.72881,30.75856],[-108.72565,30.75556],[-108.72253,30.7526],[-108.7196,30.74982],[-108.71624,30.74664],[-108.71227,30.74287],[-108.70731,30.73817],[-108.70504,30.73603],[-108.70298,30.73408],[-108.69395,30.73419],[-108.68608,30.73425],[-108.68069,30.7343],[-108.67276,30.73436],[-108.66853,30.73444],[-108.66564,30.73447],[-108.657,30.73452],[-108.65105,30.73458],[-108.6468,30.7346],[-108.63808,30.73471],[-108.63628,30.73475],[-108.63367,30.73473],[-108.62661,30.73483],[-108.62016,30.73495],[-108.61782,30.73488],[-108.61325,30.73493],[-108.6086,30.73497],[-108.60409,30.73502],[-108.59887,30.73506],[-108.59318,30.73512],[-108.58534,30.73521],[-108.57828,30.73526],[-108.572,30.73531],[-108.5679,30.73534],[-108.56294,30.73539],[-108.55854,30.73544],[-108.55395,30.73548],[-108.54932,30.73551],[-108.54467,30.73556],[-108.53865,30.73561],[-108.53297,30.73564],[-108.53013,30.73567],[-108.52691,30.73423],[-108.5223,30.73219],[-108.51656,30.72961],[-108.5129,30.72798],[-108.50824,30.72589],[-108.50251,30.72331],[-108.49807,30.72135],[-108.49414,30.71957],[-108.48911,30.71735],[-108.48426,30.71522],[-108.47941,30.71307],[-108.47464,30.71088],[-108.47128,30.70939],[-108.46597,30.70705],[-108.45936,30.70404],[-108.45421,30.70174],[-108.44871,30.69927],[-108.44475,30.69758],[-108.43745,30.69431],[-108.4353,30.69332],[-108.4328,30.69221],[-108.42825,30.69191],[-108.42266,30.69161],[-108.4175,30.69133],[-108.41288,30.6911],[-108.40812,30.69081],[-108.40273,30.69052],[-108.39738,30.69021],[-108.39134,30.68989],[-108.3858,30.68958],[-108.38035,30.68929],[-108.37531,30.68901],[-108.37037,30.68873],[-108.3643,30.68841],[-108.35859,30.68807],[-108.35271,30.68775],[-108.34739,30.68746],[-108.34149,30.68712],[-108.33575,30.68683],[-108.32982,30.68648],[-108.32446,30.68619],[-108.31852,30.68586],[-108.31315,30.68555],[-108.30789,30.68525],[-108.30303,30.68499],[-108.29806,30.68471],[-108.29326,30.68444],[-108.28802,30.68415],[-108.28295,30.68386],[-108.27791,30.6818],[-108.27275,30.67968],[-108.26729,30.67742],[-108.26253,30.67548],[-108.25745,30.67339],[-108.25241,30.67131],[-108.24726,30.66919],[-108.2421,30.66707],[-108.23675,30.66488],[-108.23184,30.66286],[-108.22736,30.66101],[-108.22279,30.65913],[-108.21891,30.65753],[-108.2153,30.65606],[-108.2111,30.65433],[-108.20761,30.65289],[-108.20362,30.65125],[-108.19951,30.64956],[-108.19521,30.64779],[-108.19107,30.64608],[-108.18686,30.64435],[-108.18283,30.64269],[-108.17868,30.64098],[-108.17472,30.63935],[-108.17069,30.63769],[-108.16694,30.63614],[-108.16326,30.63463],[-108.15897,30.63286],[-108.15517,30.63129],[-108.15132,30.62969],[-108.14699,30.62792],[-108.14298,30.62626],[-108.13868,30.62449],[-108.13468,30.62284],[-108.13051,30.62113],[-108.12647,30.61946],[-108.12209,30.61765],[-108.1178,30.61588],[-108.11318,30.61399],[-108.10811,30.61189],[-108.10376,30.61009],[-108.09973,30.60844],[-108.09531,30.60661],[-108.09161,30.60509],[-108.08782,30.60352],[-108.08393,30.60192],[-108.07777,30.60228],[-108.07312,30.59874],[-108.06935,30.59588],[-108.06506,30.59411],[-108.06087,30.59237],[-108.0566,30.59062],[-108.05246,30.5889],[-108.04835,30.5872],[-108.04438,30.58556],[-108.04039,30.5839],[-108.03594,30.58206],[-108.03079,30.57994],[-108.02746,30.57856],[-108.02379,30.57893],[-108.01905,30.57941],[-108.01505,30.57981],[-108.01108,30.58021],[-108.00707,30.58062],[-108.0025,30.58109],[-107.99788,30.58155],[-107.99397,30.58193],[-107.98954,30.58238],[-107.98618,30.5796],[-107.9819,30.57605],[-107.97831,30.57307],[-107.97562,30.57085],[-107.97131,30.56727],[-107.96772,30.56431],[-107.96463,30.56175],[-107.9609,30.55865],[-107.95837,30.55656],[-107.95597,30.55456],[-107.95278,30.55193],[-107.9498,30.54945],[-107.9466,30.54679],[-107.9434,30.54413],[-107.94034,30.54161],[-107.93721,30.53899],[-107.93516,30.53731],[-107.93142,30.53575],[-107.92586,30.53335],[-107.92026,30.53104],[-107.91472,30.52871],[-107.90896,30.52636],[-107.90422,30.5244],[-107.90187,30.52513],[-107.9007,30.52499]]}}
Línea 230.0 kV | LineString | 230.0 kV |  |  |  | CFE |  |  |  |  | OpenStreetMap | {"type":"Feature","properties":{},"geometry":{"type":"LineString","coordinates":[[-108.96534,30.88623],[-108.95577,30.88804],[-108.95348,30.88975]]}}
Línea 230.0 kV | LineString | 230.0 kV |  |  |  | CFE |  |  |  |  | OpenStreetMap | {"type":"Feature","properties":{},"geometry":{"type":"LineString","coordinates":[[-108.96534,30.88623],[-108.96958,30.88488],[-108.97342,30.88372],[-108.97786,30.88237],[-108.98229,30.88104],[-108.98928,30.87892],[-108.99232,30.878],[-108.99565,30.87699],[-109.00073,30.87545],[-109.00657,30.87369],[-109.00878,30.87304],[-109.0162,30.87073],[-109.02345,30.86852],[-109.02836,30.86704],[-109.0311,30.86634],[-109.03635,30.86467],[-109.04486,30.86206],[-109.04743,30.86125],[-109.0531,30.85961],[-109.06189,30.85691],[-109.06462,30.85693],[-109.07056,30.85697],[-109.07804,30.85701],[-109.08283,30.85697],[-109.08958,30.85711],[-109.09383,30.85715],[-109.10094,30.85719],[-109.10761,30.85724],[-109.11494,30.85728],[-109.12053,30.85735],[-109.12668,30.85735],[-109.13169,30.85739],[-109.13643,30.85744],[-109.14292,30.8575],[-109.15006,30.85755],[-109.15329,30.85759],[-109.1593,30.85762],[-109.16188,30.85763],[-109.16668,30.85348],[-109.16958,30.85093],[-109.17444,30.84671],[-109.17782,30.84376],[-109.18165,30.84042],[-109.18531,30.83723],[-109.18803,30.83486],[-109.19347,30.83013],[-109.19734,30.82673],[-109.20141,30.82319],[-109.2048,30.82023],[-109.20741,30.81797],[-109.21212,30.81388],[-109.2145,30.81178],[-109.21751,30.80916],[-109.22042,30.80661],[-109.22363,30.80381],[-109.22644,30.80136],[-109.22988,30.79838],[-109.23313,30.79552],[-109.23609,30.79296],[-109.23765,30.7916],[-109.23956,30.78992],[-109.24327,30.78668],[-109.24504,30.78444],[-109.24739,30.78142],[-109.25097,30.77681],[-109.25383,30.77316],[-109.25676,30.76939],[-109.26067,30.76435],[-109.26362,30.76059],[-109.26554,30.75812],[-109.26869,30.75405],[-109.27066,30.75152],[-109.27352,30.74785],[-109.27756,30.74266],[-109.28188,30.73712],[-109.28395,30.73446],[-109.28864,30.72843],[-109.29062,30.72588],[-109.295,30.72026],[-109.29688,30.71783],[-109.29972,30.71417],[-109.30205,30.71119],[-109.30562,30.70913],[-109.31379,30.70456],[-109.31757,30.70242],[-109.32077,30.70063],[-109.32214,30.69986],[-109.32361,30.69904],[-109.33201,30.69431],[-109.33405,30.69315],[-109.33827,30.69076],[-109.34315,30.68802],[-109.34778,30.68541],[-109.35078,30.68372],[-109.35258,30.68239],[-109.35607,30.67983],[-109.35871,30.67789],[-109.36289,30.6748],[-109.36692,30.67181],[-109.37079,30.66895],[-109.37538,30.66556],[-109.37843,30.66332],[-109.38325,30.65976],[-109.38452,30.6566],[-109.38564,30.65374],[-109.38658,30.65146],[-109.3881,30.64765],[-109.38931,30.64464],[-109.39041,30.64189],[-109.39205,30.63781],[-109.39341,30.63442],[-109.39529,30.62977],[-109.39691,30.62568],[-109.39748,30.62421],[-109.40124,30.62323],[-109.40395,30.62251],[-109.40817,30.62323],[-109.41371,30.62414],[-109.4173,30.62476],[-109.42589,30.6262],[-109.42966,30.62685],[-109.43472,30.6277],[-109.44136,30.62883],[-109.44669,30.62974],[-109.45436,30.63091],[-109.45657,30.63132],[-109.45885,30.62904],[-109.46198,30.62588],[-109.46722,30.62055],[-109.46903,30.61874],[-109.47071,30.6184],[-109.47584,30.61728],[-109.48654,30.61506],[-109.49368,30.61356],[-109.49678,30.61291],[-109.50292,30.61167],[-109.50708,30.61077],[-109.51063,30.61002],[-109.51596,30.60887],[-109.52199,30.60767],[-109.52827,30.60634],[-109.53302,30.60535],[-109.53558,30.6048],[-109.53829,30.60346],[-109.54274,30.60127],[-109.54497,30.60017],[-109.55162,30.59686],[-109.55521,30.59509],[-109.56009,30.59271],[-109.56403,30.59074],[-109.56727,30.58915],[-109.57087,30.58737],[-109.57539,30.58513],[-109.58064,30.58252],[-109.58583,30.57995],[-109.59078,30.57753],[-109.59338,30.57621],[-109.59403,30.5733],[-109.59481,30.56982],[-109.59595,30.56458],[-109.59718,30.55906],[-109.59867,30.5523],[-109.59967,30.54777],[-109.60018,30.54541],[-109.60148,30.53948],[-109.60272,30.53397],[-109.60349,30.53047],[-109.60476,30.52469],[-109.60562,30.5208],[-109.60642,30.51718],[-109.60736,30.51289],[-109.60832,30.50857],[-109.60927,30.50426],[-109.61035,30.49933],[-109.61145,30.49441],[-109.61243,30.48996],[-109.61375,30.48388],[-109.61447,30.48067],[-109.61548,30.47616],[-109.61647,30.47162],[-109.61722,30.46822],[-109.61818,30.46389],[-109.61885,30.46078],[-109.62026,30.45441],[-109.62129,30.4497],[-109.6223,30.44518],[-109.6232,30.44108],[-109.62391,30.43788],[-109.62464,30.43457],[-109.62607,30.4327],[-109.62876,30.42913],[-109.63259,30.42403],[-109.6372,30.41791],[-109.6391,30.41538],[-109.64214,30.41138],[-109.6439,30.40903],[-109.64811,30.40343],[-109.65126,30.39928],[-109.65268,30.39738],[-109.65605,30.39294],[-109.65863,30.3895],[-109.66181,30.38531],[-109.66368,30.38323],[-109.66617,30.37962],[-109.67092,30.3732],[-109.67321,30.37014],[-109.67545,30.3698],[-109.67675,30.3696],[-109.67697,30.36933]]}}
Línea 230.0 kV | LineString | 230.0 kV | 2 |  |  | CFE |  |  |  |  | OpenStreetMap | {"type":"Feature","properties":{},"geometry":{"type":"LineString","coordinates":[[-109.62026,30.52051],[-109.62041,30.51992],[-109.61888,30.517],[-109.61728,30.51342],[-109.61604,30.51072],[-109.61431,30.50693],[-109.61225,30.5024],[-109.60929,30.5013],[-109.60904,30.5012],[-109.60958,30.49879],[-109.61059,30.49415],[-109.61155,30.48988],[-109.61281,30.48408],[-109.61364,30.48036],[-109.61454,30.47631],[-109.61557,30.47159],[-109.61652,30.46733],[-109.61759,30.4625],[-109.6184,30.4588],[-109.61973,30.45283],[-109.621,30.44705],[-109.62203,30.44233],[-109.62299,30.43797],[-109.62412,30.43281],[-109.62493,30.42915],[-109.62594,30.42454],[-109.62709,30.41934],[-109.63107,30.41862],[-109.63636,30.41765],[-109.63827,30.41508],[-109.64106,30.41139],[-109.643,30.40886],[-109.6457,30.40527],[-109.64785,30.40241],[-109.65052,30.39892],[-109.65259,30.39613],[-109.6554,30.39239],[-109.65725,30.38991],[-109.65845,30.38837],[-109.6583,30.38611],[-109.65791,30.37951],[-109.66048,30.37681],[-109.66293,30.37426],[-109.66427,30.37284],[-109.66799,30.36899],[-109.67305,30.36925],[-109.67652,30.36937],[-109.67663,30.36919]]}}
Línea 230.0 kV | LineString | 230.0 kV | 2 |  |  | CFE |  |  |  |  | OpenStreetMap | {"type":"Feature","properties":{},"geometry":{"type":"LineString","coordinates":[[-109.61786,31.22207],[-109.61683,31.21857],[-109.61573,31.21498],[-109.61478,31.21173],[-109.61362,31.20781],[-109.61242,31.20405],[-109.61099,31.19919],[-109.61047,31.19728],[-109.60892,31.1923],[-109.60768,31.18825],[-109.60681,31.18542],[-109.60569,31.18168],[-109.6048,31.17879],[-109.60364,31.17492],[-109.60303,31.17284],[-109.60178,31.16875],[-109.60073,31.16529],[-109.59955,31.16131],[-109.59819,31.15687],[-109.5969,31.15249],[-109.59556,31.14815],[-109.59447,31.14463],[-109.59379,31.14228],[-109.59246,31.13787],[-109.59074,31.13214],[-109.58935,31.12754],[-109.58789,31.12268],[-109.58679,31.11894],[-109.58565,31.11527],[-109.5842,31.11056],[-109.5828,31.10599],[-109.58187,31.10288],[-109.58057,31.09849],[-109.57916,31.09398],[-109.5782,31.09073],[-109.57731,31.08776],[-109.57642,31.08492],[-109.57541,31.08142],[-109.57405,31.07712],[-109.57262,31.07213],[-109.57126,31.06757],[-109.57011,31.06376],[-109.56889,31.05976],[-109.5678,31.05616],[-109.56662,31.05216],[-109.56546,31.04838],[-109.56426,31.04439],[-109.56323,31.04084],[-109.56197,31.03679],[-109.56088,31.03305],[-109.55978,31.03055],[-109.55836,31.02701],[-109.55672,31.02301],[-109.55527,31.01949],[-109.55386,31.01601],[-109.55215,31.01189],[-109.55053,31.00792],[-109.54921,31.00466],[-109.54792,31.00149],[-109.54647,30.99791],[-109.54486,30.99401],[-109.54346,30.99056],[-109.54178,30.98648],[-109.54027,30.98277],[-109.53899,30.97959],[-109.53727,30.97539],[-109.5358,30.97181],[-109.53423,30.96794],[-109.53269,30.96416],[-109.53102,30.96013],[-109.52916,30.95553],[-109.52796,30.95256],[-109.52675,30.94958],[-109.5282,30.94571],[-109.52996,30.94095],[-109.53142,30.93704],[-109.53321,30.93222],[-109.53416,30.92967],[-109.53521,30.92683],[-109.53608,30.9245],[-109.5378,30.91984],[-109.53864,30.9176],[-109.54144,30.91003],[-109.54267,30.90669],[-109.54418,30.90264],[-109.54545,30.89922],[-109.54665,30.89598],[-109.54825,30.89165],[-109.5501,30.88663],[-109.55218,30.88103],[-109.55343,30.8777],[-109.55535,30.87246],[-109.55654,30.86926],[-109.55881,30.86314],[-109.55972,30.86064],[-109.56096,30.8573],[-109.56226,30.85376],[-109.56338,30.85074],[-109.56446,30.84783],[-109.56441,30.84463],[-109.56434,30.84094],[-109.5643,30.83857],[-109.56423,30.83357],[-109.56415,30.82849],[-109.56411,30.82598],[-109.56403,30.8214],[-109.56395,30.8164],[-109.56386,30.81122],[-109.56381,30.80725],[-109.56375,30.80485],[-109.56369,30.80005],[-109.56361,30.79572],[-109.56356,30.79206],[-109.56347,30.78651],[-109.56339,30.78147],[-109.5633,30.77602],[-109.56322,30.7712],[-109.56315,30.76711],[-109.56309,30.76291],[-109.56301,30.75879],[-109.56295,30.75428],[-109.56291,30.75159],[-109.56284,30.74781],[-109.56278,30.74391],[-109.56269,30.73898],[-109.56265,30.73599],[-109.56258,30.73217],[-109.56251,30.72747],[-109.56243,30.72276],[-109.56239,30.72013],[-109.5636,30.71474],[-109.56477,30.70942],[-109.56572,30.70513],[-109.56658,30.70128],[-109.56748,30.69718],[-109.56819,30.69392],[-109.56949,30.68817],[-109.57038,30.68406],[-109.57169,30.67821],[-109.57263,30.67393],[-109.57358,30.66967],[-109.57475,30.66441],[-109.57564,30.66036],[-109.5769,30.65467],[-109.57825,30.64859],[-109.57888,30.64573],[-109.58004,30.64049],[-109.58079,30.63705],[-109.58197,30.63179],[-109.5826,30.62887],[-109.58326,30.62594],[-109.58475,30.61918],[-109.58559,30.61535],[-109.58624,30.61244],[-109.58734,30.60747],[-109.5881,30.60399],[-109.5888,30.6009],[-109.58995,30.59564],[-109.59052,30.59305],[-109.59125,30.58981],[-109.59205,30.58617],[-109.59313,30.58126],[-109.59392,30.57767],[-109.59456,30.57475],[-109.59507,30.57249],[-109.5969,30.56426],[-109.59799,30.55929],[-109.59939,30.55302],[-109.60046,30.54815],[-109.60105,30.54537],[-109.60239,30.53932],[-109.60382,30.53284],[-109.60437,30.53029],[-109.60541,30.52561],[-109.60637,30.52136],[-109.60729,30.51717],[-109.60841,30.51199],[-109.60935,30.5078],[-109.6102,30.50391],[-109.61125,30.4992],[-109.61227,30.49452],[-109.6133,30.48984],[-109.61445,30.48466],[-109.61544,30.48016],[-109.61629,30.47636],[-109.61708,30.47274],[-109.61786,30.46918],[-109.61903,30.46388],[-109.61962,30.46119],[-109.62089,30.45548],[-109.62191,30.45078],[-109.62326,30.44888],[-109.62514,30.44625],[-109.62825,30.44192],[-109.63119,30.43778],[-109.63414,30.43366],[-109.63685,30.42986],[-109.6399,30.42555],[-109.64348,30.42056],[-109.645,30.41842],[-109.64703,30.41559],[-109.6504,30.41083],[-109.65247,30.40794],[-109.65575,30.40336],[-109.6597,30.3978],[-109.66329,30.39066],[-109.66365,30.38993],[-109.66497,30.38728],[-109.66849,30.38026],[-109.67085,30.37554],[-109.67307,30.37113],[-109.67802,30.3696],[-109.67822,30.3694]]}}
Línea 230.0 kV | LineString | 230.0 kV | 2 |  |  | CFE |  |  |  |  | OpenStreetMap | {"type":"Feature","properties":{},"geometry":{"type":"LineString","coordinates":[[-110.83209,29.03502],[-110.83066,29.03693],[-110.82909,29.03913],[-110.82415,29.04023],[-110.82014,29.04105],[-110.81545,29.042],[-110.81129,29.04292],[-110.80679,29.04385],[-110.80216,29.04484],[-110.79785,29.04579],[-110.79316,29.0468],[-110.7895,29.04753],[-110.78721,29.05089],[-110.78447,29.05464],[-110.78232,29.05778],[-110.77981,29.06119],[-110.77747,29.06455],[-110.775,29.068],[-110.77261,29.07142],[-110.77024,29.07474],[-110.76781,29.07829],[-110.76537,29.08156],[-110.76295,29.08498],[-110.76055,29.08837],[-110.75839,29.0914],[-110.75622,29.09457],[-110.75364,29.09813],[-110.75139,29.10128],[-110.74907,29.10455],[-110.74652,29.10818],[-110.74276,29.11335],[-110.74146,29.11524],[-110.73764,29.12085],[-110.73529,29.12402],[-110.73304,29.12729],[-110.73057,29.13079],[-110.72827,29.13411],[-110.7258,29.13747],[-110.72451,29.1393],[-110.72259,29.14207],[-110.72029,29.1452],[-110.71813,29.14825],[-110.71547,29.15202],[-110.7125,29.15617],[-110.71062,29.15878],[-110.7076,29.16304],[-110.70552,29.16604],[-110.70333,29.16916],[-110.7011,29.17223],[-110.69837,29.17606],[-110.69584,29.17962],[-110.69309,29.18351],[-110.69133,29.18597],[-110.68958,29.18723],[-110.68568,29.19002],[-110.68298,29.19189],[-110.67974,29.19422],[-110.6764,29.1966],[-110.6729,29.19909],[-110.66927,29.20172],[-110.66575,29.20422],[-110.6621,29.2068],[-110.65857,29.20933],[-110.65527,29.21167],[-110.65156,29.2143],[-110.64835,29.2166],[-110.64597,29.21827],[-110.64237,29.22085],[-110.6385,29.2236],[-110.63341,29.22723],[-110.63011,29.22952],[-110.62792,29.23118],[-110.6245,29.23361],[-110.62073,29.2362],[-110.61726,29.23863],[-110.61367,29.24125],[-110.61038,29.24355],[-110.60691,29.24603],[-110.60399,29.24802],[-110.60046,29.2506],[-110.59706,29.25304],[-110.59514,29.25436],[-110.5926,29.25624],[-110.58956,29.25841],[-110.58641,29.26059],[-110.58338,29.26271],[-110.57982,29.26531],[-110.5763,29.2678],[-110.57354,29.26976],[-110.5704,29.27197],[-110.56654,29.27473],[-110.56322,29.27709],[-110.55988,29.27948],[-110.55671,29.28168],[-110.55278,29.2845],[-110.54927,29.28695],[-110.54585,29.28935],[-110.54201,29.29217],[-110.53644,29.29608],[-110.53222,29.29908],[-110.53037,29.30038],[-110.52745,29.30244],[-110.52375,29.30509],[-110.51902,29.30847],[-110.51679,29.31],[-110.51383,29.31221],[-110.51024,29.31473],[-110.50501,29.31838],[-110.50038,29.32173],[-110.49501,29.32547],[-110.49106,29.32833],[-110.48565,29.3323],[-110.48112,29.33532],[-110.4775,29.33797],[-110.47278,29.34125],[-110.46921,29.34382],[-110.46561,29.34638],[-110.46205,29.34891],[-110.45868,29.35129],[-110.4545,29.35428],[-110.4517,29.35622],[-110.44805,29.35808],[-110.44375,29.36031],[-110.44067,29.3619],[-110.43678,29.36389],[-110.43272,29.36596],[-110.42889,29.36797],[-110.42508,29.36996],[-110.42107,29.37197],[-110.41709,29.37402],[-110.4131,29.37604],[-110.40919,29.37809],[-110.40508,29.38022],[-110.40124,29.3822],[-110.39717,29.38431],[-110.39336,29.38622],[-110.38998,29.38804],[-110.3855,29.39029],[-110.38202,29.39208],[-110.37822,29.39399],[-110.37403,29.39615],[-110.37075,29.39783],[-110.36654,29.40001],[-110.36283,29.40191],[-110.35899,29.40388],[-110.35502,29.40592],[-110.35143,29.40772],[-110.34707,29.40998],[-110.34353,29.4118],[-110.33971,29.41378],[-110.33554,29.41591],[-110.33186,29.41784],[-110.32754,29.42],[-110.32384,29.42191],[-110.32037,29.42368],[-110.31657,29.42565],[-110.3124,29.42777],[-110.30857,29.42975],[-110.30486,29.43167],[-110.30041,29.43397],[-110.29627,29.43605],[-110.29241,29.43807],[-110.2887,29.43994],[-110.28481,29.44193],[-110.2808,29.44399],[-110.27709,29.4459],[-110.27281,29.44809],[-110.2695,29.44982],[-110.26541,29.45193],[-110.26309,29.45313],[-110.26049,29.45442],[-110.25502,29.45718],[-110.25154,29.45892],[-110.24595,29.46187],[-110.2433,29.46247],[-110.24089,29.46303],[-110.23642,29.46409],[-110.22829,29.46602],[-110.22187,29.46752],[-110.21679,29.4687],[-110.21139,29.46996],[-110.20884,29.47057],[-110.20299,29.47417],[-110.19836,29.47706],[-110.1948,29.47925],[-110.19134,29.48139],[-110.18842,29.48321],[-110.18213,29.48708],[-110.17639,29.49062],[-110.16562,29.49729],[-110.16186,29.49958],[-110.15639,29.50297],[-110.15328,29.5049],[-110.14438,29.51038],[-110.13896,29.51375],[-110.1344,29.51656],[-110.13112,29.51857],[-110.1281,29.52044],[-110.11985,29.52553],[-110.11777,29.52681],[-110.1155,29.52968],[-110.11261,29.53331],[-110.10841,29.53857],[-110.106,29.54159],[-110.10292,29.54552],[-110.10051,29.54856],[-110.09746,29.55239],[-110.09531,29.55518],[-110.09306,29.55796],[-110.09065,29.56096],[-110.08805,29.56423],[-110.08608,29.56673],[-110.08385,29.56717],[-110.07694,29.56853],[-110.07121,29.56962],[-110.06346,29.5711],[-110.05915,29.57191],[-110.05446,29.57281],[-110.04977,29.57372],[-110.04718,29.57423],[-110.04444,29.57473],[-110.04154,29.57528],[-110.03601,29.57638],[-110.03309,29.57693],[-110.02779,29.57794],[-110.02483,29.57852],[-110.01968,29.57954],[-110.0166,29.58008],[-110.01,29.58138],[-110.00541,29.58224],[-109.99947,29.58338],[-109.99635,29.58704],[-109.9922,29.59196],[-109.98897,29.59573],[-109.98519,29.60019],[-109.98225,29.60367],[-109.9803,29.60592],[-109.97789,29.60877],[-109.97573,29.61131],[-109.97281,29.6147],[-109.96908,29.61909],[-109.96691,29.62164],[-109.96447,29.62453],[-109.96088,29.62875],[-109.95777,29.63236],[-109.95481,29.63585],[-109.95255,29.6385],[-109.94996,29.64154],[-109.94604,29.64592],[-109.94408,29.6485],[-109.9407,29.65245],[-109.93695,29.65685],[-109.93334,29.66109],[-109.93048,29.66441],[-109.92836,29.66693],[-109.92599,29.66968],[-109.92411,29.67189],[-109.92067,29.67591],[-109.91711,29.6801],[-109.9142,29.68351],[-109.91094,29.68731],[-109.9076,29.69123],[-109.9051,29.69414],[-109.90213,29.69764],[-109.89922,29.70107],[-109.89666,29.70403],[-109.89372,29.70748],[-109.89215,29.70932],[-109.88972,29.71216],[-109.88706,29.7153],[-109.88558,29.71701],[-109.88172,29.72156],[-109.87836,29.72545],[-109.8762,29.72798],[-109.87318,29.73154],[-109.87043,29.73478],[-109.86617,29.73974],[-109.86335,29.74305],[-109.86096,29.74581],[-109.85978,29.74985],[-109.85852,29.75418],[-109.85755,29.75744],[-109.85624,29.76193],[-109.85538,29.76489],[-109.85437,29.76822],[-109.8527,29.77387],[-109.85141,29.7783],[-109.85043,29.78156],[-109.84934,29.78498],[-109.84815,29.78935],[-109.84702,29.79314],[-109.84603,29.79657],[-109.84493,29.80023],[-109.84371,29.80442],[-109.84307,29.80659],[-109.84212,29.80983],[-109.8412,29.813],[-109.84008,29.81674],[-109.83884,29.82091],[-109.83779,29.82452],[-109.83681,29.82786],[-109.8357,29.83158],[-109.83452,29.83565],[-109.83373,29.83829],[-109.83243,29.84271],[-109.8318,29.84485],[-109.83051,29.84924],[-109.82933,29.8532],[-109.82846,29.85613],[-109.82722,29.86037],[-109.82628,29.86357],[-109.82502,29.86779],[-109.82405,29.87107],[-109.82291,29.87492],[-109.8209,29.88171],[-109.81905,29.88797],[-109.81809,29.89122],[-109.81766,29.89269],[-109.81611,29.8951],[-109.81376,29.89878],[-109.81176,29.9019],[-109.80927,29.90579],[-109.80761,29.90837],[-109.80501,29.91233],[-109.80316,29.91532],[-109.80139,29.9181],[-109.79948,29.92105],[-109.79693,29.92501],[-109.79369,29.93009],[-109.7922,29.9324],[-109.79021,29.93551],[-109.78799,29.93898],[-109.78648,29.94135],[-109.78483,29.94389],[-109.78346,29.94604],[-109.78137,29.9493],[-109.77933,29.95253],[-109.77704,29.95607],[-109.77403,29.96075],[-109.77087,29.96572],[-109.76801,29.9701],[-109.76565,29.97377],[-109.76405,29.97638],[-109.76203,29.97959],[-109.76313,29.98189],[-109.76543,29.98669],[-109.7667,29.98929],[-109.7683,29.99259],[-109.76983,29.99575],[-109.7711,29.99834],[-109.77316,30.00261],[-109.77449,30.00537],[-109.77576,30.00798],[-109.77784,30.01229],[-109.77935,30.01543],[-109.77896,30.01932],[-109.77849,30.0235],[-109.77814,30.02678],[-109.77785,30.02972],[-109.77737,30.03381],[-109.77701,30.03741],[-109.77648,30.04214],[-109.77584,30.04824],[-109.77525,30.05368],[-109.77467,30.05905],[-109.7741,30.06431],[-109.77331,30.07157],[-109.77282,30.07622],[-109.7725,30.07917],[-109.77199,30.08377],[-109.77149,30.08847],[-109.77098,30.09311],[-109.77067,30.09615],[-109.77042,30.09849],[-109.77004,30.10195],[-109.76961,30.10578],[-109.7692,30.10961],[-109.76876,30.11374],[-109.76831,30.11778],[-109.76768,30.12367],[-109.7672,30.12808],[-109.76682,30.13178],[-109.76637,30.13578],[-109.76598,30.1396],[-109.76552,30.1435],[-109.76508,30.14755],[-109.76466,30.15153],[-109.76428,30.15525],[-109.76372,30.16023],[-109.76306,30.16618],[-109.76256,30.17064],[-109.76034,30.17342],[-109.75782,30.17658],[-109.75567,30.17929],[-109.75294,30.18271],[-109.75039,30.18591],[-109.74781,30.18913],[-109.74577,30.19181],[-109.74295,30.19529],[-109.74105,30.19767],[-109.73916,30.20004],[-109.73578,30.20432],[-109.73394,30.20661],[-109.7316,30.20955],[-109.72901,30.21275],[-109.72708,30.21518],[-109.72369,30.21946],[-109.71895,30.22539],[-109.7169,30.22793],[-109.7138,30.23185],[-109.71044,30.23605],[-109.70771,30.23944],[-109.70637,30.24111],[-109.6999,30.24921],[-109.69573,30.25439],[-109.69251,30.25844],[-109.69138,30.25988],[-109.68973,30.26191],[-109.68893,30.26587],[-109.6876,30.27255],[-109.68668,30.27721],[-109.6854,30.28349],[-109.68454,30.28782],[-109.68333,30.29372],[-109.68253,30.29771],[-109.68161,30.3024],[-109.68078,30.30653],[-109.6801,30.30996],[-109.67922,30.31442],[-109.6784,30.31849],[-109.67674,30.32678],[-109.67636,30.32872],[-109.67578,30.33153],[-109.67517,30.33456],[-109.67395,30.34065],[-109.67299,30.34541],[-109.6722,30.34936],[-109.67167,30.35199],[-109.67048,30.3579],[-109.66936,30.36357],[-109.66909,30.36477],[-109.67193,30.36854],[-109.67441,30.3688],[-109.67613,30.36914],[-109.67651,30.3687]]}}
Línea 230.0 kV | LineString | 230.0 kV |  |  |  | CFE |  |  |  |  | OpenStreetMap | {"type":"Feature","properties":{},"geometry":{"type":"LineString","coordinates":[[-110.88568,29.17691],[-110.88478,29.17721],[-110.88121,29.17714],[-110.87805,29.17707],[-110.87444,29.17699],[-110.87074,29.17688],[-110.86704,29.17683],[-110.86384,29.17677],[-110.86054,29.17668],[-110.85694,29.17844],[-110.85504,29.17936],[-110.85317,29.18027],[-110.84993,29.18183],[-110.84722,29.18315],[-110.84371,29.18485],[-110.84038,29.18647],[-110.83695,29.18811],[-110.83324,29.1899],[-110.83001,29.19145],[-110.82597,29.19342],[-110.82307,29.19482],[-110.81915,29.19672],[-110.81478,29.19882],[-110.81032,29.20099],[-110.80653,29.20281],[-110.80301,29.2045],[-110.79903,29.20642],[-110.79497,29.20836],[-110.79173,29.20995],[-110.78814,29.21169],[-110.78445,29.21346],[-110.78147,29.21491],[-110.77823,29.21647],[-110.77472,29.21817],[-110.77138,29.21977],[-110.76795,29.22144],[-110.76416,29.22325],[-110.7602,29.22517],[-110.7567,29.22687],[-110.75308,29.22861],[-110.74958,29.23031],[-110.74607,29.23201],[-110.74246,29.23374],[-110.73895,29.23545],[-110.73544,29.23713],[-110.73211,29.23874],[-110.7284,29.24052],[-110.72498,29.24218],[-110.72128,29.24396],[-110.71732,29.24587],[-110.71397,29.24747],[-110.71074,29.24905],[-110.70721,29.25075],[-110.70316,29.25269],[-110.69911,29.25466],[-110.6954,29.25643],[-110.69126,29.25844],[-110.68794,29.26005],[-110.68388,29.262],[-110.68044,29.26364],[-110.67672,29.26543],[-110.67275,29.26735],[-110.66702,29.27012],[-110.66318,29.27305],[-110.66083,29.2748],[-110.65751,29.27734],[-110.65338,29.28046],[-110.64972,29.28325],[-110.64747,29.28495],[-110.64449,29.28723],[-110.64117,29.28975],[-110.63727,29.29269],[-110.6355,29.29408],[-110.63135,29.29718],[-110.62737,29.30021],[-110.6231,29.30344],[-110.62014,29.30567],[-110.61703,29.30802],[-110.61207,29.31186],[-110.61003,29.31336],[-110.6066,29.31596],[-110.60285,29.31877],[-110.5995,29.32128],[-110.59593,29.32403],[-110.59178,29.32719],[-110.58741,29.32727],[-110.58039,29.32743],[-110.57329,29.32758],[-110.56881,29.32767],[-110.56472,29.32775],[-110.56025,29.32791],[-110.55621,29.32795],[-110.5527,29.32802],[-110.54921,29.32809],[-110.54468,29.32818],[-110.53919,29.3283],[-110.53656,29.32836],[-110.52997,29.3285],[-110.52616,29.32857],[-110.5212,29.32868],[-110.51566,29.3288],[-110.51268,29.32887],[-110.50669,29.329],[-110.50305,29.3308],[-110.49941,29.3327],[-110.49694,29.33398],[-110.49312,29.33594],[-110.48986,29.3376],[-110.48303,29.34109],[-110.47997,29.34269],[-110.47777,29.34385],[-110.47366,29.34594],[-110.47091,29.34735],[-110.46789,29.34892],[-110.4651,29.35037],[-110.4616,29.35217],[-110.45839,29.3538],[-110.45449,29.35581],[-110.45104,29.35762],[-110.44663,29.35987],[-110.44349,29.3615],[-110.43984,29.36336],[-110.43521,29.36574],[-110.43139,29.36769],[-110.42786,29.36951],[-110.42509,29.37093],[-110.42163,29.37272],[-110.41798,29.37458],[-110.41454,29.37638],[-110.41097,29.3782],[-110.40671,29.38042],[-110.40298,29.38231],[-110.3995,29.38408],[-110.39685,29.38547],[-110.39391,29.38695],[-110.39063,29.38864],[-110.38663,29.39071],[-110.38316,29.39249],[-110.37927,29.39451],[-110.37616,29.3961],[-110.37243,29.39803],[-110.36789,29.40036],[-110.36453,29.40209],[-110.36095,29.4039],[-110.35829,29.40528],[-110.35555,29.4067],[-110.35188,29.40854],[-110.34754,29.4108],[-110.34319,29.41303],[-110.33974,29.4148],[-110.33536,29.41705],[-110.33123,29.41917],[-110.32807,29.4208],[-110.32425,29.42275],[-110.3199,29.42496],[-110.31678,29.42658],[-110.31313,29.42843],[-110.30993,29.4301],[-110.30611,29.43206],[-110.30362,29.43333],[-110.29989,29.43525],[-110.29615,29.43715],[-110.29207,29.43924],[-110.28477,29.44298],[-110.28121,29.4448],[-110.27675,29.44712],[-110.27376,29.44859],[-110.26969,29.45078],[-110.26436,29.45348],[-110.26225,29.45453],[-110.25977,29.45581],[-110.25434,29.45858],[-110.24949,29.46106],[-110.24636,29.46266],[-110.24372,29.46326],[-110.24056,29.46402],[-110.23806,29.46463],[-110.22882,29.46685],[-110.22289,29.46826],[-110.21857,29.46924],[-110.21628,29.46978],[-110.21211,29.47077],[-110.20925,29.47148],[-110.20282,29.47549],[-110.19901,29.4778],[-110.19485,29.48032],[-110.19191,29.48219],[-110.18643,29.48554],[-110.18372,29.48724],[-110.18076,29.48907],[-110.17743,29.49114],[-110.16665,29.49776],[-110.16207,29.50057],[-110.15685,29.5038],[-110.15406,29.50553],[-110.14475,29.51124],[-110.13727,29.51588],[-110.13415,29.5178],[-110.12942,29.52071],[-110.1204,29.52626],[-110.11849,29.52746],[-110.11695,29.5294],[-110.11509,29.53173],[-110.111,29.53688],[-110.10778,29.54095],[-110.1051,29.54433],[-110.10214,29.54808],[-110.09949,29.55141],[-110.09623,29.55553],[-110.09391,29.55845],[-110.09176,29.56116],[-110.08907,29.56452],[-110.08668,29.56752],[-110.08423,29.568],[-110.08191,29.56845],[-110.07823,29.56915],[-110.07434,29.56991],[-110.06881,29.57097],[-110.06256,29.57218],[-110.05932,29.5728],[-110.0549,29.57365],[-110.04925,29.57473],[-110.04498,29.57556],[-110.04272,29.57601],[-110.03696,29.57709],[-110.03323,29.57781],[-110.02738,29.57893],[-110.02001,29.58035],[-110.0167,29.58099],[-110.01001,29.58227],[-110.00027,29.58415],[-109.99664,29.58846],[-109.99221,29.59373],[-109.98976,29.59663],[-109.98572,29.60143],[-109.98339,29.60415],[-109.9802,29.60788],[-109.97831,29.61016],[-109.97385,29.61544],[-109.96986,29.62019],[-109.96731,29.62321],[-109.96567,29.62516],[-109.96206,29.6294],[-109.95944,29.63259],[-109.9566,29.63594],[-109.95363,29.63946],[-109.95051,29.64318],[-109.94695,29.64738],[-109.94415,29.65074],[-109.94095,29.65448],[-109.93868,29.65722],[-109.9366,29.65969],[-109.93293,29.66404],[-109.93074,29.66663],[-109.92682,29.6712],[-109.92405,29.67447],[-109.92202,29.67694],[-109.91823,29.68141],[-109.91632,29.68369],[-109.9143,29.68607],[-109.9118,29.68903],[-109.90953,29.69172],[-109.90578,29.69614],[-109.90277,29.69975],[-109.90005,29.70291],[-109.89729,29.70623],[-109.89545,29.70837],[-109.89331,29.71092],[-109.89092,29.71379],[-109.88812,29.71713],[-109.88303,29.72308],[-109.878,29.72909],[-109.87626,29.73117],[-109.87491,29.73277],[-109.87209,29.73616],[-109.87046,29.73808],[-109.867,29.74215],[-109.86454,29.74505],[-109.86101,29.74919],[-109.8601,29.75225],[-109.85872,29.75697],[-109.85813,29.75896],[-109.85694,29.76296],[-109.85532,29.76843],[-109.85339,29.77504],[-109.85212,29.77941],[-109.85117,29.78256],[-109.84984,29.78711],[-109.8488,29.79063],[-109.84766,29.79447],[-109.84664,29.79796],[-109.84569,29.80117],[-109.84441,29.80551],[-109.84366,29.80807],[-109.84246,29.81212],[-109.84193,29.81403],[-109.83976,29.82129],[-109.83872,29.82484],[-109.83771,29.82821],[-109.8364,29.83273],[-109.8349,29.83795],[-109.83322,29.84359],[-109.83195,29.8478],[-109.83045,29.85287],[-109.82914,29.85733],[-109.82784,29.86184],[-109.82627,29.86702],[-109.82522,29.8706],[-109.82404,29.87472],[-109.82224,29.88065],[-109.82151,29.88318],[-109.82025,29.88747],[-109.81951,29.88996],[-109.819,29.89176],[-109.81753,29.89661],[-109.81702,29.89839],[-109.81593,29.9021],[-109.81466,29.90642],[-109.81394,29.90887],[-109.81175,29.9163],[-109.81101,29.91884],[-109.80877,29.92634],[-109.80773,29.92982],[-109.80641,29.93428],[-109.80551,29.93734],[-109.80441,29.9411],[-109.80333,29.94467],[-109.80255,29.94739],[-109.80066,29.95376],[-109.79962,29.9573],[-109.79831,29.96171],[-109.79756,29.96425],[-109.7962,29.96877],[-109.79463,29.97411],[-109.79366,29.97743],[-109.79298,29.97981],[-109.7922,29.98242],[-109.79098,29.98642],[-109.78994,29.98992],[-109.78889,29.99349],[-109.78758,29.99805],[-109.78645,30.0018],[-109.7855,30.00504],[-109.78437,30.00879],[-109.78355,30.01158],[-109.78268,30.01456],[-109.78125,30.01936],[-109.78024,30.02282],[-109.77925,30.02623],[-109.7789,30.0296],[-109.77847,30.0336],[-109.77814,30.03653],[-109.77776,30.04003],[-109.77726,30.04478],[-109.77692,30.04783],[-109.77663,30.05062],[-109.7763,30.05359],[-109.77577,30.05861],[-109.77523,30.06366],[-109.77468,30.06866],[-109.77439,30.07146],[-109.77394,30.07551],[-109.77349,30.07973],[-109.77311,30.08331],[-109.77259,30.08791],[-109.77214,30.09247],[-109.77187,30.09471],[-109.77151,30.09803],[-109.77107,30.10186],[-109.77058,30.10653],[-109.77024,30.10989],[-109.76983,30.11362],[-109.76941,30.11761],[-109.76879,30.12327],[-109.76836,30.12731],[-109.76789,30.13162],[-109.76752,30.13502],[-109.76716,30.13827],[-109.76683,30.14137],[-109.76628,30.14644],[-109.76581,30.15083],[-109.76543,30.15434],[-109.76506,30.15758],[-109.76479,30.16031],[-109.76425,30.16513],[-109.76393,30.16817],[-109.76363,30.17092],[-109.76163,30.17358],[-109.75924,30.17676],[-109.75749,30.17911],[-109.75555,30.18169],[-109.7534,30.18454],[-109.75125,30.18741],[-109.74915,30.19022],[-109.74725,30.19274],[-109.74502,30.19572],[-109.74217,30.19949],[-109.7399,30.2025],[-109.73769,30.20545],[-109.7351,30.20892],[-109.73278,30.21199],[-109.73023,30.21536],[-109.72749,30.21903],[-109.72377,30.22396],[-109.72249,30.22568],[-109.71991,30.2291],[-109.71837,30.23116],[-109.71689,30.23311],[-109.7138,30.23722],[-109.70907,30.24353],[-109.70485,30.24914],[-109.70363,30.25072],[-109.69932,30.25648],[-109.69808,30.25809],[-109.69554,30.26149],[-109.69555,30.26676],[-109.69559,30.27185],[-109.6956,30.27504],[-109.69561,30.27956],[-109.69567,30.28773],[-109.69568,30.29189],[-109.69573,30.29885],[-109.69572,30.30057],[-109.69576,30.30579],[-109.69576,30.30735],[-109.69581,30.31505],[-109.69582,30.32197],[-109.69585,30.32672],[-109.69587,30.32914],[-109.6959,30.33342],[-109.69591,30.33582],[-109.6959,30.33806],[-109.69593,30.34183],[-109.69594,30.34567],[-109.69415,30.34816],[-109.69066,30.35302],[-109.68951,30.35459],[-109.685,30.36085],[-109.68234,30.36459],[-109.68006,30.36769],[-109.67962,30.36853],[-109.6793,30.36912]]}}
Línea 230.0 kV | LineString | 230.0 kV |  |  |  | CFE |  |  |  |  | OpenStreetMap | {"type":"Feature","properties":{},"geometry":{"type":"LineString","coordinates":[[-109.67913,30.36905],[-109.67945,30.36845],[-109.68008,30.36721],[-109.67764,30.36597],[-109.67571,30.36496],[-109.67289,30.36349],[-109.67162,30.36281],[-109.66494,30.35925],[-109.66316,30.35828],[-109.65908,30.35616],[-109.65549,30.35423],[-109.65113,30.35441],[-109.64796,30.35455],[-109.64164,30.35484],[-109.63518,30.35517],[-109.63158,30.35529],[-109.63045,30.35533],[-109.62763,30.35544],[-109.62728,30.35546],[-109.62178,30.35572],[-109.61442,30.35605],[-109.60817,30.35632],[-109.60387,30.35652],[-109.59915,30.35675],[-109.59322,30.35702],[-109.59068,30.35713],[-109.58343,30.35741],[-109.58223,30.35686],[-109.58113,30.35636],[-109.57232,30.35205],[-109.56643,30.34915],[-109.56292,30.3474],[-109.5539,30.34497],[-109.54651,30.34296],[-109.54448,30.34242],[-109.5424,30.34119],[-109.54253,30.34098]]}}
Línea 230.0 kV | LineString | 230.0 kV |  |  |  | CFE |  |  |  |  | OpenStreetMap | {"type":"Feature","properties":{},"geometry":{"type":"LineString","coordinates":[[-110.83058,29.03514],[-110.83221,29.03444],[-110.83267,29.03445]]}}
Línea 230.0 kV | LineString | 230.0 kV |  |  |  | CFE |  |  |  |  | OpenStreetMap | {"type":"Feature","properties":{},"geometry":{"type":"LineString","coordinates":[[-110.83058,29.03514],[-110.83206,29.03412],[-110.83269,29.03429]]}}
Línea 230.0 kV | LineString | 230.0 kV | 3 |  |  | CFE |  |  |  |  | OpenStreetMap | {"type":"Feature","properties":{},"geometry":{"type":"LineString","coordinates":[[-110.92515,29.20446],[-110.92229,29.20201],[-110.91955,29.1997],[-110.9165,29.19715],[-110.91346,29.19459],[-110.91028,29.1919],[-110.90714,29.1892],[-110.90374,29.18632],[-110.90058,29.18366],[-110.89742,29.18096],[-110.89436,29.17836],[-110.89291,29.17709],[-110.89138,29.17708],[-110.88966,29.17708],[-110.88838,29.17705]]}}
Línea 230.0 kV | LineString | 230.0 kV |  |  |  | CFE |  |  |  |  | OpenStreetMap | {"type":"Feature","properties":{},"geometry":{"type":"LineString","coordinates":[[-110.88838,29.17705],[-110.88701,29.17727],[-110.88639,29.17734]]}}
Línea 230.0 kV | LineString | 230.0 kV |  |  |  | CFE |  |  |  |  | OpenStreetMap | {"type":"Feature","properties":{},"geometry":{"type":"LineString","coordinates":[[-110.88478,29.17631],[-110.88569,29.17634]]}}
Línea 230.0 kV | LineString | 230.0 kV |  |  |  | CFE |  |  |  |  | OpenStreetMap | {"type":"Feature","properties":{},"geometry":{"type":"LineString","coordinates":[[-110.88478,29.17631],[-110.88148,29.17557],[-110.87765,29.17335],[-110.87387,29.17117],[-110.87147,29.16982],[-110.86802,29.16782],[-110.86591,29.16492],[-110.8637,29.16215],[-110.86119,29.15889],[-110.85865,29.15556],[-110.85704,29.15317],[-110.85562,29.15108],[-110.8539,29.14851],[-110.85196,29.14565],[-110.84991,29.14262],[-110.84798,29.13975],[-110.84624,29.13718],[-110.84493,29.13525],[-110.84283,29.13214],[-110.84052,29.12872],[-110.83843,29.12562],[-110.83628,29.12243],[-110.83416,29.1193],[-110.83201,29.11612],[-110.83026,29.11352],[-110.82837,29.11072],[-110.82652,29.10797],[-110.82465,29.10521],[-110.82279,29.10245],[-110.82091,29.09965],[-110.82138,29.09648],[-110.82184,29.09335],[-110.82231,29.09014],[-110.82281,29.08668],[-110.82332,29.08316],[-110.82388,29.0793],[-110.82443,29.07556],[-110.82495,29.07206],[-110.8254,29.06892],[-110.82587,29.0657],[-110.82634,29.06252],[-110.82681,29.05933],[-110.82723,29.05647],[-110.82768,29.05334],[-110.82819,29.04987],[-110.82867,29.0466],[-110.82912,29.04347],[-110.8296,29.04019],[-110.83033,29.03523],[-110.83058,29.03514]]}}
Línea 230.0 kV | LineString | 230.0 kV | 2 |  |  | Minera La Caridad |  |  |  |  | OpenStreetMap | {"type":"Feature","properties":{},"geometry":{"type":"LineString","coordinates":[[-109.62098,30.52066],[-109.62119,30.51997],[-109.61972,30.51717],[-109.62075,30.51487],[-109.62199,30.51159],[-109.62353,30.50802],[-109.62485,30.50506],[-109.62381,30.50295],[-109.62197,30.49895],[-109.62113,30.49719],[-109.62206,30.49395],[-109.6229,30.49049],[-109.62666,30.48727],[-109.63054,30.48668]]}}
Línea 230.0 kV | LineString | 230.0 kV |  |  |  | Minera La Caridad |  |  |  |  | OpenStreetMap | {"type":"Feature","properties":{},"geometry":{"type":"LineString","coordinates":[[-109.63054,30.48668],[-109.6312,30.48657]]}}
Línea 230.0 kV | LineString | 230.0 kV |  |  |  | CFE |  |  |  |  | OpenStreetMap | {"type":"Feature","properties":{},"geometry":{"type":"LineString","coordinates":[[-109.67847,30.3695],[-109.67834,30.36976],[-109.67587,30.37429],[-109.67374,30.37826],[-109.67206,30.38136],[-109.67009,30.38501],[-109.66844,30.38808],[-109.66718,30.39035],[-109.66594,30.39212],[-109.66311,30.39605],[-109.66007,30.40026],[-109.657,30.4045],[-109.65349,30.40936],[-109.65188,30.41162],[-109.64818,30.41671],[-109.64563,30.42026],[-109.64399,30.42251],[-109.64107,30.42659],[-109.6393,30.42904],[-109.63773,30.43122],[-109.6349,30.43515],[-109.63147,30.43988],[-109.62915,30.44308],[-109.62773,30.44507],[-109.62615,30.44728],[-109.62473,30.45056],[-109.62544,30.45413],[-109.62597,30.4568],[-109.62673,30.46079],[-109.62736,30.46407],[-109.62777,30.46612],[-109.62834,30.46908],[-109.62888,30.47181],[-109.62893,30.47207],[-109.62937,30.47435],[-109.63002,30.47769],[-109.63033,30.47929],[-109.63115,30.48347],[-109.63169,30.48623]]}}
Línea 230.0 kV | LineString | 230.0 kV |  |  |  | CFE |  |  |  |  | OpenStreetMap | {"type":"Feature","properties":{},"geometry":{"type":"LineString","coordinates":[[-109.6319,30.48647],[-109.63299,30.48631],[-109.6334,30.48674],[-109.6333,30.48696]]}}
Línea 230.0 kV | LineString | 230.0 kV |  |  |  | CFE |  |  |  |  | OpenStreetMap | {"type":"Feature","properties":{},"geometry":{"type":"LineString","coordinates":[[-109.6312,30.48657],[-109.63141,30.48654],[-109.63156,30.48651],[-109.6319,30.48647]]}}
Línea 230.0 kV | LineString | 230.0 kV |  |  |  | CFE |  |  |  |  | OpenStreetMap | {"type":"Feature","properties":{},"geometry":{"type":"LineString","coordinates":[[-111.12455,30.52655],[-111.12544,30.52564]]}}
Línea 230.0 kV | LineString | 230.0 kV | 1 |  |  | Comisión Federal de Electricidad |  |  |  |  | OpenStreetMap | {"type":"Feature","properties":{},"geometry":{"type":"LineString","coordinates":[[-111.13046,30.52603],[-111.12919,30.5262],[-111.12486,30.5269],[-111.12119,30.52874],[-111.11759,30.53056],[-111.11472,30.53199],[-111.11168,30.53462],[-111.10955,30.53648],[-111.10669,30.53897],[-111.10355,30.54167],[-111.10132,30.54435],[-111.09954,30.54649],[-111.09686,30.54972],[-111.09479,30.55222],[-111.09245,30.55506],[-111.0902,30.55775],[-111.08766,30.56079],[-111.08579,30.56302],[-111.08333,30.56597],[-111.08072,30.56917],[-111.07755,30.5728],[-111.07389,30.57728],[-111.07248,30.57903],[-111.07018,30.5818],[-111.06771,30.58464],[-111.06375,30.58571],[-111.05999,30.5867],[-111.05587,30.58779],[-111.05282,30.58862],[-111.04828,30.58981],[-111.04479,30.59072],[-111.0422,30.59141],[-111.03723,30.5927],[-111.03262,30.59393],[-111.02723,30.59537],[-111.02334,30.5964],[-111.01784,30.59786],[-111.01021,30.59988],[-111.00665,30.60172],[-111.00305,30.60355],[-110.99946,30.60536],[-110.99582,30.60721],[-110.99071,30.60983],[-110.98592,30.61227],[-110.9825,30.614],[-110.97883,30.61456],[-110.97528,30.6151],[-110.97115,30.61573],[-110.96767,30.61625],[-110.9644,30.61674],[-110.96018,30.61737],[-110.95721,30.61783],[-110.95529,30.62064],[-110.9538,30.62291],[-110.95182,30.62587],[-110.94961,30.62917],[-110.9479,30.63175],[-110.94631,30.63411],[-110.94397,30.63759],[-110.94185,30.64079],[-110.94013,30.64334],[-110.9378,30.64682],[-110.93573,30.64984],[-110.93308,30.65381],[-110.93055,30.65596],[-110.92809,30.65799],[-110.92485,30.66067],[-110.92258,30.66253],[-110.91954,30.66502],[-110.91704,30.66707],[-110.91454,30.66915],[-110.91212,30.67112],[-110.90926,30.67349],[-110.90629,30.67591],[-110.90312,30.67852],[-110.90041,30.68074],[-110.89767,30.68299],[-110.89532,30.68491],[-110.89173,30.68789],[-110.88887,30.69021],[-110.88692,30.69181],[-110.88372,30.69443],[-110.88063,30.69702],[-110.87816,30.69902],[-110.87565,30.70109],[-110.8724,30.70375],[-110.86963,30.70601],[-110.86634,30.70871],[-110.86427,30.71041],[-110.86187,30.71237],[-110.86044,30.71621],[-110.85925,30.71937],[-110.85796,30.72298],[-110.85662,30.72652],[-110.85548,30.72952],[-110.85457,30.73204],[-110.85323,30.73561],[-110.85211,30.73862],[-110.85086,30.74196],[-110.84962,30.74532],[-110.84838,30.74867],[-110.84749,30.75116],[-110.84616,30.75459],[-110.84514,30.75733],[-110.84369,30.76129],[-110.84279,30.76369],[-110.84168,30.76664],[-110.84073,30.76919],[-110.83935,30.77289],[-110.83809,30.77631],[-110.83672,30.77992],[-110.83474,30.78523],[-110.83215,30.7872],[-110.82979,30.78897],[-110.82735,30.7908],[-110.82473,30.79277],[-110.82158,30.79513],[-110.81882,30.79719],[-110.81591,30.7994],[-110.81285,30.8017],[-110.80976,30.80401],[-110.8074,30.80578],[-110.80504,30.80756],[-110.80112,30.81051],[-110.7977,30.81309],[-110.7948,30.81524],[-110.7922,30.8172],[-110.78868,30.81986],[-110.78526,30.8224],[-110.78243,30.82453],[-110.78003,30.82634],[-110.77633,30.82913],[-110.77161,30.83267],[-110.7678,30.83552],[-110.76237,30.83957],[-110.7597,30.84161],[-110.75332,30.84637],[-110.75152,30.84773],[-110.74581,30.85198],[-110.74366,30.85361],[-110.73737,30.85831],[-110.73486,30.86021],[-110.73178,30.86251],[-110.72931,30.86437],[-110.72645,30.86648],[-110.72364,30.8678],[-110.72097,30.86904],[-110.71698,30.8709],[-110.71328,30.87258],[-110.70834,30.87492],[-110.70444,30.87667],[-110.69972,30.87892],[-110.69679,30.88023],[-110.68994,30.88335],[-110.68747,30.88455],[-110.68097,30.8828],[-110.67508,30.88118],[-110.66775,30.87925],[-110.6653,30.87859],[-110.66269,30.87791],[-110.6569,30.87859],[-110.65322,30.8813],[-110.64693,30.88593],[-110.64215,30.88944],[-110.63957,30.89129],[-110.63607,30.89386],[-110.63288,30.8962],[-110.62969,30.89853],[-110.62637,30.90101],[-110.62328,30.90322],[-110.6189,30.90652],[-110.61803,30.90948],[-110.61718,30.91235],[-110.61603,30.91644],[-110.61503,30.91981],[-110.61409,30.92299],[-110.61263,30.92799],[-110.61194,30.93047],[-110.61084,30.9342],[-110.60967,30.93843],[-110.60766,30.94131],[-110.60628,30.94333],[-110.60463,30.94561],[-110.60226,30.94903],[-110.60018,30.95206],[-110.59719,30.95635],[-110.59472,30.95984],[-110.593,30.96232],[-110.59101,30.96518],[-110.5888,30.96836],[-110.58699,30.97099],[-110.58491,30.97391],[-110.58271,30.97709],[-110.58071,30.97993],[-110.57862,30.98296],[-110.57656,30.98588],[-110.57443,30.98899],[-110.57232,30.99201],[-110.57041,30.99477],[-110.56662,30.99591],[-110.56297,30.99705],[-110.55936,30.99821],[-110.55579,30.99928],[-110.55308,31.00005],[-110.55002,31.00109],[-110.54461,31.00277],[-110.53971,31.00421],[-110.53681,31.00518],[-110.53258,31.00647],[-110.52989,31.0073],[-110.52616,31.00843],[-110.52233,31.00962],[-110.51717,31.01128],[-110.51174,31.01292],[-110.50697,31.01263],[-110.50257,31.01248],[-110.49537,31.01221],[-110.48975,31.01196],[-110.48647,31.01181],[-110.4831,31.0117],[-110.47874,31.01153],[-110.47477,31.01128],[-110.47148,31.01109],[-110.46476,31.01102],[-110.46087,31.01089],[-110.45727,31.01065],[-110.45434,31.01047],[-110.44738,31.01027],[-110.44256,31.01],[-110.43921,31.00984],[-110.43517,31.00971],[-110.43247,31.00967],[-110.42696,31.00957],[-110.4237,31.00944],[-110.41845,31.01199],[-110.41473,31.01412],[-110.41419,31.01445],[-110.4145,31.01618],[-110.41408,31.01633]]}}
Línea 230.0 kV | LineString | 230.0 kV | 1 |  |  | Comisión Federal de Electricidad |  |  |  |  | OpenStreetMap | {"type":"Feature","properties":{},"geometry":{"type":"LineString","coordinates":[[-111.12455,30.52655],[-111.12039,30.52865],[-111.11705,30.53031],[-111.11358,30.53203],[-111.11157,30.53368],[-111.10902,30.53574],[-111.10563,30.5385],[-111.10204,30.54139],[-111.09995,30.54377],[-111.09868,30.5452],[-111.09653,30.54765],[-111.09304,30.55166],[-111.09088,30.5541],[-111.08906,30.55619],[-111.08668,30.5589],[-111.08465,30.56121],[-111.08196,30.56413],[-111.07836,30.56838],[-111.07476,30.57243],[-111.07194,30.57558],[-111.06881,30.57921],[-111.06595,30.58245],[-111.06331,30.58539],[-111.05945,30.58637],[-111.05582,30.58731],[-111.05261,30.58815],[-111.04765,30.58942],[-111.04401,30.59034],[-111.04219,30.59082],[-111.03953,30.5915],[-111.0366,30.59226],[-111.03171,30.59346],[-111.02666,30.59477],[-111.02314,30.59568],[-111.01819,30.59696],[-111.00856,30.59941],[-111.00295,30.60213],[-110.99872,30.60416],[-110.99366,30.60514],[-110.99028,30.60579],[-110.98572,30.60668],[-110.98132,30.60752],[-110.97627,30.6085],[-110.97318,30.60911],[-110.97001,30.60971],[-110.96577,30.61053],[-110.96141,30.6137],[-110.95803,30.61614],[-110.95554,30.61795],[-110.95323,30.61963],[-110.95124,30.62107],[-110.94947,30.62286],[-110.94671,30.6257],[-110.94351,30.629],[-110.94061,30.63195],[-110.93799,30.63467],[-110.93552,30.63721],[-110.93324,30.63951],[-110.93092,30.64197],[-110.92822,30.64476],[-110.92539,30.64764],[-110.92361,30.65094],[-110.92139,30.65504],[-110.91937,30.65875],[-110.91763,30.662],[-110.91533,30.66626],[-110.91424,30.66719],[-110.91103,30.6699],[-110.90669,30.67359],[-110.90332,30.67646],[-110.90045,30.67893],[-110.89742,30.68149],[-110.89524,30.68335],[-110.89311,30.68514],[-110.89078,30.68714],[-110.88824,30.68928],[-110.88567,30.69149],[-110.8827,30.69401],[-110.87888,30.69725],[-110.87624,30.69947],[-110.87295,30.70231],[-110.87094,30.704],[-110.86873,30.70587],[-110.86616,30.70806],[-110.86365,30.71019],[-110.86123,30.71218],[-110.86014,30.71509],[-110.85934,30.71719],[-110.85808,30.72049],[-110.8568,30.72381],[-110.85555,30.72707],[-110.85436,30.73015],[-110.85369,30.73191],[-110.8522,30.73571],[-110.85157,30.73743],[-110.8499,30.74172],[-110.84889,30.74433],[-110.84761,30.7477],[-110.84685,30.74966],[-110.84511,30.75415],[-110.84412,30.75667],[-110.8434,30.75861],[-110.8419,30.76247],[-110.84128,30.76414],[-110.8405,30.76609],[-110.83945,30.76892],[-110.83805,30.77243],[-110.83664,30.77611],[-110.83481,30.78091],[-110.83358,30.78406],[-110.83277,30.78612],[-110.83043,30.7879],[-110.82692,30.79054],[-110.82411,30.79263],[-110.82127,30.79477],[-110.81844,30.7969],[-110.81554,30.79909],[-110.81307,30.80093],[-110.81102,30.80246],[-110.80861,30.80429],[-110.80482,30.80713],[-110.80151,30.80962],[-110.79874,30.81168],[-110.79726,30.81282],[-110.79548,30.81416],[-110.79168,30.81701],[-110.7882,30.81962],[-110.78492,30.82207],[-110.78217,30.82414],[-110.78074,30.82522],[-110.77791,30.82734],[-110.77498,30.82953],[-110.77202,30.83174],[-110.77024,30.83308],[-110.76708,30.83544],[-110.76121,30.83986],[-110.75762,30.84253],[-110.75311,30.84593],[-110.75094,30.84755],[-110.74648,30.85089],[-110.74362,30.85303],[-110.73929,30.85626],[-110.73707,30.85795],[-110.73268,30.86123],[-110.731,30.86248],[-110.72928,30.8638],[-110.72641,30.86517],[-110.72467,30.86603],[-110.72304,30.86682],[-110.71957,30.86852],[-110.71583,30.87028],[-110.71229,30.87204],[-110.70813,30.87408],[-110.70286,30.87659],[-110.70121,30.87746],[-110.6964,30.87975],[-110.68968,30.88304],[-110.68739,30.88404],[-110.68545,30.88355],[-110.68262,30.8828],[-110.67971,30.88204],[-110.67394,30.88047],[-110.66802,30.87892],[-110.66561,30.87829],[-110.66267,30.87751],[-110.65639,30.87821],[-110.65289,30.88079],[-110.6516,30.88174],[-110.64618,30.8857],[-110.64169,30.88905],[-110.63913,30.89093],[-110.63579,30.89337],[-110.63278,30.89562],[-110.62961,30.89798],[-110.6262,30.9005],[-110.62269,30.90307],[-110.61842,30.90627],[-110.6173,30.91023],[-110.61655,30.91275],[-110.61595,30.91484],[-110.61462,30.91937],[-110.61355,30.92305],[-110.61223,30.92753],[-110.61155,30.92999],[-110.61049,30.9336],[-110.60917,30.93824],[-110.60644,30.94216],[-110.60421,30.94536],[-110.60155,30.94915],[-110.59979,30.95172],[-110.59695,30.95581],[-110.59439,30.95941],[-110.59227,30.96249],[-110.59051,30.96505],[-110.58823,30.96831],[-110.58582,30.97001],[-110.58272,30.97222],[-110.58005,30.97411],[-110.57784,30.97572],[-110.57553,30.97736],[-110.57414,30.98011],[-110.57275,30.9829],[-110.57137,30.98559],[-110.57059,30.98705],[-110.56987,30.98851],[-110.56861,30.99093],[-110.5674,30.99328],[-110.56629,30.99541],[-110.56291,30.99649],[-110.55844,30.99792],[-110.55405,30.99928],[-110.55113,31.00012],[-110.54858,31.001],[-110.5445,31.00232],[-110.53877,31.00407],[-110.53673,31.00471],[-110.53304,31.00584],[-110.53007,31.00677],[-110.5261,31.00798],[-110.52216,31.00924],[-110.51686,31.01089],[-110.51161,31.01253],[-110.50633,31.01227],[-110.50285,31.01218],[-110.49638,31.01189],[-110.49464,31.01184],[-110.48989,31.01162],[-110.48665,31.01146],[-110.48353,31.01135],[-110.4807,31.01126],[-110.47865,31.01116],[-110.47424,31.01089],[-110.47147,31.01071],[-110.46866,31.0106],[-110.46497,31.01066],[-110.46288,31.01063],[-110.46082,31.01051],[-110.45732,31.01029],[-110.45093,31.00991],[-110.44817,31.00991],[-110.44557,31.00975],[-110.44065,31.00956],[-110.43905,31.00946],[-110.43616,31.00941],[-110.43341,31.00933],[-110.42684,31.00916],[-110.42434,31.00906],[-110.42332,31.00903],[-110.41745,31.01198],[-110.41482,31.01337],[-110.412,31.01491],[-110.40977,31.01605],[-110.40465,31.01883],[-110.3971,31.02244],[-110.39492,31.0237],[-110.38698,31.02332],[-110.38309,31.02321],[-110.37808,31.02295],[-110.37422,31.02273],[-110.37209,31.02265],[-110.36907,31.02249],[-110.36698,31.02123],[-110.36501,31.02002],[-110.36314,31.01891],[-110.36048,31.01726],[-110.35833,31.01596],[-110.35355,31.01308],[-110.35002,31.01089],[-110.34864,31.01002],[-110.34405,31.00726],[-110.34123,31.00562],[-110.33839,31.00389],[-110.33567,31.00063],[-110.33401,30.99865],[-110.33019,30.99879]]}}
Línea 230.0 kV | LineString | 230.0 kV |  |  |  | CFE |  |  |  |  | OpenStreetMap | {"type":"Feature","properties":{},"geometry":{"type":"LineString","coordinates":[[-111.12462,30.52516],[-111.1263,30.52494],[-111.12926,30.52454],[-111.12998,30.52452]]}}
Línea 230.0 kV | LineString | 230.0 kV |  |  |  | CFE |  |  |  |  | OpenStreetMap | {"type":"Feature","properties":{},"geometry":{"type":"LineString","coordinates":[[-111.12544,30.52564],[-111.12755,30.5253],[-111.12941,30.52501],[-111.13005,30.52483]]}}
Línea 230.0 kV | LineString | 230.0 kV | 2 |  |  | CFE |  |  |  |  | OpenStreetMap | {"type":"Feature","properties":{},"geometry":{"type":"LineString","coordinates":[[-110.33019,30.99879],[-110.32609,30.9992],[-110.32252,30.99956],[-110.32055,30.9996],[-110.3156,30.99966],[-110.31123,30.99972],[-110.30769,31.0011],[-110.3048,31.00229],[-110.30143,31.00369],[-110.30019,31.00411]]}}
Línea 230.0 kV | LineString | 230.0 kV | 1 |  |  | CFE |  |  |  |  | OpenStreetMap | {"type":"Feature","properties":{},"geometry":{"type":"LineString","coordinates":[[-110.30019,31.00411],[-110.29954,31.00415]]}}
Línea 230.0 kV | LineString | 230.0 kV |  |  |  | CFE |  |  |  |  | OpenStreetMap | {"type":"Feature","properties":{},"geometry":{"type":"LineString","coordinates":[[-110.41353,31.01651],[-110.41311,31.01662],[-110.40934,31.01813],[-110.40441,31.01945],[-110.39552,31.02415],[-110.38695,31.02371],[-110.38334,31.02362],[-110.3793,31.02347],[-110.37524,31.02321],[-110.37222,31.02311],[-110.36892,31.02292],[-110.36636,31.02137],[-110.36307,31.01936],[-110.35973,31.01732],[-110.35657,31.0154],[-110.35331,31.01335],[-110.34992,31.01128],[-110.34768,31.00993],[-110.34317,31.0072],[-110.3385,31.00437],[-110.33396,31.00399],[-110.33146,31.00405],[-110.32766,31.00415],[-110.32419,31.00421],[-110.3197,31.00429],[-110.31521,31.00436],[-110.31045,31.00447],[-110.30737,31.00453],[-110.30249,31.00463],[-110.30096,31.00468],[-110.29979,31.00464],[-110.29954,31.00464]]}}
Línea 230.0 kV | LineString | 230.0 kV |  |  |  | CFE |  |  |  |  | OpenStreetMap | {"type":"Feature","properties":{},"geometry":{"type":"LineString","coordinates":[[-110.83269,29.03355],[-110.83174,29.03355],[-110.83091,29.03342]]}}
Línea 230.0 kV | LineString | 230.0 kV |  |  |  | CFE |  |  |  |  | OpenStreetMap | {"type":"Feature","properties":{},"geometry":{"type":"LineString","coordinates":[[-110.83269,29.03397],[-110.8303,29.03365],[-110.83091,29.02963],[-110.83224,29.02618],[-110.83257,29.02533],[-110.83262,29.02109],[-110.83265,29.01756],[-110.83268,29.01405],[-110.83272,29.01107],[-110.83275,29.00764],[-110.83278,29.0045],[-110.83281,29.00134],[-110.83285,28.99818],[-110.83287,28.99511],[-110.8329,28.99187],[-110.83293,28.98906],[-110.83297,28.98609],[-110.833,28.98284],[-110.83303,28.97933],[-110.83307,28.97499],[-110.8331,28.97147],[-110.83313,28.96868],[-110.83315,28.96608],[-110.83276,28.96283],[-110.83232,28.95925],[-110.83191,28.95592],[-110.83148,28.95252],[-110.8311,28.94938],[-110.83072,28.94624],[-110.83029,28.94275],[-110.82981,28.93889],[-110.82948,28.9361],[-110.82915,28.9335],[-110.82885,28.93103],[-110.82922,28.93052]]}}
Línea 230.0 kV | LineString | 230.0 kV |  |  |  | CFE |  |  |  |  | OpenStreetMap | {"type":"Feature","properties":{},"geometry":{"type":"LineString","coordinates":[[-110.89441,27.99114],[-110.89464,27.99081]]}}
Línea 230.0 kV | LineString | 230.0 kV |  |  |  | CFE |  |  |  |  | OpenStreetMap | {"type":"Feature","properties":{},"geometry":{"type":"LineString","coordinates":[[-110.89441,27.99114],[-110.8932,27.99136]]}}
Línea 230.0 kV | LineString | 230.0 kV |  |  |  | CFE |  |  |  |  | OpenStreetMap | {"type":"Feature","properties":{},"geometry":{"type":"LineString","coordinates":[[-110.0727,27.51609],[-110.0727,27.5167]]}}
Línea 230.0 kV | LineString | 230.0 kV |  |  |  | CFE |  |  |  |  | OpenStreetMap | {"type":"Feature","properties":{},"geometry":{"type":"LineString","coordinates":[[-110.89493,27.99103],[-110.89441,27.99114]]}}
Línea 230.0 kV | LineString | 230.0 kV | 1 |  |  | CFE |  |  |  |  | OpenStreetMap | {"type":"Feature","properties":{},"geometry":{"type":"LineString","coordinates":[[-110.89315,27.99104],[-110.89282,27.98979],[-110.89181,27.98568]]}}
Línea 230.0 kV | LineString | 230.0 kV | 2 |  |  | CFE |  |  |  |  | OpenStreetMap | {"type":"Feature","properties":{},"geometry":{"type":"LineString","coordinates":[[-110.0727,27.51609],[-110.07268,27.51418],[-110.07102,27.51419],[-110.06716,27.51417],[-110.06355,27.51409],[-110.06344,27.51409],[-110.06203,27.51303],[-110.0619,27.51042],[-110.0618,27.50725],[-110.05881,27.50725],[-110.05582,27.50722],[-110.0529,27.50721],[-110.05289,27.50473],[-110.05288,27.50117],[-110.04877,27.50121],[-110.0448,27.50121],[-110.04076,27.50121],[-110.0367,27.50122],[-110.03425,27.50127],[-110.03017,27.50127],[-110.0262,27.50135],[-110.02617,27.49807],[-110.02611,27.49488],[-110.02613,27.49166],[-110.02499,27.49167],[-110.02509,27.4888],[-110.02509,27.48591],[-110.02502,27.48303],[-110.02466,27.4794],[-110.02169,27.47938],[-110.01966,27.47943],[-110.01965,27.4781],[-110.01612,27.4781],[-110.01315,27.47808],[-110.01318,27.47523],[-110.01307,27.47241],[-110.01312,27.46961],[-110.01316,27.4672],[-110.01304,27.46478],[-110.01296,27.46231],[-110.0089,27.46222],[-110.00485,27.46219],[-110.00079,27.46209],[-109.99761,27.46208],[-109.99444,27.4621],[-109.99438,27.45881],[-109.99437,27.45534],[-109.994,27.45222],[-109.99397,27.44911],[-109.99401,27.44549],[-109.99399,27.44355],[-109.99089,27.44354],[-109.98778,27.44353],[-109.98465,27.44351],[-109.98463,27.44011],[-109.98466,27.43668],[-109.98114,27.43665],[-109.97765,27.43666],[-109.97414,27.43667],[-109.97418,27.43366],[-109.97421,27.43093],[-109.97424,27.42803],[-109.97353,27.42743],[-109.9701,27.42745],[-109.9667,27.42743],[-109.96329,27.42745],[-109.95986,27.42746],[-109.95645,27.42745],[-109.953,27.42744],[-109.94983,27.42744],[-109.94668,27.42742],[-109.94346,27.4274],[-109.94267,27.42659],[-109.93923,27.42659],[-109.93657,27.42659],[-109.93557,27.42661],[-109.93467,27.42723]]}}
Línea 230.0 kV | LineString | 230.0 kV |  |  |  | CFE |  |  |  |  | OpenStreetMap | {"type":"Feature","properties":{},"geometry":{"type":"LineString","coordinates":[[-110.89181,27.98568],[-110.89194,27.98958],[-110.89237,27.99136],[-110.89289,27.99341],[-110.89389,27.99752],[-110.89581,28.00036],[-110.89774,28.0032],[-110.89935,28.00558],[-110.90129,28.00844],[-110.90314,28.01123],[-110.90496,28.0139],[-110.90678,28.01658],[-110.90866,28.01936],[-110.91052,28.02214],[-110.91232,28.02479],[-110.91422,28.02759],[-110.91592,28.03012],[-110.91739,28.03228],[-110.91923,28.03499],[-110.9213,28.03808],[-110.92343,28.04119],[-110.92533,28.04404],[-110.92726,28.04682],[-110.92909,28.04953],[-110.93096,28.05231],[-110.9328,28.05502],[-110.93463,28.05773],[-110.9364,28.06035],[-110.93824,28.06306],[-110.93933,28.06469],[-110.94109,28.0673],[-110.94206,28.06871],[-110.94399,28.07158],[-110.94584,28.07429],[-110.94772,28.07707],[-110.94968,28.07996],[-110.95159,28.0828],[-110.95371,28.08592],[-110.95568,28.08883],[-110.95661,28.09169],[-110.95746,28.0942],[-110.95829,28.09665],[-110.95932,28.09974],[-110.96036,28.10294],[-110.96144,28.10618],[-110.9625,28.10938],[-110.96353,28.11255],[-110.9646,28.11574],[-110.96564,28.11886],[-110.96682,28.12242],[-110.9678,28.12536],[-110.96886,28.12856],[-110.96998,28.13193],[-110.97105,28.13514],[-110.97212,28.13836],[-110.97314,28.14145],[-110.97407,28.14423],[-110.97495,28.1469],[-110.97593,28.14985],[-110.97699,28.15306],[-110.978,28.15609],[-110.97942,28.16037],[-110.98022,28.16278],[-110.98205,28.16647],[-110.98357,28.16953],[-110.98508,28.17257],[-110.9866,28.17563],[-110.9881,28.17865],[-110.98962,28.18171],[-110.99111,28.1847],[-110.99273,28.18797],[-110.99425,28.19103],[-110.99584,28.19425],[-110.99737,28.19731],[-110.99885,28.20028],[-111.00033,28.20325],[-111.00176,28.20615],[-111.00322,28.20908],[-111.00468,28.21202],[-111.00618,28.21504],[-111.00759,28.21788],[-111.00906,28.22084],[-111.01053,28.22378],[-111.01213,28.227],[-111.01367,28.2301],[-111.01525,28.23328],[-111.01679,28.23638],[-111.01832,28.23945],[-111.01983,28.24249],[-111.02133,28.2455],[-111.02281,28.24846],[-111.02439,28.25165],[-111.02589,28.25466],[-111.02735,28.25759],[-111.02893,28.26077],[-111.03045,28.26384],[-111.03201,28.26697],[-111.03355,28.27006],[-111.03492,28.27282],[-111.03618,28.27535],[-111.03766,28.27833],[-111.03835,28.28084],[-111.03846,28.28406],[-111.03856,28.28688],[-111.03867,28.29032],[-111.03879,28.29385],[-111.0389,28.297],[-111.039,28.30017],[-111.03912,28.30368],[-111.03924,28.30722],[-111.03936,28.31074],[-111.03948,28.31424],[-111.0396,28.3179],[-111.03972,28.32143],[-111.03985,28.32498],[-111.03997,28.32858],[-111.0401,28.33239],[-111.04023,28.3363],[-111.04034,28.33947],[-111.04045,28.34298],[-111.04057,28.34651],[-111.0407,28.35013],[-111.04082,28.35367],[-111.04094,28.35718],[-111.04106,28.36081],[-111.04118,28.36433],[-111.0413,28.36785],[-111.04142,28.37155],[-111.04155,28.37517],[-111.04166,28.37868],[-111.04179,28.3823],[-111.0419,28.38583],[-111.042,28.38861],[-111.04209,28.3914],[-111.04219,28.39421],[-111.04229,28.39741],[-111.04242,28.40121],[-111.04254,28.4048],[-111.04266,28.40823],[-111.04278,28.41176],[-111.0429,28.41537],[-111.04302,28.41897],[-111.04314,28.42247],[-111.04326,28.42598],[-111.04337,28.42931],[-111.04349,28.43301],[-111.0436,28.4362],[-111.0437,28.43926],[-111.04382,28.44291],[-111.0439,28.44532],[-111.04403,28.44895],[-111.04414,28.45226],[-111.04433,28.45772],[-111.04478,28.46575],[-111.04427,28.46897],[-111.04378,28.47216],[-111.04306,28.47678],[-111.04256,28.47996],[-111.04206,28.48315],[-111.04166,28.4857],[-111.04108,28.48944],[-111.04068,28.49203],[-111.04012,28.4956],[-111.03965,28.49862],[-111.03911,28.5021],[-111.03856,28.50559],[-111.03792,28.50969],[-111.03735,28.51334],[-111.03678,28.51699],[-111.03614,28.52108],[-111.0356,28.52457],[-111.03509,28.52786],[-111.03457,28.53116],[-111.03408,28.53429],[-111.03354,28.53776],[-111.033,28.54125],[-111.03252,28.54428],[-111.03198,28.54774],[-111.03143,28.55132],[-111.03088,28.55482],[-111.0303,28.55856],[-111.02974,28.56205],[-111.02917,28.56569],[-111.02863,28.56917],[-111.02808,28.57265],[-111.02752,28.5762],[-111.02635,28.57966],[-111.02514,28.58311],[-111.02394,28.58657],[-111.02284,28.58976],[-111.02165,28.5932],[-111.02046,28.59664],[-111.01927,28.60009],[-111.01811,28.60342],[-111.01696,28.60673],[-111.0158,28.6101],[-111.01458,28.61361],[-111.01345,28.61689],[-111.01235,28.62006],[-111.01109,28.6237],[-111.00992,28.62708],[-111.00874,28.63049],[-111.00766,28.63361],[-111.00643,28.63717],[-111.00525,28.64056],[-111.00397,28.64425],[-111.00284,28.6475],[-111.00136,28.65177],[-111.00011,28.65537],[-110.99904,28.65849],[-110.99805,28.66132],[-110.99698,28.66444],[-110.99579,28.66785],[-110.99459,28.67131],[-110.99355,28.67433],[-110.99248,28.67742],[-110.99124,28.68096],[-110.98998,28.68457],[-110.98867,28.68835],[-110.98748,28.69178],[-110.98624,28.69535],[-110.98504,28.6988],[-110.98396,28.70191],[-110.98291,28.70493],[-110.98174,28.70825],[-110.98053,28.7117],[-110.97942,28.71486],[-110.97814,28.71774],[-110.97683,28.72059],[-110.97538,28.72375],[-110.97404,28.72668],[-110.97275,28.72951],[-110.97121,28.73286],[-110.96995,28.73562],[-110.96838,28.73904],[-110.96684,28.74237],[-110.96534,28.74565],[-110.9638,28.74898],[-110.96223,28.75241],[-110.96069,28.75576],[-110.95908,28.75927],[-110.95739,28.76294],[-110.95585,28.76629],[-110.95428,28.76971],[-110.95286,28.7728],[-110.95136,28.77607],[-110.94998,28.77908],[-110.94875,28.78176],[-110.94741,28.78468],[-110.94572,28.78835],[-110.94407,28.79196],[-110.94254,28.79529],[-110.941,28.79864],[-110.93946,28.80199],[-110.93798,28.80526],[-110.93647,28.80852],[-110.93496,28.8118],[-110.93336,28.8153],[-110.93183,28.81857],[-110.93046,28.82156],[-110.92897,28.82484],[-110.92746,28.82811],[-110.92593,28.83144],[-110.9244,28.83477],[-110.92287,28.83811],[-110.92138,28.84136],[-110.91985,28.84469],[-110.91832,28.84803],[-110.91679,28.85137],[-110.9151,28.85495],[-110.91346,28.85861],[-110.91206,28.86164],[-110.91064,28.86471],[-110.90887,28.86854],[-110.90649,28.8737],[-110.90393,28.87936],[-110.90211,28.88328],[-110.90024,28.88729],[-110.89879,28.89046],[-110.89718,28.89396],[-110.89576,28.89706],[-110.89411,28.90063],[-110.89249,28.90415],[-110.8907,28.90804],[-110.88923,28.9113],[-110.88809,28.91379],[-110.88616,28.91794],[-110.88469,28.92111],[-110.88323,28.9243],[-110.8817,28.92762],[-110.8802,28.93088],[-110.87865,28.93422],[-110.8771,28.93763],[-110.87554,28.94098],[-110.87395,28.94449],[-110.87246,28.94774],[-110.87089,28.95109],[-110.86936,28.95442],[-110.86786,28.95775],[-110.86651,28.96068],[-110.8649,28.96417],[-110.86323,28.96777],[-110.86168,28.97113],[-110.86017,28.97441],[-110.85909,28.97677],[-110.85763,28.97992],[-110.85608,28.98325],[-110.85456,28.98659],[-110.85305,28.98986],[-110.85152,28.99319],[-110.84998,28.99653],[-110.84848,28.99979],[-110.84698,29.00304],[-110.84546,29.00632],[-110.84392,29.00969],[-110.84241,29.01295],[-110.84085,29.01632],[-110.83888,29.01927],[-110.83701,29.02207],[-110.83492,29.02518],[-110.83188,29.02973],[-110.83091,29.03342]]}}
Línea 230.0 kV | LineString | 230.0 kV |  |  |  | CFE |  |  |  |  | OpenStreetMap | {"type":"Feature","properties":{},"geometry":{"type":"LineString","coordinates":[[-112.69373,29.90947],[-112.69328,29.90914],[-112.69293,29.90888],[-112.69242,29.9085],[-112.69206,29.90823],[-112.69155,29.90786],[-112.69128,29.90766]]}}
Línea 230.0 kV | LineString | 230.0 kV |  |  |  | CFE |  |  |  |  | OpenStreetMap | {"type":"Feature","properties":{},"geometry":{"type":"LineString","coordinates":[[-112.69337,29.90982],[-112.69293,29.9095],[-112.69257,29.90924],[-112.69206,29.90886],[-112.69169,29.90859],[-112.69119,29.90823],[-112.69093,29.90803]]}}
Línea 230.0 kV | LineString | 230.0 kV | 2 |  |  | CFE |  |  |  |  | OpenStreetMap | {"type":"Feature","properties":{},"geometry":{"type":"LineString","coordinates":[[-112.6914,29.9099],[-112.69071,29.91067],[-112.68949,29.91202],[-112.68814,29.9142],[-112.68651,29.91689],[-112.68481,29.91966],[-112.68319,29.92235],[-112.68125,29.92535],[-112.67965,29.92804],[-112.67826,29.93032],[-112.67728,29.93193],[-112.67661,29.93461],[-112.67577,29.93794],[-112.67499,29.94108],[-112.6743,29.94378],[-112.6737,29.94616],[-112.673,29.94896],[-112.67227,29.95178],[-112.67157,29.95461],[-112.67086,29.95739],[-112.67015,29.96025],[-112.66944,29.96306],[-112.66874,29.96586],[-112.66804,29.96864],[-112.66732,29.97147],[-112.66655,29.97452],[-112.66576,29.97761],[-112.66506,29.98041],[-112.66435,29.98323],[-112.66363,29.98606],[-112.66294,29.98885],[-112.66224,29.99164],[-112.66154,29.99439],[-112.66082,29.99722],[-112.66011,30.00005],[-112.65941,30.0028],[-112.65873,30.00549],[-112.65802,30.00828],[-112.65734,30.01107],[-112.65674,30.01342],[-112.65609,30.01589],[-112.6554,30.01869],[-112.65471,30.02143],[-112.65399,30.02426],[-112.65329,30.02704],[-112.65259,30.02981],[-112.6519,30.03255],[-112.65135,30.03494],[-112.65075,30.03732],[-112.65005,30.04011],[-112.64934,30.0429],[-112.64864,30.04568],[-112.64798,30.04831],[-112.64736,30.05074],[-112.64676,30.05312],[-112.64606,30.0559],[-112.64544,30.05835],[-112.64478,30.06098],[-112.644,30.06408],[-112.64328,30.06691],[-112.64256,30.06975],[-112.64186,30.07255],[-112.64124,30.07497],[-112.64074,30.07695],[-112.64015,30.07929],[-112.63927,30.08273],[-112.63882,30.0845],[-112.63813,30.08725],[-112.6376,30.08937],[-112.63698,30.0917],[-112.63605,30.09545],[-112.63497,30.09976],[-112.6346,30.10118],[-112.63384,30.10423],[-112.63298,30.1076],[-112.6334,30.11185],[-112.63371,30.11499],[-112.63399,30.11807],[-112.63425,30.12077],[-112.63455,30.1239],[-112.63478,30.12617],[-112.63498,30.12814],[-112.63526,30.13105],[-112.63557,30.13428],[-112.63593,30.13806],[-112.63634,30.14229],[-112.63669,30.14588],[-112.63696,30.14872],[-112.63719,30.15111],[-112.63742,30.15345],[-112.63774,30.15684],[-112.63807,30.16028],[-112.63831,30.16271],[-112.63847,30.1644],[-112.63871,30.16685],[-112.63901,30.16998],[-112.63929,30.1729],[-112.63956,30.17568],[-112.6399,30.17927],[-112.64025,30.18283],[-112.64057,30.18621],[-112.64088,30.18945],[-112.64119,30.1926],[-112.64145,30.19535],[-112.64178,30.19872],[-112.6421,30.2021],[-112.6424,30.20518],[-112.64268,30.20815],[-112.64295,30.2109],[-112.64322,30.21366],[-112.64353,30.21698],[-112.64383,30.22007],[-112.64407,30.2225],[-112.64434,30.22528],[-112.64465,30.22852],[-112.64495,30.2316],[-112.64524,30.2347],[-112.64555,30.23786],[-112.64582,30.24068],[-112.64612,30.2438],[-112.64646,30.24727],[-112.64675,30.25034],[-112.64703,30.25321],[-112.6473,30.25598],[-112.64757,30.25878],[-112.64784,30.26168],[-112.64811,30.26446],[-112.64839,30.26733],[-112.64866,30.27022],[-112.64894,30.27312],[-112.64922,30.27594],[-112.64949,30.27876],[-112.64977,30.28164],[-112.65005,30.28455],[-112.65033,30.28742],[-112.65061,30.29033],[-112.65089,30.29326],[-112.65117,30.29617],[-112.65144,30.29903],[-112.65172,30.30191],[-112.65202,30.30506],[-112.65233,30.3082],[-112.65263,30.31135],[-112.65294,30.3145],[-112.65324,30.31766],[-112.65354,30.32079],[-112.65381,30.32369],[-112.65409,30.32653],[-112.65436,30.32934],[-112.6546,30.33187],[-112.65484,30.33435],[-112.65512,30.33718],[-112.65542,30.34032],[-112.65575,30.34374],[-112.65608,30.34717],[-112.65639,30.35031],[-112.65666,30.35314],[-112.65694,30.35602],[-112.65716,30.35851],[-112.65744,30.36134],[-112.65768,30.36383],[-112.65792,30.36634],[-112.65813,30.3685],[-112.65834,30.37067],[-112.65855,30.37277],[-112.65881,30.37547],[-112.65909,30.3784],[-112.6594,30.38158],[-112.65973,30.38504],[-112.66007,30.38846],[-112.66038,30.39169],[-112.66066,30.39458],[-112.66095,30.39754],[-112.66122,30.40038],[-112.6615,30.40321],[-112.66178,30.40618],[-112.66206,30.40906],[-112.66234,30.41193],[-112.66262,30.41485],[-112.6629,30.41768],[-112.66317,30.42046],[-112.66345,30.42335],[-112.66373,30.42622],[-112.66401,30.4291],[-112.66428,30.43197],[-112.66455,30.43484],[-112.66486,30.43805],[-112.66517,30.44123],[-112.66545,30.44411],[-112.66573,30.44699],[-112.66601,30.44986],[-112.66629,30.45275],[-112.66657,30.45563],[-112.66684,30.45851],[-112.66712,30.46138],[-112.66739,30.46417],[-112.66767,30.46706],[-112.66799,30.47028],[-112.6683,30.47351],[-112.66859,30.47644],[-112.66887,30.47937],[-112.66915,30.48223],[-112.66943,30.48503],[-112.6697,30.48783],[-112.66998,30.4907],[-112.67025,30.49353],[-112.67054,30.49653],[-112.67081,30.49928],[-112.67105,30.50175],[-112.67125,30.50399],[-112.67153,30.50692],[-112.67184,30.50994],[-112.67207,30.51246],[-112.67233,30.51507],[-112.67262,30.51811],[-112.67292,30.52122],[-112.6732,30.52405],[-112.67351,30.52724],[-112.67383,30.53052],[-112.67414,30.53376],[-112.67445,30.53691],[-112.67472,30.5397],[-112.675,30.54256],[-112.67528,30.54546],[-112.67556,30.54834],[-112.67587,30.55147],[-112.67618,30.55468],[-112.67648,30.55777],[-112.67678,30.56083],[-112.67702,30.56336],[-112.67727,30.56592],[-112.6775,30.5683],[-112.67771,30.57045],[-112.67795,30.57289],[-112.67828,30.57631],[-112.6786,30.57959],[-112.67887,30.58238],[-112.67918,30.58557],[-112.67954,30.58926],[-112.67993,30.59323],[-112.68025,30.59664],[-112.68049,30.59907],[-112.68078,30.60203],[-112.68106,30.6049],[-112.68129,30.60734],[-112.68162,30.61071],[-112.68188,30.61336],[-112.68213,30.61592],[-112.68247,30.61937],[-112.68274,30.62217],[-112.68301,30.62504],[-112.68329,30.62787],[-112.68357,30.63075],[-112.68387,30.63381],[-112.68415,30.63664],[-112.68442,30.63943],[-112.68469,30.64226],[-112.68494,30.64486],[-112.68518,30.64724],[-112.68546,30.65012],[-112.6857,30.65262],[-112.68594,30.65507],[-112.68623,30.658],[-112.6865,30.66092],[-112.68677,30.66371],[-112.68707,30.6667],[-112.6873,30.66914],[-112.68757,30.67189],[-112.68791,30.67534],[-112.68824,30.67873],[-112.6885,30.68147],[-112.68877,30.68422],[-112.68904,30.6869],[-112.68924,30.68901],[-112.68948,30.69154],[-112.68978,30.69464],[-112.69008,30.69768],[-112.69037,30.70057],[-112.69061,30.70313],[-112.69082,30.70524],[-112.69108,30.70795],[-112.69153,30.71282],[-112.69062,30.71742],[-112.68995,30.7208],[-112.68929,30.72405],[-112.68873,30.72683],[-112.68815,30.72968],[-112.68762,30.73231],[-112.68696,30.73554],[-112.68628,30.73898],[-112.6856,30.74229],[-112.68501,30.74534],[-112.68445,30.74797],[-112.68394,30.75051],[-112.68344,30.75298],[-112.68289,30.75582],[-112.68232,30.75854],[-112.68175,30.76141],[-112.68122,30.76397],[-112.68065,30.76683],[-112.68015,30.76931],[-112.67964,30.77179],[-112.67911,30.77447],[-112.67853,30.77731],[-112.67798,30.78006],[-112.67747,30.78255],[-112.67698,30.78496],[-112.67637,30.78803],[-112.67566,30.79155],[-112.67497,30.79498],[-112.6742,30.79872],[-112.67411,30.80072],[-112.67631,30.80191]]}}
Línea 230.0 kV | LineString | 230.0 kV | 1 |  |  | CFE |  |  |  |  | OpenStreetMap | {"type":"Feature","properties":{},"geometry":{"type":"LineString","coordinates":[[-112.6914,29.9099],[-112.69247,29.90934],[-112.69257,29.90924],[-112.69293,29.90888]]}}
Línea 230.0 kV | LineString | 230.0 kV |  |  |  | CFE |  |  |  |  | OpenStreetMap | {"type":"Feature","properties":{},"geometry":{"type":"LineString","coordinates":[[-111.1315,30.52451],[-111.13079,30.52478]]}}
Línea 230.0 kV | LineString | 230.0 kV |  |  |  | CFE |  |  |  |  | OpenStreetMap | {"type":"Feature","properties":{},"geometry":{"type":"LineString","coordinates":[[-112.2074,30.71361],[-112.20766,30.71405]]}}
Línea 230.0 kV | LineString | 230.0 kV |  |  |  | CFE |  |  |  |  | OpenStreetMap | {"type":"Feature","properties":{},"geometry":{"type":"LineString","coordinates":[[-112.20766,30.71405],[-112.20778,30.71354]]}}
Línea 230.0 kV | LineString | 230.0 kV | 2 |  |  | CFE |  |  |  |  | OpenStreetMap | {"type":"Feature","properties":{},"geometry":{"type":"LineString","coordinates":[[-112.21198,30.73099],[-112.21117,30.7277],[-112.21026,30.72418],[-112.20954,30.72136],[-112.20878,30.71847],[-112.2082,30.71617],[-112.20766,30.71405]]}}
Línea 230.0 kV | LineString | 230.0 kV |  |  |  | CFE |  |  |  |  | OpenStreetMap | {"type":"Feature","properties":{},"geometry":{"type":"LineString","coordinates":[[-111.13147,30.52507],[-111.13087,30.52516]]}}
Línea 230.0 kV | LineString | 230.0 kV |  |  |  | CFE |  |  |  |  | OpenStreetMap | {"type":"Feature","properties":{},"geometry":{"type":"LineString","coordinates":[[-111.02397,29.08007],[-111.02417,29.08062]]}}
Línea 230.0 kV | LineString | 230.0 kV |  |  |  | CFE |  |  |  |  | OpenStreetMap | {"type":"Feature","properties":{},"geometry":{"type":"LineString","coordinates":[[-111.04469,29.05213],[-111.04522,29.05215],[-111.04914,29.0527],[-111.0539,29.05336],[-111.05922,29.0541],[-111.0643,29.05481],[-111.06958,29.05555],[-111.07314,29.05605],[-111.0759,29.05644],[-111.07804,29.05758],[-111.08256,29.05755],[-111.08543,29.05758],[-111.0883,29.05759],[-111.09174,29.05758],[-111.09304,29.05882],[-111.09815,29.05952],[-111.10179,29.06002],[-111.10688,29.06074],[-111.11201,29.06145],[-111.11713,29.06216],[-111.12233,29.06288],[-111.12733,29.06355],[-111.12862,29.06417]]}}
Línea 230.0 kV | LineString | 230.0 kV | 1 |  |  | CFE |  |  |  |  | OpenStreetMap | {"type":"Feature","properties":{},"geometry":{"type":"LineString","coordinates":[[-115.52749,32.63116],[-115.52739,32.63077],[-115.52638,32.63074],[-115.52506,32.63074],[-115.52401,32.63072],[-115.52295,32.63072],[-115.52183,32.63069],[-115.52159,32.63066],[-115.5216,32.63001],[-115.5212,32.63005]]}}
Línea 230.0 kV | LineString | 230.0 kV | 2 |  |  | CFE |  |  |  |  | OpenStreetMap | {"type":"Feature","properties":{},"geometry":{"type":"LineString","coordinates":[[-115.93993,32.56691],[-115.94116,32.56504],[-115.94272,32.56286],[-115.94283,32.5627]]}}
Línea 230.0 kV | LineString | 230.0 kV |  |  |  | CFE |  |  |  |  | OpenStreetMap | {"type":"Feature","properties":{},"geometry":{"type":"LineString","coordinates":[[-109.93467,27.42723],[-109.93459,27.42805]]}}
Línea 230.0 kV | LineString | 230.0 kV | 1 |  |  | Comisión Federal de Electricidad |  |  |  |  | OpenStreetMap | {"type":"Feature","properties":{},"geometry":{"type":"LineString","coordinates":[[-109.9335,27.42804],[-109.93342,27.42739]]}}
Línea 230.0 kV | LineString | 230.0 kV | 1 |  |  | Comisión Federal de Electricidad |  |  |  |  | OpenStreetMap | {"type":"Feature","properties":{},"geometry":{"type":"LineString","coordinates":[[-109.93403,27.42719],[-109.93386,27.42804]]}}
Línea 230.0 kV | LineString | 230.0 kV | 1 |  |  | Comisión Federal de Electricidad |  |  |  |  | OpenStreetMap | {"type":"Feature","properties":{},"geometry":{"type":"LineString","coordinates":[[-109.93422,27.42805],[-109.93403,27.42719]]}}
Línea 230.0 kV | LineString | 230.0 kV |  |  |  | Comisión Federal de Electricidad |  |  |  |  | OpenStreetMap | {"type":"Feature","properties":{},"geometry":{"type":"LineString","coordinates":[[-109.83502,27.43285],[-109.83424,27.43114],[-109.83261,27.42886],[-109.83041,27.42582],[-109.82817,27.42272],[-109.82587,27.4195],[-109.8235,27.41614],[-109.8212,27.41293],[-109.81897,27.40982],[-109.81671,27.40669],[-109.81449,27.40358],[-109.81231,27.40054],[-109.81007,27.39742],[-109.80696,27.39501],[-109.80416,27.39282],[-109.80179,27.39097],[-109.7992,27.38894],[-109.79606,27.38651],[-109.79094,27.38251],[-109.7889,27.38094],[-109.78443,27.37747],[-109.78164,27.37528],[-109.77882,27.37309],[-109.77388,27.3692],[-109.77049,27.36659],[-109.76773,27.36447],[-109.76462,27.36205],[-109.7615,27.35961],[-109.75839,27.35718],[-109.75543,27.35489],[-109.75222,27.3524],[-109.74924,27.35009],[-109.74645,27.34791],[-109.74372,27.34579],[-109.74097,27.34365],[-109.73777,27.34116],[-109.73527,27.33921],[-109.73199,27.33665],[-109.72929,27.33454],[-109.72668,27.33252],[-109.72353,27.33008],[-109.72072,27.32788],[-109.71767,27.32552],[-109.71455,27.3231],[-109.71127,27.32055],[-109.70815,27.31812],[-109.70479,27.31551],[-109.7016,27.31303],[-109.69881,27.31086],[-109.69568,27.30842],[-109.69265,27.30606],[-109.68959,27.30368],[-109.68647,27.30125],[-109.68343,27.29889],[-109.68043,27.29655],[-109.6773,27.29412],[-109.67425,27.29175],[-109.67114,27.28933],[-109.66816,27.28701],[-109.66512,27.28465],[-109.6623,27.28245],[-109.65957,27.28032],[-109.65654,27.27797],[-109.65326,27.27542],[-109.64999,27.27287],[-109.64687,27.27045],[-109.64385,27.26809],[-109.64081,27.26573],[-109.63762,27.26325],[-109.63442,27.26075],[-109.63117,27.25822],[-109.62815,27.25588],[-109.62504,27.25346],[-109.62196,27.25106],[-109.61885,27.24865],[-109.61587,27.24633],[-109.61239,27.24363],[-109.60926,27.2412],[-109.60623,27.23881],[-109.60317,27.23646],[-109.59999,27.23399],[-109.59695,27.23163],[-109.59369,27.22907],[-109.59064,27.22672],[-109.58732,27.22415],[-109.58389,27.22148],[-109.58071,27.21901],[-109.57764,27.21663],[-109.57459,27.21427],[-109.57147,27.21184],[-109.5684,27.20946],[-109.56541,27.20714],[-109.5623,27.20472],[-109.55916,27.20229],[-109.55623,27.19998],[-109.55309,27.19757],[-109.55011,27.19526],[-109.54706,27.19289],[-109.5438,27.19035],[-109.54075,27.18799],[-109.53794,27.1858],[-109.53481,27.18337],[-109.5316,27.18089],[-109.52833,27.17835],[-109.52535,27.17603],[-109.52222,27.17359],[-109.51923,27.17126],[-109.51627,27.16897],[-109.51315,27.16653],[-109.51002,27.16411],[-109.50704,27.16179],[-109.50386,27.15933],[-109.5006,27.1568],[-109.49736,27.15427],[-109.49426,27.15185],[-109.49114,27.14943],[-109.488,27.14698],[-109.4853,27.14487],[-109.48169,27.1429],[-109.47791,27.14082],[-109.4743,27.13885],[-109.47109,27.1371],[-109.46773,27.13526],[-109.46414,27.13329],[-109.46067,27.13136],[-109.4575,27.12963],[-109.45395,27.12768],[-109.45054,27.1258],[-109.44756,27.12418],[-109.44393,27.12219],[-109.44078,27.12045],[-109.43758,27.11871],[-109.43594,27.1178],[-109.43408,27.11676],[-109.43063,27.11489],[-109.42712,27.11296],[-109.42396,27.11122],[-109.42083,27.10951],[-109.41748,27.10766],[-109.41371,27.10559],[-109.41098,27.1041],[-109.40789,27.10136],[-109.4047,27.09851],[-109.40149,27.09563],[-109.39843,27.09294],[-109.39558,27.09041],[-109.39268,27.08784],[-109.38985,27.08532],[-109.38678,27.08257],[-109.38391,27.08003],[-109.38093,27.07737],[-109.37828,27.07504],[-109.37684,27.07378],[-109.37496,27.07206],[-109.37377,27.07064]]}}
Línea 230.0 kV | LineString | 230.0 kV | 2 |  |  | Comisión Federal de Electricidad |  |  |  |  | OpenStreetMap | {"type":"Feature","properties":{},"geometry":{"type":"LineString","coordinates":[[-109.93342,27.42739],[-109.93199,27.42702],[-109.92864,27.42703],[-109.9252,27.42702],[-109.92207,27.42701],[-109.91907,27.427],[-109.91561,27.42699],[-109.91158,27.42698],[-109.90752,27.42696],[-109.9038,27.42695],[-109.90006,27.42695],[-109.89632,27.42693],[-109.8926,27.42693],[-109.89138,27.42692],[-109.89008,27.4292],[-109.88834,27.43227],[-109.88559,27.43227],[-109.88153,27.43227],[-109.87758,27.43229],[-109.87354,27.43228],[-109.86992,27.43228],[-109.86597,27.43228],[-109.86223,27.4323],[-109.8596,27.4323],[-109.85686,27.4323],[-109.85403,27.43231],[-109.85002,27.4323],[-109.84597,27.4323],[-109.84201,27.4323],[-109.83827,27.43231],[-109.8363,27.43342],[-109.83608,27.43434]]}}
Línea 230.0 kV | LineString | 230.0 kV | 2 |  |  | Comisión Federal de Electricidad |  |  |  |  | OpenStreetMap | {"type":"Feature","properties":{},"geometry":{"type":"LineString","coordinates":[[-109.93403,27.42719],[-109.93195,27.42659],[-109.92824,27.42657],[-109.92491,27.42656],[-109.92212,27.42655],[-109.91958,27.42655],[-109.91699,27.42654],[-109.91442,27.42652],[-109.91136,27.42652],[-109.90706,27.42652],[-109.90305,27.42651],[-109.89908,27.4265],[-109.89544,27.42649],[-109.89216,27.42648],[-109.89111,27.42648],[-109.88982,27.42876],[-109.8881,27.4318],[-109.88599,27.4318],[-109.88169,27.43181],[-109.87773,27.43181],[-109.87413,27.43182],[-109.87009,27.43182],[-109.86552,27.43182],[-109.86186,27.43183],[-109.85854,27.43183],[-109.8554,27.43184],[-109.85246,27.43185],[-109.84925,27.43184],[-109.84587,27.43186],[-109.84183,27.43186],[-109.83814,27.43186],[-109.83604,27.43305],[-109.83502,27.43285]]}}
Línea 230.0 kV | LineString | 230.0 kV |  |  |  | Comisión Federal de Electricidad |  |  |  |  | OpenStreetMap | {"type":"Feature","properties":{},"geometry":{"type":"LineString","coordinates":[[-109.83608,27.43434],[-109.8374,27.43673],[-109.8395,27.43971],[-109.84123,27.44213],[-109.84282,27.44435],[-109.84478,27.4471],[-109.84676,27.44982],[-109.84872,27.45255],[-109.85067,27.45531],[-109.85274,27.4582],[-109.85486,27.46116],[-109.85678,27.46383],[-109.85878,27.46663],[-109.86089,27.4696],[-109.86276,27.47218],[-109.86434,27.47438],[-109.86611,27.4768],[-109.86804,27.47953],[-109.86995,27.48219],[-109.87223,27.4854],[-109.87415,27.48805],[-109.8761,27.49079],[-109.87807,27.49353],[-109.88004,27.49627],[-109.88199,27.499],[-109.88403,27.50185],[-109.88606,27.5047],[-109.88807,27.50748],[-109.89002,27.51023],[-109.89161,27.51242],[-109.89331,27.51479],[-109.89452,27.51645],[-109.89557,27.51798]]}}
Línea 230.0 kV | LineString | 230.0 kV |  |  |  | Comisión Federal de Electricidad |  |  |  |  | OpenStreetMap | {"type":"Feature","properties":{},"geometry":{"type":"LineString","coordinates":[[-109.37333,27.07054],[-109.37398,27.07325],[-109.37442,27.07496],[-109.37582,27.07834],[-109.37723,27.08171],[-109.37864,27.08508],[-109.37987,27.08804],[-109.38129,27.09142],[-109.3827,27.09479],[-109.38411,27.09815],[-109.38548,27.10144],[-109.38687,27.10476],[-109.38813,27.10778],[-109.38933,27.11064],[-109.39075,27.11399],[-109.39212,27.11729],[-109.39338,27.12031],[-109.39604,27.12209],[-109.39923,27.12425],[-109.40242,27.1264],[-109.40553,27.1285],[-109.40875,27.13066],[-109.41197,27.13283],[-109.41466,27.13464],[-109.41785,27.13679],[-109.42107,27.13895],[-109.42428,27.14111],[-109.42714,27.14305],[-109.43042,27.14525],[-109.43358,27.14738],[-109.43759,27.15007],[-109.4408,27.15225],[-109.44404,27.15442],[-109.44726,27.15659],[-109.45047,27.15875],[-109.45369,27.16091],[-109.4569,27.16307],[-109.46012,27.16523],[-109.46374,27.16769],[-109.46758,27.17027],[-109.47119,27.17269],[-109.47446,27.17488],[-109.47758,27.17704],[-109.48125,27.17876],[-109.48504,27.18055],[-109.48852,27.18219],[-109.4921,27.18387],[-109.49566,27.18555],[-109.49896,27.1871],[-109.50256,27.1888],[-109.5061,27.19046],[-109.50968,27.19215],[-109.51322,27.1938],[-109.5168,27.19549],[-109.52035,27.19716],[-109.52395,27.19884],[-109.52824,27.20087],[-109.53267,27.20296],[-109.53659,27.20481],[-109.54016,27.2065],[-109.54373,27.20817],[-109.54727,27.20984],[-109.55083,27.21152],[-109.55411,27.21306],[-109.55728,27.21521],[-109.56113,27.21781],[-109.56433,27.21997],[-109.56755,27.22215],[-109.57076,27.22432],[-109.57397,27.22649],[-109.57718,27.22866],[-109.58039,27.23082],[-109.58361,27.233],[-109.58677,27.23513],[-109.58995,27.23728],[-109.59317,27.23946],[-109.59638,27.24163],[-109.5996,27.2438],[-109.6028,27.24596],[-109.60602,27.24814],[-109.60924,27.25031],[-109.61246,27.25248],[-109.61626,27.25505],[-109.61967,27.25735],[-109.62285,27.2595],[-109.62607,27.26168],[-109.62928,27.26385],[-109.6325,27.26602],[-109.63571,27.2682],[-109.63892,27.27035],[-109.64214,27.27253],[-109.64535,27.27469],[-109.64854,27.27684],[-109.6522,27.27932],[-109.65541,27.28148],[-109.65863,27.28365],[-109.66183,27.28582],[-109.66505,27.28799],[-109.66827,27.29016],[-109.67148,27.29233],[-109.6747,27.2945],[-109.67784,27.29662],[-109.68149,27.29907],[-109.68466,27.30121],[-109.68724,27.30396],[-109.68983,27.30673],[-109.69242,27.3095],[-109.695,27.31225],[-109.69759,27.31503],[-109.70018,27.31778],[-109.70275,27.32054],[-109.70533,27.32329],[-109.70828,27.32644],[-109.7115,27.32849],[-109.71469,27.33052],[-109.71765,27.33241],[-109.72044,27.33417],[-109.723,27.33581],[-109.72551,27.33753],[-109.7282,27.33954],[-109.73084,27.34152],[-109.73349,27.3435],[-109.73653,27.34577],[-109.73976,27.34818],[-109.74301,27.3506],[-109.74643,27.35134],[-109.74984,27.35205],[-109.75307,27.35454],[-109.75619,27.35699],[-109.75958,27.35962],[-109.76259,27.36196],[-109.7636,27.36436],[-109.76461,27.36676],[-109.76767,27.36904],[-109.77072,27.37133],[-109.7743,27.37402],[-109.77807,27.37683],[-109.78181,27.37963],[-109.78565,27.38251],[-109.78953,27.38538],[-109.79325,27.38818],[-109.79715,27.39112],[-109.79815,27.39435],[-109.79912,27.39757],[-109.80009,27.40079],[-109.80105,27.40389],[-109.80205,27.40727],[-109.80152,27.41127],[-109.80105,27.41483],[-109.80057,27.41839],[-109.80011,27.42197],[-109.79964,27.42555],[-109.80183,27.42871],[-109.80403,27.43197],[-109.80648,27.43552],[-109.80877,27.43885],[-109.81103,27.44215],[-109.81328,27.44542],[-109.81554,27.44872],[-109.81773,27.45192],[-109.8199,27.4551],[-109.82254,27.45892],[-109.82498,27.46251],[-109.8267,27.46503],[-109.82915,27.46859],[-109.83141,27.4719],[-109.83336,27.47475],[-109.8354,27.47771],[-109.83759,27.4809],[-109.83959,27.48384],[-109.84168,27.48691],[-109.84383,27.49003],[-109.84592,27.49307],[-109.848,27.49611],[-109.85014,27.49923],[-109.85222,27.50226],[-109.85436,27.50539],[-109.85688,27.50903],[-109.85926,27.51253],[-109.86396,27.51346],[-109.86883,27.51445],[-109.87309,27.5153],[-109.87747,27.51619],[-109.88165,27.51703],[-109.88581,27.51786],[-109.88969,27.51864],[-109.89167,27.51779],[-109.89425,27.51669],[-109.89557,27.51798]]}}
Línea 230.0 kV | LineString | 230.0 kV |  |  |  | CFE |  |  |  |  | OpenStreetMap | {"type":"Feature","properties":{},"geometry":{"type":"LineString","coordinates":[[-109.3738,27.06983],[-109.37377,27.07064]]}}
Línea 230.0 kV | LineString | 230.0 kV |  |  |  | CFE |  |  |  |  | OpenStreetMap | {"type":"Feature","properties":{},"geometry":{"type":"LineString","coordinates":[[-109.37294,27.0684],[-109.37384,27.06869]]}}
Línea 230.0 kV | LineString | 230.0 kV |  |  |  | CFE |  |  |  |  | OpenStreetMap | {"type":"Feature","properties":{},"geometry":{"type":"LineString","coordinates":[[-109.37384,27.06869],[-109.37356,27.06917]]}}
Línea 230.0 kV | LineString | 230.0 kV |  |  |  | Comisión Federal de Electricidad |  |  |  |  | OpenStreetMap | {"type":"Feature","properties":{},"geometry":{"type":"LineString","coordinates":[[-109.37294,27.0684],[-109.37254,27.06828],[-109.37033,27.06763],[-109.36646,27.06644],[-109.36389,27.06565],[-109.36048,27.06586],[-109.35614,27.06613],[-109.35393,27.06626],[-109.35041,27.06647],[-109.34739,27.06666],[-109.34458,27.06683],[-109.34096,27.06705],[-109.33723,27.06728],[-109.33493,27.06742],[-109.33161,27.06761],[-109.32788,27.06785],[-109.32436,27.06805],[-109.32074,27.06827],[-109.31722,27.06848],[-109.31331,27.06872],[-109.30932,27.06898],[-109.30576,27.06979],[-109.30274,27.07049],[-109.29942,27.07128],[-109.29611,27.07205],[-109.29299,27.07278],[-109.28947,27.07359],[-109.28626,27.07434],[-109.28263,27.07521],[-109.28019,27.07577],[-109.27725,27.07646],[-109.27354,27.07733],[-109.26964,27.07824],[-109.26661,27.07894],[-109.26281,27.07983],[-109.2593,27.08065],[-109.25607,27.08139],[-109.25315,27.08207],[-109.2496,27.0829],[-109.24603,27.08374],[-109.24261,27.08453],[-109.2391,27.08535],[-109.23518,27.08626],[-109.23042,27.0874],[-109.22404,27.08885],[-109.22211,27.08931],[-109.22018,27.08962],[-109.21541,27.09043],[-109.21194,27.09102],[-109.20845,27.09161],[-109.20598,27.09203],[-109.2025,27.09262],[-109.19894,27.09322],[-109.19538,27.09383],[-109.19241,27.09433],[-109.18952,27.09481],[-109.18687,27.09527],[-109.18309,27.09591],[-109.17972,27.09647],[-109.17577,27.09715],[-109.17123,27.09792],[-109.16753,27.09854],[-109.16478,27.09904],[-109.16141,27.09958],[-109.15921,27.09995],[-109.15526,27.10061],[-109.15297,27.101],[-109.15011,27.10148],[-109.14665,27.10209],[-109.14326,27.10266],[-109.13998,27.1032],[-109.13623,27.10383],[-109.13296,27.10437],[-109.12979,27.10491],[-109.12713,27.10536],[-109.12472,27.10447],[-109.12208,27.10352],[-109.11808,27.10208],[-109.11562,27.10107],[-109.11347,27.10035],[-109.11051,27.09929],[-109.10696,27.09795],[-109.10303,27.09653],[-109.09988,27.09539],[-109.0967,27.09421],[-109.09341,27.09304],[-109.09021,27.09187],[-109.08771,27.09097],[-109.08456,27.08976],[-109.08119,27.08853],[-109.07856,27.0876],[-109.07294,27.08556],[-109.0696,27.08434],[-109.06635,27.08317],[-109.06282,27.08185],[-109.05716,27.07981],[-109.05439,27.07882],[-109.0487,27.07676],[-109.04467,27.07523],[-109.0426,27.07452],[-109.03921,27.07327],[-109.03554,27.07339],[-109.03254,27.0736],[-109.0295,27.0737],[-109.02537,27.07389],[-109.02224,27.07412],[-109.01878,27.07433],[-109.01414,27.07459],[-109.00796,27.07487],[-109.00503,27.075],[-109.00065,27.0752],[-108.99858,27.07538],[-108.99635,27.07539],[-108.99403,27.07557],[-108.9922,27.07567],[-108.98516,27.07656],[-108.98321,27.07611],[-108.97704,27.07649],[-108.97202,27.0766],[-108.96768,27.07679],[-108.964,27.07708],[-108.95835,27.07738],[-108.95306,27.07812],[-108.94622,27.07802],[-108.94507,27.07808],[-108.94137,27.07557],[-108.93397,27.07094],[-108.92904,27.06784],[-108.92188,27.06322],[-108.92011,27.06212],[-108.91548,27.05745],[-108.91456,27.05655],[-108.91048,27.05246],[-108.90861,27.0505],[-108.90612,27.04804],[-108.904,27.04585],[-108.90213,27.04401],[-108.89891,27.04084],[-108.89831,27.04028],[-108.89551,27.03738],[-108.89377,27.03559],[-108.89163,27.03345],[-108.88962,27.03144],[-108.88754,27.02936],[-108.88505,27.02684],[-108.88264,27.02441],[-108.87912,27.02087],[-108.87566,27.0174],[-108.87347,27.01519],[-108.87163,27.01331],[-108.86974,27.01142],[-108.86798,27.00966],[-108.86629,27.00793],[-108.86344,27.00506],[-108.86122,27.00284],[-108.85945,27.00105],[-108.85737,26.99895],[-108.85499,26.99653],[-108.8529,26.99442],[-108.85034,26.99188],[-108.84815,26.98967],[-108.84632,26.98784],[-108.84157,26.98305],[-108.83803,26.97884],[-108.83685,26.97747],[-108.83511,26.97538],[-108.83258,26.97238],[-108.83007,26.97154],[-108.82741,26.97064],[-108.8241,26.96957],[-108.8189,26.96783],[-108.81284,26.96584],[-108.80754,26.96413],[-108.80313,26.96264],[-108.80075,26.96188],[-108.79418,26.95966],[-108.78813,26.95764],[-108.78349,26.95613],[-108.77979,26.95509],[-108.77868,26.9545],[-108.77115,26.95199],[-108.76876,26.95126],[-108.76303,26.94928],[-108.75838,26.94782],[-108.75238,26.94588],[-108.74654,26.94389],[-108.74496,26.94344],[-108.74027,26.94193],[-108.7352,26.94024],[-108.72959,26.93846],[-108.72559,26.93711],[-108.72112,26.93567],[-108.71449,26.9335],[-108.70985,26.932],[-108.7041,26.93012],[-108.6987,26.92837],[-108.69467,26.92705],[-108.69097,26.92584],[-108.68796,26.92486],[-108.68398,26.92359],[-108.68096,26.92258],[-108.67722,26.92135],[-108.67219,26.91974],[-108.66676,26.91797],[-108.66141,26.9162],[-108.65346,26.91364],[-108.64897,26.91215],[-108.6469,26.91159],[-108.64042,26.90979],[-108.63423,26.90819],[-108.62948,26.90679],[-108.62456,26.90545],[-108.62072,26.90445],[-108.61599,26.90315],[-108.6099,26.90148],[-108.6075,26.90079],[-108.6049,26.90011],[-108.59954,26.89867],[-108.59538,26.89751],[-108.59184,26.89663],[-108.58798,26.89554],[-108.5809,26.89361],[-108.57736,26.89269],[-108.57363,26.89164],[-108.56779,26.89001],[-108.56037,26.88802],[-108.55873,26.88766],[-108.55199,26.88573],[-108.54903,26.8849],[-108.54421,26.88354],[-108.54095,26.88262],[-108.53747,26.88169],[-108.53196,26.88018],[-108.53026,26.87969],[-108.52712,26.87885],[-108.52372,26.87792],[-108.51987,26.87689],[-108.5155,26.87565],[-108.51224,26.8748],[-108.50805,26.87365],[-108.50169,26.87186],[-108.49814,26.87092],[-108.4957,26.87023],[-108.49051,26.8688],[-108.48444,26.86712],[-108.48125,26.8663],[-108.4782,26.86544],[-108.47485,26.8645],[-108.4718,26.86369],[-108.46743,26.86247],[-108.46349,26.86139],[-108.45729,26.85976],[-108.45392,26.85877],[-108.4496,26.85763],[-108.44545,26.85646],[-108.44199,26.85547],[-108.43938,26.85475],[-108.43586,26.85381],[-108.43285,26.85298],[-108.42967,26.85212],[-108.42592,26.85108],[-108.42208,26.85003],[-108.41824,26.84897],[-108.41573,26.84827],[-108.41217,26.84728],[-108.40763,26.84606],[-108.40365,26.84495],[-108.40139,26.84433],[-108.39645,26.84294],[-108.39282,26.84195],[-108.38848,26.84077],[-108.38343,26.83938],[-108.38041,26.83854],[-108.37543,26.84053],[-108.37385,26.84268],[-108.37041,26.84524]]}}
Línea 230.0 kV | LineString | 230.0 kV |  |  |  | Comisión Federal de Electricidad |  |  |  |  | OpenStreetMap | {"type":"Feature","properties":{},"geometry":{"type":"LineString","coordinates":[[-109.37468,27.06459],[-109.37438,27.0687]]}}
Línea 230.0 kV | LineString | 230.0 kV |  |  |  | CFE |  |  |  |  | OpenStreetMap | {"type":"Feature","properties":{},"geometry":{"type":"LineString","coordinates":[[-109.37438,27.0687],[-109.37436,27.0692]]}}
Línea 230.0 kV | LineString | 230.0 kV |  |  |  | CFE |  |  |  |  | OpenStreetMap | {"type":"Feature","properties":{},"geometry":{"type":"LineString","coordinates":[[-109.3772,26.86503],[-109.37769,26.8648]]}}
Línea 230.0 kV | LineString | 230.0 kV |  |  |  | CFE |  |  |  |  | OpenStreetMap | {"type":"Feature","properties":{},"geometry":{"type":"LineString","coordinates":[[-109.37734,26.86415],[-109.37684,26.86437]]}}
Línea 230.0 kV | LineString | 230.0 kV | 1 |  |  | CFE |  |  |  |  | OpenStreetMap | {"type":"Feature","properties":{},"geometry":{"type":"LineString","coordinates":[[-109.37684,26.86437],[-109.37653,26.86381],[-109.37869,26.86284],[-109.37747,26.86057],[-109.37571,26.85733],[-109.37402,26.85419],[-109.37232,26.85102],[-109.37063,26.84789],[-109.3689,26.8447],[-109.36719,26.84152],[-109.36546,26.83832],[-109.36375,26.83515],[-109.36208,26.83206],[-109.36035,26.82886],[-109.35865,26.82569],[-109.35684,26.82237],[-109.35514,26.81919],[-109.35343,26.81602],[-109.35155,26.81254],[-109.34961,26.80893],[-109.34763,26.80528],[-109.34584,26.80195],[-109.34416,26.79883],[-109.34228,26.79534],[-109.34063,26.7923],[-109.3389,26.78907],[-109.3372,26.78594],[-109.33439,26.7827],[-109.33155,26.77944],[-109.32867,26.77613],[-109.32589,26.77293],[-109.32311,26.76974],[-109.3205,26.76674],[-109.31803,26.7639],[-109.31567,26.76121],[-109.31329,26.75847],[-109.31067,26.75545],[-109.3079,26.75226],[-109.30554,26.74956],[-109.30309,26.74674],[-109.30066,26.74394],[-109.2983,26.74123],[-109.29583,26.73839],[-109.29346,26.73565],[-109.29097,26.73282],[-109.28826,26.72969],[-109.28574,26.72689],[-109.28313,26.7239],[-109.28049,26.72071],[-109.27808,26.71794],[-109.27548,26.71492],[-109.27283,26.7119],[-109.27022,26.70887],[-109.26728,26.70553],[-109.26429,26.70207],[-109.26193,26.69935],[-109.25938,26.69641],[-109.25655,26.69316],[-109.25393,26.69014],[-109.25161,26.68747],[-109.24915,26.68463],[-109.24648,26.68157],[-109.24399,26.67868],[-109.2413,26.6756],[-109.23882,26.67275],[-109.23667,26.67025],[-109.23404,26.66718],[-109.23153,26.66436],[-109.22906,26.6615],[-109.22647,26.65851],[-109.22405,26.65573],[-109.22155,26.65284],[-109.21864,26.6495],[-109.2161,26.64659],[-109.2137,26.6438],[-109.21134,26.6411],[-109.20884,26.63821],[-109.2064,26.63541],[-109.20388,26.6325],[-109.20142,26.62964],[-109.19907,26.62695],[-109.19671,26.62422],[-109.19425,26.62138],[-109.19153,26.61825],[-109.1892,26.61558],[-109.18691,26.61294],[-109.18429,26.60991],[-109.18174,26.60697],[-109.17929,26.60415],[-109.17711,26.60163],[-109.17433,26.59842],[-109.17169,26.59541],[-109.16929,26.59262],[-109.16694,26.58993],[-109.16438,26.58708],[-109.16204,26.58437],[-109.15966,26.58162],[-109.15832,26.58008],[-109.15731,26.57893],[-109.1547,26.57593],[-109.15232,26.57315],[-109.14981,26.57026],[-109.14726,26.56734],[-109.14467,26.56425],[-109.14212,26.56138],[-109.13974,26.55865],[-109.13719,26.55569],[-109.13484,26.55299],[-109.13231,26.55007],[-109.12993,26.54737],[-109.12736,26.54436],[-109.12498,26.54161],[-109.1226,26.53888],[-109.1202,26.53608],[-109.11778,26.5333],[-109.11533,26.53047],[-109.11289,26.52766],[-109.11059,26.52498],[-109.10825,26.52229],[-109.10588,26.51955],[-109.10353,26.51683],[-109.10107,26.51402],[-109.09878,26.51136],[-109.09651,26.50871],[-109.0942,26.50605],[-109.09176,26.50321],[-109.08935,26.50047],[-109.08675,26.49745],[-109.08416,26.49447],[-109.08176,26.49168],[-109.07935,26.4889],[-109.07695,26.48612],[-109.07449,26.48328],[-109.07219,26.48062],[-109.06978,26.47782],[-109.06749,26.47519],[-109.06513,26.47245],[-109.06283,26.46978],[-109.06048,26.46707],[-109.05798,26.46418],[-109.05564,26.46147],[-109.05317,26.45865],[-109.05076,26.45582],[-109.04835,26.45302],[-109.04606,26.45043],[-109.04376,26.44772],[-109.04129,26.44487],[-109.03878,26.44198],[-109.03626,26.43907],[-109.03323,26.43554],[-109.03027,26.43212],[-109.02777,26.42923],[-109.02516,26.42619],[-109.02258,26.42321],[-109.02016,26.42041],[-109.01765,26.4175],[-109.015,26.41444],[-109.01235,26.41137],[-109.00992,26.40855],[-109.00752,26.40573],[-109.00492,26.40274],[-109.00254,26.4],[-109.00013,26.39723],[-108.99766,26.39437],[-108.99526,26.39158],[-108.99282,26.38876],[-108.99042,26.38598],[-108.98779,26.38293],[-108.98547,26.38026],[-108.98318,26.37762],[-108.98099,26.37509],[-108.97882,26.37259],[-108.9764,26.36978],[-108.97409,26.36709],[-108.97154,26.36427],[-108.96909,26.36158],[-108.96648,26.3587],[-108.96378,26.35572],[-108.96082,26.35246],[-108.95809,26.34947],[-108.95567,26.3468],[-108.95311,26.34398],[-108.95061,26.34122],[-108.94813,26.3385],[-108.94556,26.33566],[-108.94303,26.33289],[-108.94046,26.33006],[-108.93796,26.3273],[-108.93524,26.32428],[-108.93263,26.32142],[-108.93016,26.31869],[-108.92761,26.31588],[-108.92517,26.31319],[-108.92266,26.31042],[-108.92012,26.30762],[-108.91766,26.30493],[-108.91523,26.30225],[-108.91272,26.29946],[-108.9103,26.29683],[-108.9083,26.29461],[-108.90608,26.29213],[-108.90353,26.28934],[-108.90109,26.28666],[-108.89861,26.28392],[-108.89604,26.28111],[-108.89346,26.27821],[-108.89023,26.27467],[-108.88754,26.27169],[-108.88519,26.26911],[-108.8825,26.26613],[-108.8799,26.26326],[-108.87742,26.26054],[-108.8752,26.25809],[-108.87251,26.25511],[-108.87053,26.25294],[-108.86806,26.25019],[-108.86568,26.24757],[-108.86335,26.24501],[-108.86087,26.24227],[-108.85839,26.23953],[-108.85585,26.23673],[-108.85351,26.23413],[-108.85089,26.23121],[-108.84819,26.22826],[-108.84584,26.22567],[-108.84323,26.2228],[-108.84074,26.22001],[-108.8378,26.2168],[-108.83647,26.21535],[-108.83308,26.21159],[-108.83033,26.20856],[-108.82795,26.20591],[-108.82542,26.20311],[-108.82291,26.20031],[-108.82039,26.19758],[-108.81816,26.1951],[-108.81557,26.19222],[-108.81294,26.18933],[-108.81093,26.1871],[-108.80868,26.18462],[-108.8065,26.1822],[-108.80387,26.17929],[-108.8014,26.17657],[-108.7989,26.1738],[-108.79675,26.17142],[-108.79439,26.16882],[-108.79161,26.16576],[-108.7893,26.16319],[-108.78664,26.16026],[-108.78397,26.15732],[-108.78104,26.15406],[-108.7782,26.15093],[-108.77584,26.14829],[-108.77308,26.14525],[-108.77074,26.14266],[-108.76833,26.13998],[-108.76586,26.13726],[-108.76338,26.13454],[-108.76092,26.13181],[-108.75825,26.12885],[-108.75563,26.12593],[-108.7531,26.12313],[-108.75034,26.1201],[-108.74748,26.11692],[-108.74463,26.11377],[-108.74172,26.11053],[-108.74275,26.10707],[-108.74365,26.10426],[-108.74556,26.0982],[-108.74684,26.09423],[-108.74788,26.09091],[-108.74853,26.08882],[-108.74972,26.08509],[-108.75021,26.08284],[-108.75124,26.07819],[-108.75163,26.07632]]}}
Línea 230.0 kV | LineString | 230.0 kV |  |  |  | CFE |  |  |  |  | OpenStreetMap | {"type":"Feature","properties":{},"geometry":{"type":"LineString","coordinates":[[-108.75146,26.07649],[-108.75202,26.07653]]}}
Línea 230.0 kV | LineString | 230.0 kV |  |  |  | CFE |  |  |  |  | OpenStreetMap | {"type":"Feature","properties":{},"geometry":{"type":"LineString","coordinates":[[-109.0767,25.78557],[-109.07733,25.78579]]}}
Línea 230.0 kV | LineString | 230.0 kV |  |  |  | CFE |  |  |  |  | OpenStreetMap | {"type":"Feature","properties":{},"geometry":{"type":"LineString","coordinates":[[-108.89046,25.83632],[-108.89207,25.83351]]}}
Línea 230.0 kV | LineString | 230.0 kV |  |  |  | CFE |  |  |  |  | OpenStreetMap | {"type":"Feature","properties":{},"geometry":{"type":"LineString","coordinates":[[-108.89046,25.83632],[-108.89098,25.83563]]}}
Línea 230.0 kV | LineString | 230.0 kV |  |  |  | CFE |  |  |  |  | OpenStreetMap | {"type":"Feature","properties":{},"geometry":{"type":"LineString","coordinates":[[-109.07733,25.78579],[-109.07691,25.78527]]}}
Línea 230.0 kV | LineString | 230.0 kV |  |  |  | CFE |  |  |  |  | OpenStreetMap | {"type":"Feature","properties":{},"geometry":{"type":"LineString","coordinates":[[-108.89207,25.83351],[-108.89098,25.83563]]}}
Línea 230.0 kV | LineString | 230.0 kV |  |  |  | C.F.E. |  |  |  |  | OpenStreetMap | {"type":"Feature","properties":{},"geometry":{"type":"LineString","coordinates":[[-109.07787,25.78505],[-109.08187,25.78632],[-109.0849,25.78724],[-109.08674,25.78457],[-109.08902,25.78123],[-109.09126,25.77796],[-109.09353,25.77468],[-109.09576,25.77136],[-109.09798,25.76805],[-109.10038,25.76451],[-109.09649,25.76223],[-109.09281,25.76008],[-109.09015,25.75681],[-109.08748,25.7535],[-109.08479,25.75024],[-109.08207,25.74685],[-109.0792,25.74332],[-109.07684,25.74039],[-109.07344,25.73844],[-109.06971,25.73627],[-109.06588,25.7341],[-109.06195,25.7319],[-109.05816,25.72979],[-109.05446,25.72773],[-109.05086,25.72557],[-109.04723,25.72341],[-109.04356,25.72123],[-109.03993,25.71907],[-109.03612,25.71679],[-109.03172,25.71535],[-109.02759,25.71377],[-109.02321,25.71236],[-109.01888,25.71097],[-109.01774,25.70705],[-109.0166,25.70308],[-109.01608,25.69901],[-109.01467,25.69505],[-109.01312,25.69149],[-109.01189,25.68762],[-109.00833,25.68543],[-109.00534,25.68353],[-109.00529,25.68327]]}}
Línea 230.0 kV | LineString | 230.0 kV |  |  |  | C.F.E. |  |  |  |  | OpenStreetMap | {"type":"Feature","properties":{},"geometry":{"type":"LineString","coordinates":[[-108.90127,25.81779],[-108.90079,25.81685],[-108.90217,25.81461],[-108.90392,25.81167],[-108.90578,25.80857],[-108.90765,25.80538],[-108.90912,25.80272],[-108.90698,25.80091],[-108.90482,25.79897],[-108.90266,25.79705],[-108.90441,25.79426],[-108.90599,25.79175],[-108.90718,25.78991],[-108.9094,25.78669],[-108.9116,25.78347],[-108.91368,25.78044],[-108.91561,25.77764],[-108.91748,25.77494],[-108.91945,25.77204],[-108.92137,25.76928],[-108.92334,25.76641],[-108.92527,25.7636],[-108.92723,25.76077],[-108.92921,25.7579],[-108.93118,25.75501],[-108.93307,25.75226],[-108.93504,25.74942],[-108.93696,25.74659],[-108.93907,25.74352],[-108.94117,25.74046],[-108.94262,25.73838],[-108.94454,25.73554],[-108.94649,25.73271],[-108.9483,25.7301],[-108.95011,25.72743],[-108.95233,25.72423],[-108.95454,25.72098],[-108.95682,25.71769],[-108.95902,25.71447],[-108.96122,25.71125],[-108.96345,25.70802],[-108.96564,25.7048],[-108.96788,25.70159],[-108.97004,25.69844],[-108.97323,25.69647],[-108.9762,25.69464],[-108.97947,25.6926],[-108.98278,25.69057],[-108.9858,25.68873],[-108.98885,25.68683],[-108.9919,25.68496],[-108.99488,25.68311],[-108.99724,25.68167],[-108.99991,25.68223],[-109.00262,25.68277],[-109.00529,25.68327]]}}
Línea 230.0 kV | LineString | 230.0 kV |  |  |  | CFE |  |  |  |  | OpenStreetMap | {"type":"Feature","properties":{},"geometry":{"type":"LineString","coordinates":[[-108.90086,25.81848],[-108.89986,25.81858],[-108.89824,25.82138],[-108.89646,25.82445],[-108.89538,25.82771],[-108.89367,25.83071],[-108.89207,25.83351]]}}
Línea 230.0 kV | LineString | 230.0 kV |  |  |  | CFE |  |  |  |  | OpenStreetMap | {"type":"Feature","properties":{},"geometry":{"type":"LineString","coordinates":[[-109.07767,25.78531],[-109.08125,25.78646],[-109.08455,25.78753],[-109.08532,25.78814],[-109.08817,25.78975],[-109.09128,25.79149],[-109.09419,25.79315],[-109.09751,25.79504],[-109.10062,25.79679],[-109.10328,25.79831],[-109.10306,25.80126],[-109.10277,25.80466],[-109.10251,25.80825],[-109.10223,25.81181],[-109.10196,25.81531],[-109.10174,25.81822],[-109.10029,25.82027],[-109.09851,25.82277],[-109.09655,25.82556],[-109.09473,25.82813],[-109.09332,25.83011],[-109.09149,25.83171],[-109.08908,25.83381],[-109.08649,25.83606],[-109.08414,25.83811],[-109.08233,25.84037],[-109.08015,25.8431],[-109.07788,25.84594],[-109.07597,25.84834],[-109.0747,25.84993],[-109.07279,25.85231],[-109.07057,25.8551],[-109.06833,25.85791],[-109.06592,25.86093],[-109.06374,25.86367],[-109.06202,25.8667],[-109.06015,25.87004],[-109.05861,25.87274],[-109.05758,25.87491],[-109.05652,25.87715],[-109.05568,25.87899],[-109.05336,25.87959],[-109.0503,25.88041],[-109.04791,25.88105],[-109.04665,25.88161],[-109.04466,25.88251],[-109.04564,25.88527],[-109.0468,25.8886],[-109.04782,25.89148],[-109.04865,25.89383],[-109.04758,25.89608],[-109.04647,25.89842],[-109.04506,25.90139],[-109.04359,25.90446],[-109.04256,25.90666],[-109.0403,25.90797],[-109.03749,25.90959],[-109.03511,25.91093],[-109.03661,25.91307],[-109.03835,25.91553],[-109.03736,25.91766],[-109.03607,25.92034],[-109.03455,25.92357],[-109.03302,25.92683],[-109.03146,25.93009],[-109.02992,25.93333],[-109.02835,25.93667],[-109.02696,25.93963],[-109.02541,25.94289],[-109.02382,25.94625],[-109.02238,25.94929],[-109.02092,25.95239],[-109.01926,25.95588],[-109.01798,25.95856],[-109.0168,25.96106],[-109.01531,25.96426],[-109.01441,25.96616],[-109.01699,25.96715],[-109.01962,25.96818],[-109.02295,25.9695],[-109.0223,25.97178],[-109.02186,25.97339],[-109.02142,25.97513],[-109.02122,25.97576]]}}
Línea 230.0 kV | LineString | 230.0 kV |  |  |  | Comisión Federal de Electricidad |  |  |  |  | OpenStreetMap | {"type":"Feature","properties":{},"geometry":{"type":"LineString","coordinates":[[-102.91786,23.23294],[-102.9184,23.23334],[-102.91815,23.23458],[-102.91997,23.2372],[-102.92151,23.2394],[-102.92331,23.24197],[-102.92515,23.24463],[-102.92693,23.24723],[-102.92876,23.2499],[-102.93051,23.2525],[-102.93229,23.25509],[-102.93428,23.25801],[-102.936,23.26052],[-102.93772,23.26303],[-102.93947,23.26563],[-102.94124,23.26822],[-102.94292,23.27066],[-102.94469,23.27325],[-102.94645,23.27585],[-102.94824,23.27844],[-102.95001,23.28104],[-102.95183,23.28372],[-102.95361,23.28633],[-102.95511,23.28853],[-102.95688,23.2911],[-102.95845,23.29342],[-102.96,23.29569],[-102.9606,23.29855],[-102.96126,23.30193],[-102.96187,23.30504],[-102.96253,23.30832],[-102.96306,23.31098],[-102.96354,23.31348],[-102.96407,23.31614],[-102.96467,23.31915],[-102.96527,23.32215],[-102.96587,23.32519],[-102.96643,23.32802],[-102.96706,23.33109],[-102.96764,23.33405],[-102.96825,23.33708],[-102.96883,23.3401],[-102.96938,23.34278],[-102.9723,23.34417],[-102.97524,23.3456],[-102.97812,23.34695],[-102.98117,23.34841],[-102.98412,23.34982],[-102.9869,23.35114],[-102.98978,23.3525],[-102.99315,23.3541],[-102.99657,23.35572],[-102.99995,23.35733],[-103.00246,23.35853],[-103.00464,23.35957],[-103.0058,23.36167],[-103.00727,23.36435],[-103.00868,23.36702],[-103.01021,23.36982],[-103.01167,23.37246],[-103.01314,23.37513],[-103.01462,23.37789],[-103.01611,23.38064],[-103.01755,23.3833],[-103.01907,23.38605],[-103.02055,23.38888],[-103.02195,23.39147],[-103.02338,23.39416],[-103.02481,23.39682],[-103.02607,23.39917],[-103.02749,23.40184],[-103.0291,23.40484],[-103.03069,23.40785],[-103.03268,23.40957],[-103.03461,23.41123],[-103.03723,23.41353],[-103.03966,23.41562],[-103.04208,23.41773],[-103.04471,23.42],[-103.04712,23.4221],[-103.04955,23.4242],[-103.05162,23.42599],[-103.05397,23.42804],[-103.05646,23.4302],[-103.05899,23.43239],[-103.06146,23.43452],[-103.06345,23.43625],[-103.06609,23.43854],[-103.06844,23.44059],[-103.07094,23.44274],[-103.07337,23.44485],[-103.07622,23.44732],[-103.07856,23.44936],[-103.08092,23.45139],[-103.08356,23.45368],[-103.08641,23.45616],[-103.08897,23.45838],[-103.09162,23.46066],[-103.09391,23.46317],[-103.09629,23.46578],[-103.09793,23.46758],[-103.09957,23.46938],[-103.10165,23.47164],[-103.10366,23.47387],[-103.10675,23.47724],[-103.11073,23.4816],[-103.11258,23.48359],[-103.11502,23.4863],[-103.11753,23.48906],[-103.11981,23.49155],[-103.12207,23.49402],[-103.12391,23.49602],[-103.1258,23.49808],[-103.12801,23.50051],[-103.12984,23.50252],[-103.13242,23.50535],[-103.13583,23.50907],[-103.13817,23.51162],[-103.14019,23.51383],[-103.14227,23.51611],[-103.14447,23.51853],[-103.14656,23.5208],[-103.14878,23.52323],[-103.15104,23.5257],[-103.15318,23.52805],[-103.15533,23.5304],[-103.15722,23.53247],[-103.15912,23.53454],[-103.16108,23.53668],[-103.16279,23.53855],[-103.16573,23.5389],[-103.16897,23.53929],[-103.17149,23.53959],[-103.17502,23.53999],[-103.17845,23.5404],[-103.18263,23.54091],[-103.18803,23.54155],[-103.19131,23.54194],[-103.19418,23.54228],[-103.19864,23.54283],[-103.20275,23.5433],[-103.20668,23.54378],[-103.21111,23.54428],[-103.21451,23.5447],[-103.21829,23.54513],[-103.22146,23.54552],[-103.2242,23.54584],[-103.22752,23.54623],[-103.23084,23.54663],[-103.23406,23.54701],[-103.23717,23.54738],[-103.24022,23.54774],[-103.24354,23.54812],[-103.24636,23.54844],[-103.24913,23.54877],[-103.25223,23.5491],[-103.25697,23.54966],[-103.25928,23.54991],[-103.26202,23.55406],[-103.26418,23.55726],[-103.26661,23.56093],[-103.26842,23.56369],[-103.27038,23.56658],[-103.27236,23.56955],[-103.27419,23.57229],[-103.27596,23.57496],[-103.27772,23.57762],[-103.27961,23.58047],[-103.28177,23.58368],[-103.28392,23.58689],[-103.28531,23.58899],[-103.28678,23.59119],[-103.28973,23.59245],[-103.29312,23.59389],[-103.29627,23.59523],[-103.29938,23.59655],[-103.30277,23.59798],[-103.30581,23.59926],[-103.30887,23.60057],[-103.31191,23.60186],[-103.31501,23.60318],[-103.31814,23.60451],[-103.32124,23.60582],[-103.32453,23.60722],[-103.32774,23.60858],[-103.33093,23.60993],[-103.33409,23.61127],[-103.33693,23.61248],[-103.33919,23.61343],[-103.34214,23.61469],[-103.34498,23.61589],[-103.34918,23.61767],[-103.35175,23.61877],[-103.35429,23.61984],[-103.35754,23.62121],[-103.36065,23.62253],[-103.3643,23.62408],[-103.36743,23.62542],[-103.37061,23.62675],[-103.37374,23.62808],[-103.37658,23.62929],[-103.37956,23.63055],[-103.38228,23.6317],[-103.38584,23.6332],[-103.38923,23.63465],[-103.39251,23.63603],[-103.39563,23.63736],[-103.39884,23.63872],[-103.40195,23.64004],[-103.40462,23.64116],[-103.40906,23.64305],[-103.41334,23.64487],[-103.41674,23.6463],[-103.41966,23.64753],[-103.42367,23.64923],[-103.42599,23.65021],[-103.42991,23.65188],[-103.43417,23.65368],[-103.43772,23.65518],[-103.44049,23.65636],[-103.44312,23.65746],[-103.44584,23.65737],[-103.44784,23.65731],[-103.4512,23.65721],[-103.45435,23.65712],[-103.45809,23.65699],[-103.46123,23.65691],[-103.46409,23.6568],[-103.4677,23.6567],[-103.47083,23.6566],[-103.47419,23.6565],[-103.47655,23.65643],[-103.47933,23.65637],[-103.48403,23.65619],[-103.48701,23.65611],[-103.49016,23.65601],[-103.4935,23.6559],[-103.49704,23.65579],[-103.50038,23.65568],[-103.50373,23.6556],[-103.50717,23.65548],[-103.51058,23.65537],[-103.51401,23.65607],[-103.5174,23.65677],[-103.52051,23.6574],[-103.52366,23.65805],[-103.52729,23.6588],[-103.53053,23.65946],[-103.5336,23.66011],[-103.53646,23.66067],[-103.53982,23.66136],[-103.54289,23.66199],[-103.54576,23.66258],[-103.54901,23.66326],[-103.55227,23.66391],[-103.55542,23.66456],[-103.55867,23.66522],[-103.56202,23.66592],[-103.56494,23.66652],[-103.56764,23.66706],[-103.57135,23.66781],[-103.57476,23.66852],[-103.57789,23.66916],[-103.58094,23.66976],[-103.58441,23.67049],[-103.58804,23.67124],[-103.59139,23.67193],[-103.59454,23.67256],[-103.59798,23.67326],[-103.60125,23.67393],[-103.6045,23.6746],[-103.60747,23.6752],[-103.61091,23.6759],[-103.61398,23.67653],[-103.61705,23.67715],[-103.6203,23.67782],[-103.62316,23.6784],[-103.62604,23.67899],[-103.62986,23.67976],[-103.63235,23.68028],[-103.63534,23.68088],[-103.64127,23.68209],[-103.64366,23.68257],[-103.6475,23.68336],[-103.65093,23.68406],[-103.65399,23.68469],[-103.65744,23.68539],[-103.66097,23.68611],[-103.66432,23.68678],[-103.66757,23.68746],[-103.67084,23.68811],[-103.6739,23.68875],[-103.67695,23.68937],[-103.67993,23.68997],[-103.68347,23.69069],[-103.68672,23.69136],[-103.68988,23.692],[-103.69246,23.69253],[-103.69533,23.69311],[-103.6984,23.69373],[-103.70126,23.69432],[-103.705,23.69508],[-103.70841,23.69578],[-103.71247,23.6966],[-103.7161,23.69734],[-103.71914,23.69797],[-103.72123,23.69948],[-103.72447,23.70185],[-103.72691,23.70364],[-103.72936,23.70543],[-103.73204,23.70741],[-103.73442,23.70913],[-103.73734,23.71127],[-103.73927,23.71268],[-103.74096,23.71392],[-103.74433,23.71638],[-103.74701,23.71834],[-103.74963,23.72026],[-103.75209,23.72205],[-103.75448,23.7238],[-103.75718,23.72579],[-103.75986,23.72777],[-103.7623,23.72958],[-103.76506,23.73161],[-103.7675,23.73343],[-103.76935,23.73479],[-103.77239,23.73704],[-103.77461,23.73869],[-103.77774,23.74099],[-103.78082,23.74325],[-103.78342,23.74518],[-103.78669,23.7476],[-103.78938,23.74761],[-103.79121,23.74762],[-103.79327,23.74762],[-103.79766,23.74764],[-103.7995,23.74761],[-103.80413,23.74766],[-103.80882,23.74768],[-103.81228,23.74769],[-103.81562,23.74771],[-103.81934,23.74772],[-103.82418,23.74778],[-103.82658,23.74775],[-103.8282,23.74775],[-103.83211,23.75019],[-103.83602,23.75262],[-103.84081,23.7556],[-103.84444,23.75785],[-103.84709,23.75947],[-103.85018,23.76139],[-103.85312,23.76325],[-103.85621,23.76518],[-103.85903,23.76694],[-103.86142,23.76842],[-103.86336,23.76962],[-103.86533,23.77083],[-103.86816,23.77259],[-103.87093,23.77203],[-103.87429,23.77137],[-103.87765,23.7707],[-103.88091,23.77004],[-103.88415,23.76936],[-103.88723,23.76876],[-103.89069,23.76809],[-103.89355,23.7675],[-103.89676,23.76685],[-103.89949,23.76629],[-103.90246,23.76569],[-103.90572,23.76505],[-103.90877,23.76443],[-103.91203,23.76378],[-103.9152,23.76313],[-103.91826,23.7625],[-103.92152,23.76185],[-103.92438,23.76128],[-103.92774,23.76061],[-103.93072,23.76],[-103.93418,23.75929],[-103.93724,23.75869],[-103.94049,23.75802],[-103.94394,23.75733],[-103.94689,23.75673],[-103.94988,23.75615],[-103.95295,23.75553],[-103.95621,23.75486],[-103.95928,23.75424],[-103.96233,23.75362],[-103.96568,23.75292],[-103.96885,23.7523],[-103.97173,23.75173],[-103.97507,23.75104],[-103.97834,23.75038],[-103.98149,23.74975],[-103.98478,23.7491],[-103.98743,23.74856],[-103.98969,23.7481],[-103.99288,23.74865],[-103.99586,23.74917],[-103.99896,23.74971],[-104.00186,23.75022],[-104.00464,23.75071],[-104.00753,23.75124],[-104.01012,23.7517],[-104.01294,23.75218],[-104.01602,23.75273],[-104.0191,23.75326],[-104.02217,23.75381],[-104.02525,23.75435],[-104.02821,23.75486],[-104.03126,23.7554],[-104.0348,23.7554],[-104.03798,23.75542],[-104.04133,23.75544],[-104.04467,23.75545],[-104.04781,23.75548],[-104.05093,23.75548],[-104.05361,23.75551],[-104.05606,23.75552],[-104.0587,23.75554],[-104.06069,23.75709],[-104.06262,23.7586],[-104.06533,23.76072],[-104.06801,23.76283],[-104.07071,23.76493],[-104.07325,23.76691],[-104.07604,23.7691],[-104.07874,23.77121],[-104.08157,23.77342],[-104.08418,23.77547],[-104.08673,23.77745],[-104.08946,23.77958],[-104.0923,23.7818],[-104.09486,23.7838],[-104.09724,23.78566],[-104.09994,23.78779],[-104.10234,23.78966],[-104.10504,23.79176],[-104.10775,23.79385],[-104.11043,23.79597],[-104.11314,23.7981],[-104.11576,23.80013],[-104.11852,23.8023],[-104.1209,23.80416],[-104.12361,23.80627],[-104.1261,23.80822],[-104.12887,23.81039],[-104.13155,23.81249],[-104.13427,23.81459],[-104.13706,23.81677],[-104.13983,23.81893],[-104.14225,23.82078],[-104.14496,23.82292],[-104.14741,23.82482],[-104.15019,23.82699],[-104.15243,23.82874],[-104.15497,23.83073],[-104.15768,23.83283],[-104.16022,23.83482],[-104.16291,23.83693],[-104.16563,23.83905],[-104.16832,23.84115],[-104.1706,23.84293],[-104.17289,23.84392],[-104.17573,23.84517],[-104.1789,23.84653],[-104.18283,23.84826],[-104.18531,23.84933],[-104.18835,23.85068],[-104.19172,23.85214],[-104.19527,23.8537],[-104.19846,23.8551],[-104.20172,23.85651],[-104.20519,23.85804],[-104.20857,23.85951],[-104.21157,23.86081],[-104.21459,23.86212],[-104.21783,23.86355],[-104.22098,23.86493],[-104.22458,23.8665],[-104.22783,23.86791],[-104.23075,23.8692],[-104.23392,23.87056],[-104.23725,23.87203],[-104.24126,23.8738],[-104.24497,23.87541],[-104.24799,23.87673],[-104.25116,23.8781],[-104.25564,23.88006],[-104.25939,23.88154],[-104.26284,23.88292],[-104.26608,23.88421],[-104.26899,23.88536],[-104.27241,23.88673],[-104.27492,23.88772],[-104.2771,23.88858],[-104.28034,23.88988],[-104.2838,23.89125],[-104.28756,23.89275],[-104.29078,23.89402],[-104.29328,23.89552],[-104.29603,23.89717],[-104.29777,23.89821],[-104.30136,23.90036],[-104.30531,23.90273],[-104.30779,23.90421],[-104.31305,23.90735],[-104.31619,23.90924],[-104.31944,23.91112],[-104.32512,23.91456],[-104.32916,23.91699],[-104.33227,23.91886],[-104.33549,23.92078],[-104.33775,23.92212],[-104.33919,23.92667],[-104.33996,23.92909],[-104.341,23.9323],[-104.34208,23.93567],[-104.34319,23.93915],[-104.34434,23.94277],[-104.34624,23.94866],[-104.34701,23.95109],[-104.34793,23.95393],[-104.34875,23.95654],[-104.34971,23.95948],[-104.35071,23.96266],[-104.35161,23.96552],[-104.35393,23.96832],[-104.3561,23.97097],[-104.35853,23.97392],[-104.36069,23.97654],[-104.36277,23.97907],[-104.36554,23.98244],[-104.36767,23.98504],[-104.36974,23.98756],[-104.37188,23.99016],[-104.37403,23.99276],[-104.37652,23.99579],[-104.37873,23.99845],[-104.37971,23.99965],[-104.38121,24.00148],[-104.38358,24.00436],[-104.38553,24.00674],[-104.38775,24.00942],[-104.39055,24.01083],[-104.393,24.01207],[-104.39745,24.01164],[-104.40129,24.01124],[-104.40517,24.01086],[-104.40898,24.0105],[-104.4121,24.0102],[-104.41621,24.0098],[-104.41952,24.00948],[-104.42322,24.00912],[-104.42704,24.00873],[-104.43045,24.0084],[-104.43388,24.00806],[-104.43742,24.00771],[-104.43934,24.00951],[-104.4413,24.01131],[-104.4434,24.01324],[-104.44586,24.01551],[-104.44934,24.01587],[-104.4533,24.01626],[-104.45684,24.01661],[-104.46044,24.01697],[-104.464,24.01733],[-104.46758,24.01769],[-104.4705,24.01798],[-104.47385,24.01831],[-104.47736,24.01867],[-104.4809,24.01902],[-104.484,24.01933],[-104.48636,24.0196],[-104.48918,24.01988],[-104.4926,24.02028],[-104.49612,24.02067],[-104.49962,24.02107],[-104.50323,24.02148],[-104.50684,24.0219],[-104.50859,24.02211]]}}
Línea 230.0 kV | LineString | 230.0 kV | 2 |  |  | CFE |  |  |  |  | OpenStreetMap | {"type":"Feature","properties":{},"geometry":{"type":"LineString","coordinates":[[-99.09781,19.46204],[-99.09768,19.46231],[-99.09688,19.46206],[-99.09768,19.45992],[-99.09759,19.45909],[-99.09705,19.45832],[-99.0968,19.45771],[-99.09697,19.45688],[-99.09602,19.45656],[-99.09487,19.45584],[-99.09351,19.4554],[-99.09165,19.45475],[-99.09001,19.4542],[-99.08797,19.45364],[-99.08478,19.45253],[-99.08233,19.45173],[-99.08297,19.44998],[-99.08343,19.44878],[-99.08398,19.44808],[-99.08557,19.44733],[-99.08609,19.44621],[-99.08697,19.44461],[-99.08742,19.44382],[-99.08794,19.44294],[-99.0885,19.44204],[-99.08905,19.44115],[-99.08952,19.44032],[-99.08987,19.43976],[-99.08983,19.43956],[-99.08931,19.43937]]}}
Línea 230.0 kV | LineString | 230.0 kV | 2 |  |  | CFE |  |  |  |  | OpenStreetMap | {"type":"Feature","properties":{},"geometry":{"type":"LineString","coordinates":[[-99.07516,19.50694],[-99.07579,19.50628],[-99.07657,19.50518],[-99.07792,19.50507],[-99.07828,19.50443],[-99.07931,19.50258],[-99.0808,19.50046],[-99.0824,19.49825],[-99.08426,19.49558],[-99.08583,19.49338],[-99.08666,19.49123],[-99.08744,19.48919],[-99.08827,19.48693],[-99.08925,19.4843],[-99.09028,19.48161],[-99.09147,19.47848],[-99.09218,19.47649],[-99.09319,19.47418],[-99.09217,19.47389]]}}
Línea 230.0 kV | LineString | 230.0 kV | 2 |  |  | CFE |  |  |  |  | OpenStreetMap | {"type":"Feature","properties":{},"geometry":{"type":"LineString","coordinates":[[-99.09799,19.46211],[-99.09788,19.46239],[-99.09711,19.46345],[-99.09646,19.46523],[-99.09577,19.46716],[-99.09499,19.46906],[-99.09423,19.47104],[-99.09367,19.47263],[-99.09239,19.47218]]}}
Línea 230.0 kV | LineString | 230.0 kV | 2 |  |  | CFE |  |  |  |  | OpenStreetMap | {"type":"Feature","properties":{},"geometry":{"type":"LineString","coordinates":[[-99.12724,19.26889],[-99.12681,19.26921],[-99.12579,19.2699],[-99.12317,19.2717],[-99.12177,19.27266],[-99.12039,19.27363],[-99.11952,19.27428],[-99.11904,19.27454],[-99.11852,19.27491],[-99.11797,19.2753],[-99.11505,19.2774],[-99.112,19.27902],[-99.1089,19.2807],[-99.10577,19.28238],[-99.10272,19.28481],[-99.10073,19.28634],[-99.09849,19.28627],[-99.09637,19.286],[-99.09418,19.28565],[-99.09203,19.28532],[-99.091,19.28705],[-99.08998,19.28875],[-99.08896,19.29048],[-99.08792,19.29222],[-99.08691,19.29395],[-99.08588,19.29566],[-99.08484,19.29737],[-99.08375,19.29907],[-99.08203,19.30122],[-99.08008,19.30364],[-99.07852,19.30561],[-99.07698,19.30755],[-99.07542,19.30949],[-99.07387,19.31146],[-99.07253,19.31316],[-99.07159,19.31435],[-99.07098,19.31512],[-99.06978,19.31663],[-99.06806,19.31878],[-99.06734,19.31969],[-99.06633,19.32096],[-99.06461,19.32308],[-99.06454,19.32615],[-99.06449,19.3292],[-99.06447,19.33058],[-99.06532,19.33202]]}}